## Cover Page
2020 CELT Report
2020-2029 Forecast Report of Capacity, Energy, Loads, and Transmission
© ISO New England Inc. System Planning
May 1, 2020
ISO-NE PUBLIC USE

## Introduction
Links: | Reliability Committee
Load Forecast
Links: | RSP Lists
RSP Project List
RSP Asset Condition List
Links: | Glossary and Acronyms
CELT Reports
Links: | M/LCC Procedures
Manuals
Operating Procedures
Planning Procedures
System Operating Procedures
Tariff

## 1.1 Summer Peak
Links:
Load Forecast | Distributed Generation Forecast |  |  |  |  | Energy Efficiency Forecast
Forecast and Capabilities | 2019 | 2020 | 2021 | 2022 | 2023 | 2024 | 2025 | 2026 | 2027 | 2028 | 2029
1. Load (1, 2, 3)
1.1 Gross (without reductions) (4) | 29018 | 29224.142 | 29461.0921 | 29717.0954 | 29977.2184 | 30240.9863 | 30503.8259 | 30767.5866 | 31034.1879 | 31297.0882 | 31550.3485
1.1.1 Behind-the-meter PV (5) | 704.8232 | 786.528 | 827.2693 | 873.5196 | 894.183 | 938.1 | 969.5371 | 997.3671 | 1021.2475 | 1044.3784 | 1061.5906
1.2 Net (with reductions for BTM PV) | 28313.1768 | 28437.6139 | 28633.8228 | 28843.5757 | 29083.0354 | 29302.8862 | 29534.2888 | 29770.2195 | 30012.9404 | 30252.7099 | 30488.7579
1.2.1 Energy efficiency(6) | 2912.51 | 3312.276 | 3652.8342 | 3982.5551 | 4300.25 | 4600.0503 | 4877.007 | 5129.7486 | 5356.938 | 5558.8802 | 5733.3631
1.3 Net (with reductions for BTM PV and EE) (7) | 25400.6668 | 25125.3379 | 24980.9886 | 24861.0206 | 24782.7854 | 24702.8359 | 24657.2818 | 24640.4709 | 24656.0024 | 24693.8297 | 24755.3948
2. Capacity based on FCM obligations
2.1 Generating resources(8) | 30880.423 | 30368.519 | 30050.913 | 29597.068 | 28977.818 | 28977.818 | 28977.818 | 28977.818 | 28977.818 | 28977.818 | 28977.818
2.2 Demand resources(8,9) | 3087.58 | 3549.045 | 3699.509 | 4021.765 | 3919.114 | 3919.114 | 3919.114 | 3919.114 | 3919.114 | 3919.114 | 3919.114
2.2.1 Active DR | 493.5 | 584.35 | 654.436 | 681.067 | 592.043 | 592.043 | 592.043 | 592.043 | 592.043 | 592.043 | 592.043
2.2.2 Passive DR(10) | 2594.08 | 2964.695 | 3045.073 | 3340.698 | 3327.071 | 3327.071 | 3327.071 | 3327.071 | 3327.071 | 3327.071 | 3327.071
2.2.2.1 Energy Efficiency | 2410 | 2626 | 2795 | 3040 | 3015 | 3015 | 3015 | 3015 | 3015 | 3015 | 3015
2.2.2.2 Distributed Generation | 128 | 165 | 138 | 257 | 265 | 265 | 265 | 265 | 265 | 265 | 265
2.3 Imports(11) | 1428 | 1124.6 | 1305.487 | 1187.69 | 1058.72 | 82 | 14 | 14 | 14 | 14 | 14
2.4 Total [ = 2.1 + 2.2 + 2.3 ] | 35396.003 | 35042.164 | 35055.909 | 34806.523 | 33955.652 | 32978.932 | 32910.932 | 32910.932 | 32910.932 | 32910.932 | 32910.932
3. Capacity based on seasonal claimed capability(12, 13)
3.1 Generation claimed for capability | 31337 | 31531 | 31259 | 31406.6672 | 31553.582 | 31754.5659 | 31787.6279 | 31807.6746 | 31825.2337 | 31843.3663 | 31860.4149
4. Reserves (based on Reference Load with reduction for passive DR)
4.1 Installed reserves (based on CSOs of generating resources [line 2.1], active DR [line 2.2.1], and imports [line 2.3])
4.1.1 MW [ = 2.1 + 2.2.1 + 2.3 - 1.3 ] | 7401.2562 | 6952.1311 | 7029.8474 | 6604.8044 | 5845.7956 | 4949.0251 | 4926.5792 | 4943.3901 | 4927.8586 | 4890.0313 | 4828.4662
4.1.2 % of load [ = (4.1.1 / 1.3 ) x 100 ] | 29.138 | 27.6698 | 28.1408 | 26.5669 | 23.5881 | 20.0342 | 19.9802 | 20.0621 | 19.9864 | 19.8026 | 19.5047
4.2 Installed reserves (based on generation SCC [line 3.1], active DR [line 2.2.1], imports [line 2.3], and exports(14)
4.2.1 MW [ = (3.1 + 2.2.1 + 2.3) – 1.3 ] | 7757.8332 | 8014.6121 | 8237.9344 | 8414.4035 | 8421.5596 | 7725.773 | 7736.3891 | 7773.2467 | 7775.2742 | 7755.5797 | 7711.063
4.2.2 % of load [ = (4.2.1 / 1.3 ) x 100) ] | 30.5418 | 31.8985 | 32.9768 | 33.8458 | 33.9815 | 31.2748 | 31.3757 | 31.5467 | 31.535 | 31.407 | 31.149
Link: Transmission Planning Guides

## 1.2 Winter Peak
Links:
Load Forecast | Distributed Generation Forecast |  |  |  |  | Energy Efficiency Forecast
Forecast and Capabilities | 2019-20 | 2020-21 | 2021-22 | 2022-23 | 2023-24 | 2024-25 | 2025-26 | 2026-27 | 2027-28 | 2028-29 | 2029-30
1. Load (1, 2, 3)
1.1 Gross - (without reductions) (4) | 23172.5389 | 23373.3566 | 23621.614 | 23852.8795 | 24088.097 | 24328.5305 | 24583.3618 | 24851.3825 | 25132.898 | 25408.1333 | 25686.6536
1.1.1 Behind-the-Meter PV (5) | 0 | 0 | 0 | 0 | 0 | 0 | 0 | 0 | 0 | 0 | 0
1.2 Net - With reductions for BTM PV | 23172.5389 | 23373.3566 | 23621.614 | 23852.8795 | 24088.097 | 24328.5305 | 24583.3618 | 24851.3825 | 25132.898 | 25408.1333 | 25686.6536
1.2.1 Energy Efficiency (6) | 2667.975 | 3207.02 | 3546.8431 | 3859.4965 | 4145.925 | 4406.7393 | 4640.0025 | 4851.3992 | 5040.3493 | 5208.0959 | 5353.0746
1.3 Net - (with reductions for BTM PV and EE) (7) | 20504.5639 | 20166.3366 | 20074.7709 | 19993.383 | 19942.172 | 19921.7912 | 19943.3593 | 19999.9833 | 20092.5487 | 20200.0374 | 20333.579
2. Capacity based on FCM obligations
2.1 Generating Resources (8) | 31530.158 | 30657.62 | 30426.04 | 29858.286 | 29189.596 | 29189.596 | 29189.596 | 29189.596 | 29189.596 | 29189.596 | 29189.596
2.2 Demand Resource (8, 9) | 3090.329 | 3536.334 | 3676.141 | 3932.15 | 3816.99 | 3816.99 | 3816.99 | 3816.99 | 3816.99 | 3816.99 | 3816.99
2.2.1 Active DR | 496.577 | 579.354 | 655.076 | 681.707 | 592.043 | 592.043 | 592.043 | 592.043 | 592.043 | 592.043 | 592.043
2.2.2 Passive DR(10) | 2593.752 | 2956.98 | 3021.065 | 3250.443 | 3224.947 | 3224.947 | 3224.947 | 3224.947 | 3224.947 | 3224.947 | 3224.947
2.2.2.1 Energy Efficiency | 2410 | 2748 | 2806 | 3010 | 2984 | 2984 | 2984 | 2984 | 2984 | 2984 | 2984
2.2.2.2 Distributed Generation | 128 | 161 | 172 | 198 | 194 | 194 | 194 | 194 | 194 | 194 | 194
2.3 Imports (11) | 1017 | 1124.6 | 1232.487 | 1142.69 | 1058.72 | 82 | 14 | 14 | 14 | 14 | 14
2.4 Total [ = 2.1 + 2.2 + 2.3 ] | 35637.487 | 35318.554 | 35334.668 | 34933.126 | 34065.306 | 33088.586 | 33020.586 | 33020.586 | 33020.586 | 33020.586 | 33020.586
3. Capacity based on seasonal claimed capability (12)
3.1 Generation claimed for capability | 33663 | 33708 | 33386 | 33425 | 33592 | 33592 | 33592 | 33592 | 33592 | 33592 | 33592
4. Rerserves - (based on Reference Load with reduction for passive DR)
4.1 Installed Reserves - (based on CSOs of generating resources (line 2.1), active DR (line 2.2.1), and imports (line 2.3)
4.1.1 MW [ = 2.1 + 2.2.1 + 2.3 - 1.3 ] | 12539.1711 | 12195.2374 | 12238.8321 | 11689.3 | 10898.187 | 9941.8478 | 9852.2797 | 9795.6557 | 9703.0903 | 9595.6016 | 9462.06
4.1.2 % of load [ = (4.1.1 / 1.3 ) x 100 ] | 61.1531 | 60.4732 | 60.9662 | 58.4658 | 54.6489 | 49.9044 | 49.4013 | 48.9783 | 48.292 | 47.5029 | 46.5342
4.2 Installed Reserves - (based on generation SCC (line 3.1), active DR (line 2.2.1), imports (line 2.3), and exports) (13)
4.2.1 MW [ = (3.1 + 2.2.1 + 2.3) – 1.3 ] | 14572.0131 | 15145.6174 | 15198.7921 | 15256.014 | 15300.591 | 14344.2518 | 14254.6837 | 14198.0597 | 14105.4943 | 13998.0056 | 13864.464
4.2.2 % of load [ = (4.2.1 / 1.3 ) x 100) ] | 71.0672 | 75.1035 | 75.7109 | 76.3053 | 76.7248 | 72.0028 | 71.4758 | 70.9904 | 70.2026 | 69.2969 | 68.1851
Link: Transmission Planning Guides

## 1.3 Summer by Fuel Type
Unit Fuel Type | 2019 | 2020 | 2021 | 2022 | 2023 | 2024 | 2025 | 2026 | 2027 | 2028 | 2029
Battery, Energy Storage | 4.99 | 6.49 | 0 | 4.99 | 38.125 | 38.125 | 38.125 | 38.125 | 38.125 | 38.125 | 38.125
Coal | 916.864 | 821.426 | 468 | 452.473 | 438 | 438 | 438 | 438 | 438 | 438 | 438
Co-located, PV / Battery | 0 | 0 | 0 | 0 | 50.274 | 50.274 | 50.274 | 50.274 | 50.274 | 50.274 | 50.274
Fuel Cell | 22.694 | 22.694 | 22.694 | 22.694 | 24.059 | 24.059 | 24.059 | 24.059 | 24.059 | 24.059 | 24.059
Hydro | 1421.862 | 1416.932 | 1432.15 | 1428.827 | 1358.391 | 1358.391 | 1358.391 | 1358.391 | 1358.391 | 1358.391 | 1358.391
Landfill Gas/Other Biomass Gas | 53.82 | 54.247 | 58.427 | 51.036 | 54.762 | 54.762 | 54.762 | 54.762 | 54.762 | 54.762 | 54.762
Natural Gas | 15803.114 | 15574.384 | 15693.557 | 15866.852 | 15504.542 | 15504.542 | 15504.542 | 15504.542 | 15504.542 | 15504.542 | 15504.542
Nuclear | 3343.31 | 3348.608 | 3342.93 | 3339.489 | 3333.113 | 3333.113 | 3333.113 | 3333.113 | 3333.113 | 3333.113 | 3333.113
Oil | 6617.938 | 6430.399 | 6056.769 | 5298.322 | 4987.743 | 4987.743 | 4987.743 | 4987.743 | 4987.743 | 4987.743 | 4987.743
Photovoltaic | 63.106 | 65.346 | 85.443 | 216.022 | 385.346 | 385.346 | 385.346 | 385.346 | 385.346 | 385.346 | 385.346
Pumped Storage | 1682.388 | 1759.383 | 1859.127 | 1859.127 | 1859.127 | 1859.127 | 1859.127 | 1859.127 | 1859.127 | 1859.127 | 1859.127
Refuse | 389.592 | 380.557 | 408.391 | 404.525 | 392.829 | 392.829 | 392.829 | 392.829 | 392.829 | 392.829 | 392.829
Steam | 0 | 0 | 10 | 0 | 0 | 0 | 0 | 0 | 0 | 0 | 0
Wind | 111.932 | 77.242 | 126.673 | 183.572 | 270.218 | 270.218 | 270.218 | 270.218 | 270.218 | 270.218 | 270.218
Wood | 448.813 | 410.811 | 486.752 | 469.139 | 331.563 | 331.563 | 331.563 | 331.563 | 331.563 | 331.563 | 331.563
ISO New England capability subtotal(1) | 30880.423 | 30368.519 | 30050.913 | 29597.068 | 29028.092 | 29028.092 | 29028.092 | 29028.092 | 29028.092 | 29028.092 | 29028.092
Demand capacity resources(1) | 3087.58 | 3549.045 | 3699.509 | 4021.765 | 3919.114 | 3919.114 | 3919.114 | 3919.114 | 3919.114 | 3919.114 | 3919.114
Imports(2) | 1428 | 1124.6 | 1305.487 | 1187.69 | 1058.72 | 82 | 82 | 82 | 82 | 82 | 82
Total capacity | 35396.003 | 35042.164 | 35055.909 | 34806.523 | 34005.926 | 33029.206 | 33029.206 | 33029.206 | 33029.206 | 33029.206 | 33029.206

## 1.4 Winter by Fuel Type
Unit Fuel Type | 2019-20 | 2020-21 | 2021-22 | 2022-23 | 2023-24 | 2024-25 | 2025-26 | 2026-27 | 2027-28 | 2028-29 | 2029-30
Battery, Energy Storage | 4.99 | 6.49 | 0 | 4.99 | 38.125 | 38.125 | 38.125 | 38.125 | 38.125 | 38.125 | 38.125
Coal | 916.864 | 821.426 | 468 | 452.473 | 438 | 438 | 438 | 438 | 438 | 438 | 438
Co-located, PV / Battery | 0 | 0 | 0 | 0 | 29.56 | 29.56 | 29.56 | 29.56 | 29.56 | 29.56 | 29.56
Fuel Cell | 22.694 | 22.694 | 22.694 | 22.694 | 24.059 | 24.059 | 24.059 | 24.059 | 24.059 | 24.059 | 24.059
Hydro | 1575.205 | 1564.463 | 1593.082 | 1566.96 | 1525.886 | 1525.886 | 1525.886 | 1525.886 | 1525.886 | 1525.886 | 1525.886
Landfill Gas/Other Biomass Gas | 54.726 | 54.735 | 58.642 | 55.152 | 54.145 | 54.145 | 54.145 | 54.145 | 54.145 | 54.145 | 54.145
Natural Gas | 16169.004 | 15610.196 | 15786.084 | 15988.786 | 15629.07 | 15629.07 | 15629.07 | 15629.07 | 15629.07 | 15629.07 | 15629.07
Nuclear | 3343.31 | 3348.608 | 3342.505 | 3339.489 | 3333.113 | 3333.113 | 3333.113 | 3333.113 | 3333.113 | 3333.113 | 3333.113
Oil | 6667.128 | 6430.482 | 6102.147 | 5343.822 | 4980.697 | 4980.697 | 4980.697 | 4980.697 | 4980.697 | 4980.697 | 4980.697
Photovoltaic | -3.644 | 0 | 0 | 0 | 13.361 | 13.361 | 13.361 | 13.361 | 13.361 | 13.361 | 13.361
Pumped Storage | 1671.789 | 1759.383 | 1859.127 | 1859.127 | 1859.127 | 1859.127 | 1859.127 | 1859.127 | 1859.127 | 1859.127 | 1859.127
Refuse | 398.89 | 389.15 | 416.76 | 413.207 | 402.946 | 402.946 | 402.946 | 402.946 | 402.946 | 402.946 | 402.946
Steam | 0 | 0 | 10 | 0 | 0 | 0 | 0 | 0 | 0 | 0 | 0
Wind | 259.976 | 239.16 | 280.946 | 346.35 | 559.618 | 559.618 | 559.618 | 559.618 | 559.618 | 559.618 | 559.618
Wood | 449.226 | 410.833 | 486.053 | 465.236 | 331.449 | 331.449 | 331.449 | 331.449 | 331.449 | 331.449 | 331.449
ISO New England capability subtotal(1) | 31530.158 | 30657.62 | 30426.04 | 29858.286 | 29219.156 | 29219.156 | 29219.156 | 29219.156 | 29219.156 | 29219.156 | 29219.156
Demand resources(1) | 3090.329 | 3536.334 | 3676.141 | 3932.15 | 3816.99 | 3816.99 | 3816.99 | 3816.99 | 3816.99 | 3816.99 | 3816.99
Imports(2) | 1017 | 1124.6 | 1232.487 | 1142.69 | 1058.72 | 82 | 82 | 82 | 82 | 82 | 82
Total capacity | 35637.487 | 35318.554 | 35334.668 | 34933.126 | 34094.866 | 33118.146 | 33118.146 | 33118.146 | 33118.146 | 33118.146 | 33118.146

## 1.5.1 Peak Loads
Links:
Load Forecast |  |  |  |  | Distributed Generation Forecast | [5 empty] | Energy Efficiency Forecast
Peak Loads | [7 empty] | 2019 Actual
Monthly peak load (MW)(1,2) | JAN |  | FEB |  | MAR | APR | MAY | JUN | JUL | AUG | SEP | OCT | NOV | DEC
Gross (without reductions) | 23947.4143 |  | 21758.6044 |  | 21079.6544 | 18170.9436 | 19353.8309 | 23761.4245 | 28686.9514 | 27621.559 | 22889.4789 | 19744.7027 | 20780.8305 | 22318.7928
Reduced for BTM PV(3) | 23947.4143 |  | 21758.6044 |  | 21079.6544 | 18170.0557 | 18848.6587 | 23131.7098 | 27602.1555 | 26647.9259 | 22398.3232 | 19398.1382 | 20780.8305 | 22318.7928
Net (reduced for BTM PV and EE) | 20773.196 |  | 18584.992 |  | 17875.599 | 15033.929 | 15748.239 | 19912.867 | 24361.244 | 23364.552 | 19105.967 | 16122.226 | 17513.729 | 19033.206
2020 Forecast
Monthly peak load (MW)(1,2) | JAN |  | FEB |  | MAR | APR | MAY | JUN | JUL | AUG | SEP | OCT | NOV | DEC
Gross (without reductions) | 21393.8017 | A | 20273.7587 | A | 20630.1904 | 18443.1426 | 22088.7291 | 26038.265 | 29224.142 | 27440.4542 | 24136.4997 | 18745.6132 | 20545.9919 | 22369.7273
Reduced for BTM PV(3,4) | 21393.8017 | A | 20273.7587 | A | 20630.1904 | 18443.1426 | 21297.7278 | 25256.9861 | 28437.6139 | 26648.3219 | 23351.9847 | 18745.6132 | 20545.9919 | 22369.7273
Net (reduced for BTM PV and EE) | 18075.83 | A | 16960.66 | A | 17962.2154 | 15530.6326 | 18385.2178 | 21944.7101 | 25125.3379 | 23336.0459 | 20039.7087 | 15433.3372 | 17233.7159 | 19162.7073
2021 Forecast
Monthly peak load (MW) | JAN |  | FEB |  | MAR | APR | MAY | JUN | JUL | AUG | SEP | OCT | NOV | DEC
Gross (without reductions) | 23373.3566 |  | 22379.5223 |  | 20783.7914 | 18616.1975 | 22398.3309 | 26264.8758 | 29461.0921 | 27655.2036 | 24345.898 | 18904.8874 | 20680.5761 | 22529.0131
Reduced for BTM PV(4) | 23373.3566 |  | 22379.5223 |  | 20783.7914 | 18616.1975 | 21577.3059 | 25441.5281 | 28633.8228 | 26823.1754 | 23509.4336 | 18904.8874 | 20680.5761 | 22529.0131
Net (reduced for BTM PV and EE) | 20166.3366 |  | 19172.5023 |  | 17576.7714 | 15303.9215 | 18265.0299 | 21788.6939 | 24980.9886 | 23170.3412 | 19856.5994 | 15252.0532 | 17027.7419 | 18982.17
[8 empty] | Annual Forecast | [5 empty] | CAGR (%)
Summer peak (MW) | 2019 |  | 2020 |  | 2021 | 2022 | 2023 | 2024 | 2025 | 2026 | 2027 | 2028 | 2029 | 2020 to 2029
Gross (without reductions) | 28686.9514 | A | 29224.142 |  | 29461.0921 | 29717.0954 | 29977.2184 | 30240.9863 | 30503.8259 | 30767.5866 | 31034.1879 | 31297.0882 | 31550.3485 | 0.85463
Reduced for BTM PV(3) | 27602.1555 | A | 28437.6139 |  | 28633.8228 | 28843.5757 | 29083.0354 | 29302.8862 | 29534.2888 | 29770.2195 | 30012.9404 | 30252.7099 | 30488.7579 | 0.77684
Net (reduced for BTM PV and EE) | 24361.244 | A | 25125.3379 |  | 24980.9886 | 24861.0206 | 24782.7854 | 24702.8359 | 24657.2818 | 24640.4709 | 24656.0024 | 24693.8297 | 24755.3948 | -0.16468
Winter peak (MW)
Gross (without reductions) | 22318.7928 | A | 23373.3566 |  | 23621.614 | 23852.8795 | 24088.097 | 24328.5305 | 24583.3618 | 24851.3825 | 25132.898 | 25408.1333 | 25686.6536 | 1.0541
Reduced for BTM PV(4) | 22318.7928 | A | 23373.3566 |  | 23621.614 | 23852.8795 | 24088.097 | 24328.5305 | 24583.3618 | 24851.3825 | 25132.898 | 25408.1333 | 25686.6536 | 1.0541
Net (reduced for BTM PV and EE) | 19033.206 | A | 20166 |  | 20074.7709 | 19993.383 | 19942.172 | 19921.7912 | 19943.3593 | 19999.9833 | 20092.5487 | 20200.0374 | 20333.579 | 0.1

## 1.5.2 Energy
Link: | Load Forecast
2019 Actual
Monthly net energy for load (GWh)(1) | JAN |  | FEB |  | MAR | APR | MAY | JUN | JUL | AUG | SEP | OCT | NOV | DEC
Gross (without reductions) | 12938.2255 |  | 11411.1604 |  | 11987.8928 | 10594.1835 | 10505.6899 | 11167.2375 | 14311.3635 | 13123.5942 | 10762.4029 | 10823.713 | 11339.1534 | 12549.6972
Reduced for BTM PV | 12835.695 |  | 11271.3283 |  | 11758.2433 | 10365.7237 | 10257.1653 | 10887.7612 | 13990.3169 | 12827.3154 | 10510.6203 | 10679.349 | 11205.323 | 12469.7523
Net (Reduced for BTM PV and EE) | 11077.2032 |  | 9659.4697 |  | 9898.4339 | 8640.6521 | 8749.194 | 9413.7223 | 12393.2629 | 11234.6984 | 9082.2692 | 8896.7863 | 9424.2043 | 10651.8588
2020 Forecast
Monthly net energy (GWh) | JAN |  | FEB |  | MAR | APR | MAY | JUN | JUL | AUG | SEP | OCT | NOV | DEC
Gross (without reductions) | 12324.4889 | A | 11393.9674 | A | 12098.0726 | 10807.2444 | 11096.6445 | 12192.4947 | 14085.3572 | 13733.2169 | 11496.0425 | 11220.0982 | 11320.3867 | 12738.6544
Reduced for BTM PV | 12198.8747 | A | 11232.6076 | A | 11850.8369 | 10521.9361 | 10784.5234 | 11858.3555 | 13728.2277 | 13400.0901 | 11220.7356 | 11020.6409 | 11173.6168 | 12631.5813
Net (reduced for BTM PV and EE) | 10393.4172 | A | 9467.8663 | A | 10273.5631 | 9112.9527 | 9337.8097 | 10268.7715 | 11891.8637 | 11609.636 | 9721.9509 | 9557.8321 | 9697.733 | 10970.7923
2021 Forecast
Monthly net energy (GWh) | JAN |  | FEB |  | MAR | APR | MAY | JUN | JUL | AUG | SEP | OCT | NOV | DEC
Gross (without reductions) | 13279.3854 |  | 11802.1435 |  | 12252.7392 | 10945.7975 | 11229.2809 | 12350.7431 | 14288.6418 | 13916.343 | 11625.8873 | 11352.8433 | 11461.1324 | 12904.3611
Reduced for BTM PV | 13150.0845 |  | 11649.8072 |  | 11980.9313 | 10634.3412 | 10883.3139 | 11980.8553 | 13893.6813 | 13542.2615 | 11317.4478 | 11128.8349 | 11295.6241 | 12783.7759
Net (reduced for BTM PV and EE) | 11260.7579 |  | 9970.6555 |  | 10237.671 | 9077.0262 | 9285.6662 | 10223.6514 | 11860.7626 | 11562.3117 | 9663.3729 | 9513.6074 | 9664.9898 | 10947.806
[8 empty] | Annual Forecast | [5 empty] | CAGR
Net annual energy (GWh)(1) | 2019 |  | 2020 |  | 2021 | 2022 | 2023 | 2024 | 2025 | 2026 | 2027 | 2028 | 2029 | 2020 to 2029
Gross (without reductions) | 141514.3138 | A | 145881.662 |  | 147409.2985 | 150120.0172 | 152310.7372 | 154836.1618 | 156581.1788 | 158696.5612 | 160957.0217 | 163659.0915 | 165603.2983 | 1.4189
Reduced for BTM PV | 139058.5936 | A | 143023.6272 |  | 144240.959 | 146568.3509 | 148430.6905 | 150596.9793 | 152042.8445 | 153886.0809 | 155879.1745 | 158327.5789 | 160065.1129 | 1.2586
Net (reduced for BTM PV and EE) | 119121.7552 | A | 124183.7184 |  | 123268.2786 | 123688.1009 | 123864.0866 | 124538.5788 | 124678.3851 | 125350.0753 | 126303.2364 | 127834.4929 | 128781.22 | 0.4

## 1.6 Frcst Distributions
|  | Peak Load Forecast at Milder-than-Expected Weather |  |  |  | Gross Forecast at Expected Weather | Peak Load Forecast at More-Extreme-than-Expected Weather
Probability of Forecast Being Exceeded |  | 90% | 80% | 70% | 60% | 50% | 40% | 30% | 20% | 10% | 5%
Summer (MW) | 2020 | 26983.7024 | 27367.6524 | 27756.3383 | 28087.6142 | 28437.6139 | 28953.0913 | 29301.2817 | 29718.8134 | 30395.9016 | 30862.9765
| 2021 | 27166.2176 | 27563.7623 | 27946.5462 | 28275.5404 | 28633.8228 | 29157.3448 | 29522.8129 | 29944.8812 | 30611.343 | 31103.5639
| 2022 | 27362.2769 | 27773.4162 | 28150.2981 | 28487.0026 | 28843.5757 | 29375.3412 | 29757.8881 | 30178.3868 | 30854.5965 | 31357.6953
| 2023 | 27581.668 | 28003.0775 | 28379.7878 | 28724.2026 | 29083.0354 | 29619.9049 | 30018.701 | 30437.0848 | 31129.9584 | 31637.5645
| 2024 | 27770.533 | 28201.6013 | 28580.8116 | 28932.9367 | 29302.8862 | 29836.0026 | 30251.0481 | 30667.3168 | 31376.8543 | 31888.9678
| 2025 | 27970.9498 | 28410.7896 | 28793.3871 | 29153.2226 | 29534.2888 | 30065.1138 | 30494.9469 | 30909.1006 | 31635.302 | 32151.9228
| 2026 | 28175.8948 | 28624.506 | 29010.4908 | 29378.0366 | 29770.2195 | 30304.64 | 30740.0676 | 31155.4125 | 31898.2779 | 32419.406
| 2027 | 28387.63 | 28842.0414 | 29234.3846 | 29609.6408 | 30012.9404 | 30550.9563 | 30991.0285 | 31408.5147 | 32168.044 | 32693.6794
| 2028 | 28596.4137 | 29055.2415 | 29450.1029 | 29838.2935 | 30252.7099 | 30794.3212 | 31239.0379 | 31658.6653 | 32434.8585 | 32965.0013
| 2029 | 28801.7535 | 29264.9977 | 29659.0844 | 30063.5025 | 30488.7579 | 31034.2423 | 31485.3339 | 31905.3722 | 32698.2293 | 33232.8794
Probability of Forecast Being Exceeded |  | 90% | 80% | 70% | 60% | 50% | 40% | 30% | 20% | 10% | 5%
Winter (MW) | 2020-2021 | 23017.457 | 23120.2576 | 23197.1321 | 23280.9223 | 23373.3566 | 23492.9975 | 23653.2706 | 23810.8411 | 24013.2762 | 24179.3625
| 2021-2022 | 23256.8853 | 23364.7362 | 23443.3937 | 23530.3598 | 23621.614 | 23742.2542 | 23903.9823 | 24067.0613 | 24270.1824 | 24438.4146
| 2022-2023 | 23481.041 | 23594.3178 | 23674.8199 | 23765.1391 | 23852.8795 | 23976.8736 | 24140.2137 | 24308.9317 | 24512.7946 | 24683.2849
| 2023-2024 | 23716.1004 | 23831.4789 | 23913.8952 | 24007.7644 | 24088.097 | 24218.0905 | 24384.4659 | 24558.9872 | 24763.6546 | 24936.5146
| 2024-2025 | 23958.2031 | 24073.2164 | 24157.7954 | 24254.556 | 24328.5305 | 24464.2569 | 24633.9828 | 24814.4906 | 25020.0471 | 25195.4131
| 2025-2026 | 24206.0039 | 24323.7079 | 24410.7974 | 24508.8923 | 24583.3618 | 24719.6199 | 24892.8348 | 25079.5814 | 25286.1225 | 25464.0752
| 2026-2027 | 24465.5421 | 24587.1642 | 24677.2329 | 24776.3685 | 24851.3825 | 24988.1991 | 25165.0495 | 25358.34 | 25565.9865 | 25746.6081
| 2027-2028 | 24740.5825 | 24863.8526 | 24957.426 | 25057.2712 | 25132.898 | 25272.0027 | 25450.951 | 25651.1573 | 25860.0647 | 26043.4367
| 2028-2029 | 25013.4842 | 25133.9476 | 25231.3115 | 25331.7983 | 25408.1333 | 25551.2118 | 25730.7864 | 25938.3654 | 26148.7386 | 26335.1886
| 2029-2030 | 25289.4382 | 25406.9467 | 25508.4635 | 25609.4757 | 25686.6536 | 25833.4115 | 26014.1473 | 26229.6659 | 26441.7809 | 26632.0701

## 1.7 Electrification Frcst
Links: | Final 2020 Heating Electrification Forecast
Final 2020 Transportation Electrification Forecast
Table 1 |  | Annual Energy (GWh)
Category | State | 2020 | 2021 | 2022 | 2023 | 2024 | 2025 | 2026 | 2027 | 2028 | 2029
Transportation | Connecticut | 17.2578 | 53.0836 | 93.9377 | 137.7301 | 184.7372 | 233.421 | 283.8373 | 334.9184 | 379.412 | 409.537
| Massachusetts | 37.4392 | 115.1599 | 203.789 | 298.7924 | 400.7698 | 506.3846 | 615.758 | 726.5736 | 823.0983 | 888.4517
| Maine | 4.454 | 13.7002 | 24.2442 | 35.5464 | 47.6784 | 60.2431 | 73.2549 | 86.4383 | 97.9215 | 105.6964
| New Hampshire | 5.4579 | 16.7881 | 29.7084 | 43.5581 | 58.4244 | 73.821 | 89.7655 | 105.9202 | 119.9916 | 129.5189
| Rhode Island | 3.0609 | 9.4152 | 16.6613 | 24.4285 | 32.7659 | 41.4007 | 50.3428 | 59.4028 | 67.2944 | 72.6376
| Vermont | 5.1532 | 15.8509 | 28.05 | 41.1265 | 55.1629 | 69.6999 | 84.7543 | 100.0073 | 113.2931 | 122.2885
| Total | 72.8231 | 223.9978 | 396.3905 | 581.1821 | 779.5386 | 984.9703 | 1197.7127 | 1413.2605 | 1601.0109 | 1728.1301
Heating | Connecticut | 4.6571 | 15.2491 | 27.4298 | 41.4377 | 57.5467 | 76.0721 | 97.3763 | 121.8761 | 150.0509 | 182.4519
| Massachusetts | 13.9072 | 45.7126 | 82.2888 | 124.3514 | 172.7234 | 228.3512 | 292.3232 | 365.8909 | 450.4939 | 547.7872
| Maine | 15.1635 | 50.8413 | 94.5281 | 146.8783 | 209.0584 | 278.7321 | 351.8895 | 428.7047 | 509.3607 | 594.0495
| New Hampshire | 3.3948 | 10.9357 | 19.3815 | 28.8408 | 39.4351 | 51.3008 | 64.5904 | 79.4748 | 96.1453 | 114.8162
| Rhode Island | 0.38211 | 1.3909 | 2.904 | 5.1737 | 8.5782 | 13.685 | 21.3452 | 32.8354 | 50.0709 | 75.924
| Vermont | 7.0067 | 22.5249 | 39.3495 | 57.4809 | 77.0925 | 98.421 | 121.3495 | 145.937 | 172.2477 | 200.3526
| Total | 44.5115 | 146.6544 | 265.8816 | 404.1627 | 564.4343 | 746.5622 | 948.874 | 1174.7189 | 1428.3693 | 1715.3814
Table 2 |  | Summer Peak (MW)
Category | State | 2020 | 2021 | 2022 | 2023 | 2024 | 2025 | 2026 | 2027 | 2028 | 2029
Transportation | Connecticut | 2.759 | 8.0728 | 14.0994 | 22.7523 | 30.3401 | 38.3592 | 46.5612 | 54.8786 | 61.8198 | 66.8235
| Massachusetts | 5.9855 | 17.5132 | 30.5874 | 49.359 | 65.82 | 83.2166 | 101.0101 | 119.0538 | 134.1121 | 144.9673
| Maine | 0.71208 | 2.0835 | 3.6389 | 5.8721 | 7.8304 | 9.9 | 12.0169 | 14.1635 | 15.9549 | 17.2463
| New Hampshire | 0.87257 | 2.5531 | 4.459 | 7.1956 | 9.5953 | 12.1313 | 14.7253 | 17.3557 | 19.5509 | 21.1334
| Rhode Island | 0.48936 | 1.4318 | 2.5007 | 4.0355 | 5.3813 | 6.8036 | 8.2583 | 9.7335 | 10.9647 | 11.8522
| Vermont | 0.82386 | 2.4106 | 4.2101 | 6.7939 | 9.0596 | 11.4541 | 13.9033 | 16.3868 | 18.4595 | 19.9536
| Total | 11.6424 | 34.0651 | 59.4956 | 96.0083 | 128.0267 | 161.8648 | 196.475 | 231.5719 | 260.8619 | 281.9763
Heating | Connecticut | 0 | 0 | 0 | 0 | 0 | 0 | 0 | 0 | 0 | 0
| Massachusetts | 0 | 0 | 0 | 0 | 0 | 0 | 0 | 0 | 0 | 0
| Maine | 0 | 0 | 0 | 0 | 0 | 0 | 0 | 0 | 0 | 0
| New Hampshire | 0 | 0 | 0 | 0 | 0 | 0 | 0 | 0 | 0 | 0
| Rhode Island | 0 | 0 | 0 | 0 | 0 | 0 | 0 | 0 | 0 | 0
| Vermont | 0 | 0 | 0 | 0 | 0 | 0 | 0 | 0 | 0 | 0
| Total | 0 | 0 | 0 | 0 | 0 | 0 | 0 | 0 | 0 | 0
Table 3 |  | Winter Peak (MW)
Category | State | 2020 | 2021 | 2022 | 2023 | 2024 | 2025 | 2026 | 2027 | 2028 | 2029
Transportation | Connecticut | 8.1948 | 17.2799 | 27.1443 | 37.5934 | 48.7068 | 60.3461 | 72.0419 | 83.6756 | 91.8863 | 98.0638
| Massachusetts | 17.7778 | 37.4871 | 58.8869 | 81.5554 | 105.6648 | 130.9152 | 156.288 | 181.5262 | 199.3386 | 212.7402
| Maine | 2.115 | 4.4597 | 7.0056 | 9.7024 | 12.5706 | 15.5746 | 18.5931 | 21.5956 | 23.7147 | 25.3091
| New Hampshire | 2.5916 | 5.4649 | 8.5846 | 11.8892 | 15.4039 | 19.0849 | 22.7837 | 26.463 | 29.0597 | 31.0134
| Rhode Island | 1.4535 | 3.0648 | 4.8144 | 6.6678 | 8.6389 | 10.7033 | 12.7777 | 14.8411 | 16.2974 | 17.3931
| Vermont | 2.447 | 5.1598 | 8.1053 | 11.2255 | 14.5439 | 18.0195 | 21.5118 | 24.9857 | 27.4374 | 29.282
| Total | 34.5796 | 72.9162 | 114.5411 | 158.6336 | 205.5288 | 254.6435 | 303.9963 | 353.0872 | 387.7341 | 413.8016
Heating | Connecticut | 3.7986 | 7.8602 | 12.4978 | 17.7679 | 23.6257 | 30.529 | 38.5253 | 47.7706 | 59.5622 | 71.9891
| Massachusetts | 11.3302 | 23.4447 | 37.2774 | 53.6714 | 71.3658 | 92.2187 | 116.3729 | 144.2999 | 179.9188 | 217.4565
| Maine | 11.6857 | 25.0488 | 41.1741 | 60.0043 | 82.6233 | 106.041 | 130.8139 | 156.9888 | 188.1381 | 217.4438
| New Hampshire | 2.5739 | 5.254 | 8.1499 | 11.4128 | 14.9391 | 19.1845 | 23.8065 | 29.0132 | 35.5363 | 42.1716
| Rhode Island | 0.32571 | 0.7806 | 1.4591 | 2.468 | 3.9245 | 6.1587 | 9.5379 | 14.6071 | 22.6549 | 34.2748
| Vermont | 5.6289 | 11.0236 | 17.197 | 23.5622 | 30.7759 | 38.7097 | 46.9743 | 55.4866 | 66.8163 | 77.171
| Total | 35.343 | 73.4119 | 117.7553 | 168.8866 | 227.2542 | 292.8417 | 366.0307 | 448.1661 | 552.6266 | 660.5067

## 2.1 Generator List
| Links: Seasonal Claimed Capability Reports |  | Interconnection Request Queue
ASSET ID | ASSET NAME | RESOURCE ID | RESOURCE NAME | GEN TYPE ID | PRIM FUEL TYPE | ALT FUEL TYPE | IN-SERVICE DATE | LEAD PARTICIPANT NAME | STATE | FIPS COUNTY | RSP AREA | LOAD ZONE NAME | EIA PLANT NUMBER | NAMEPLATE (MW) | WINTER SCC (MW) Jan 1, 2020 | ACTUAL WINTER PEAK SCC (MW) Dec 19, 2019 | EXPECTED SUMMER PEAK SCC (MW) Jul 1, 2020
253 | TURNKEY LANDFILL | 253 | TURNKEY LANDFILL | IC | LFG |  | 1992-03-01 | Public Service Company of New Hampshire | NH | 017 | NH | NH | 54663 | 3 | 0.677 | 0.677 | 0.68
321 | MANCHESTER 10/10A CC | 321 | MANCHESTER 10/10A CC | CC | NG | DFO | 1995-11-15 | Direct Energy Business Marketing, LLC | RI | 007 | RI | RI | 3236 | 170.1995 | 170 | 170 | 157.421
322 | MANCHESTER 11/11A CC | 322 | MANCHESTER 11/11A CC | CC | NG | DFO | 1995-10-01 | Direct Energy Business Marketing, LLC | RI | 007 | RI | RI | 3236 | 170.1995 | 170 | 170 | 158.658
323 | MANCHESTER 9/9A CC | 323 | MANCHESTER 9/9A CC | CC | NG | DFO | 1995-11-14 | Direct Energy Business Marketing, LLC | RI | 007 | RI | RI | 3236 | 170.1995 | 170 | 170 | 154.357
324 | CDECCA | 324 | CDECCA | CC | NG |  | 1988-11-01 | Pawtucket Power Holding Company LLC | CT | 003 | CT | CT | 50498 | 62.624 | 61.334 | 61.334 | 52.404
326 | ALTRESCO | 326 | ALTRESCO | CC | NG | DFO | 1990-09-01 | Pawtucket Power Holding Company LLC | MA | 003 | WMA | WCMA | 50002 | 160.088 | 182.982 | 182.982 | 150.105
327 | AMOSKEAG | 327 | AMOSKEAG | HDR | WAT |  | 1922-01-01 | Central Rivers Power NH, LLC | NH | 011 | NH | NH | 2354 | 15 | 15.789 | 15.789 | 0
328 | GULF ISLAND COMPOSITE | 328 | GULF ISLAND COMPOSITE | HW | WAT |  | 1926-01-01 | Brookfield White Pine Hydro LLC | ME | 001 | ME | ME | 1480 | 39.4618 | 30.149 | 30.149 | 29.474
329 | ASCUTNEY GT | 329 | ASCUTNEY GT | GT | DFO |  | 1961-11-01 | Green Mountain Power Corporation | VT | 027 | VT | VT | 3708 | 11.4996 | 12.452 | 12.452 | 8.384
330 | AYERS ISLAND | 330 | AYERS ISLAND | HDP | WAT |  | 1925-01-01 | Central Rivers Power NH, LLC | NH | 009 | NH | NH | 2355 | 7.2 | 8.943 | 8.943 | 8.29
331 | AZISCOHOS HYDRO | 331 | AZISCOHOS HYDRO | HDP | WAT |  | 1988-07-01 | Brookfield Renewable Trading And Marketing LP | ME | 019 | ME | ME | 50999 | 6.777 | 6.645 | 6.645 | 6.645
335 | BELLOWS FALLS | 335 | BELLOWS FALLS | HDP | WAT |  | 1928-01-01 | Great River Hydro, LLC | VT | 025 | VT | NH | 3745 | 45.9 | 47.216 | 47.216 | 47.216
336 | BERLIN 1 GT | 336 | BERLIN 1 GT | GT | KER |  | 1972-01-01 | Green Mountain Power Corporation | VT | 023 | VT | VT | 3734 | 41.85 | 51.346 | 51.346 | 40.956
337 | BETHLEHEM | 337 | BETHLEHEM | ST | WDS |  | 1986-12-01 | Engie Energy Marketing NA, Inc | NH | 007 | NH | NH | 50208 | 14.535 | 15.653 | 15.653 | 15.653
340 | BRIDGEPORT HARBOR 3 | 340 | BRIDGEPORT HARBOR 3 | ST | SUB |  | 1968-08-01 | PSEG Energy Resources & Trade LLC | CT | 001 | SWCT | CT | 568 | 399.5 | 382.527 | 382.527 | 369.801
341 | BRIDGEPORT HARBOR 4 | 341 | BRIDGEPORT HARBOR 4 | GT | JF |  | 1967-10-01 | PSEG Energy Resources & Trade LLC | CT | 001 | SWCT | CT | 568 | 18.5938 | 21.924 | 21.924 | 16.481
345 | CATALYST CO-GEN |  | NO RESOURCE (1) | ST | BIT | OBS | 1990-02-01 | American PowerNet Management, LP | ME | 017 | ME | ME | 10495 | 102.6001 | 0 | 0 | 0
346 | BOLTON FALLS | 346 | BOLTON FALLS | HDR | WAT |  | 1980-01-01 | Green Mountain Power Corporation | VT | 023 | VT | VT | 7056 | 6.4 | 3.964 | 3.964 | 1.616
348 | BOOT MILLS | 348 | BOOT MILLS | HDR | WAT |  | 1985-11-01 | NSTAR Electric Company | MA | 017 | CMA/NEMA | WCMA | 10556 | 18.2131 | 13.331 | 13.331 | 5.786
349 | WHEELABRATOR BRIDGEPORT, L.P. | 349 | BRIDGEPORT RESCO | ST | MSW |  | 1988-04-01 | Wheelabrator Bridgeport, L.P. | CT | 001 | SWCT | CT | 50883 | 67.15 | 58.488 | 58.488 | 58.488
355 | BRANFORD 10 | 355 | BRANFORD 10 | GT | KER |  | 1969-01-01 | NRG Power Marketing LLC | CT | 009 | SWCT | CT | 540 | 18.5938 | 20.95 | 20.95 | 15.84
356 | BRISTOL REFUSE | 356 | BRISTOL REFUSE | ST | MSW |  | 1988-05-01 | Covanta Energy Marketing, LLC | CT | 003 | CT | CT | 50648 | 18 | 12.739 | 12.739 | 12.156
357 | BRIDGEWATER | 357 | BRIDGEWATER | ST | WDS |  | 1987-09-01 | Bridgewater Power Company, L.P. | NH | 009 | NH | NH | 10290 | 15.0875 | 13.976 | 13.976 | 13.976
358 | BRUNSWICK | 358 | BRUNSWICK | HDR | WAT |  | 1982-03-01 | Brookfield White Pine Hydro LLC | ME | 005 | ME | ME | 1483 | 19.6002 | 15.432 | 15.432 | 6.447
359 | J. COCKWELL 1 | 359 | J. COCKWELL 1 | PS | WAT |  | 1974-09-01 | Bear Swamp Power Company LLC | MA | 003 | WMA | WCMA | 8005 | 299.7 | 292.275 | 292.275 | 292.275
360 | J. COCKWELL 2 | 360 | J. COCKWELL 2 | PS | WAT |  | 1974-10-01 | Bear Swamp Power Company LLC | MA | 003 | WMA | WCMA | 8005 | 299.7 | 293.238 | 293.238 | 293.238
362 | BULLS BRIDGE | 362 | BULLS BRIDGE | HDR | WAT |  | 1903-01-01 | FirstLight Power Resources Management, LLC | CT | 005 | SWCT | CT | 541 | 7.2 | 6.357 | 6.357 | 0
363 | BURLINGTON GT | 363 | BURLINGTON GT | GT | DFO |  | 1971-07-01 | Burlington Electric Department | VT | 007 | VT | VT | 3754 | 27.648 | 22.373 | 22.373 | 17.96
365 | CANAL 1 | 365 | CANAL 1 | ST | RFO |  | 1968-07-01 | Stonepeak Kestrel Energy Marketing LLC | MA | 001 | SEMA | SEMA | 1599 | 584.6 | 565.08 | 565.08 | 565.195
366 | CANAL 2 | 366 | CANAL 2 | ST | RFO | NG | 1976-02-01 | Stonepeak Kestrel Energy Marketing LLC | MA | 001 | SEMA | SEMA | 1599 | 579.5 | 545.335 | 545.335 | 558.75
367 | CAPE GT 4 | 367 | CAPE GT 4 | GT | DFO |  | 1970-01-01 | NextEra Energy Marketing, LLC | ME | 005 | SME | ME | 1484 | 17.5525 | 19.402 | 19.402 | 14.67
368 | CAPE GT 5 | 368 | CAPE GT 5 | GT | DFO |  | 1970-01-01 | NextEra Energy Marketing, LLC | ME | 005 | SME | ME | 1484 | 18.4 | 20.272 | 20.272 | 15.453
369 | CATARACT EAST | 369 | CATARACT EAST | HDP | WAT |  | 1937-01-01 | Brookfield White Pine Hydro LLC | ME | 031 | SME | ME | 1486 | 6.65 | 7.733 | 7.733 | 7.373
370 | COS COB 10 | 370 | COS COB 10 | GT | KER |  | 1969-09-01 | NRG Power Marketing LLC | CT | 001 | NOR | CT | 542 | 21.25 | 23 | 23 | 18.932
371 | COS COB 11 | 371 | COS COB 11 | GT | KER |  | 1969-01-01 | NRG Power Marketing LLC | CT | 001 | NOR | CT | 542 | 21.25 | 23 | 23 | 18.724
372 | COS COB 12 | 372 | COS COB 12 | GT | KER |  | 1969-01-01 | NRG Power Marketing LLC | CT | 001 | NOR | CT | 542 | 21.25 | 23 | 23 | 19.082
375 | CLEARY 9/9A CC | 375 | CLEARY 9/9A CC | CC | NG | DFO | 1975-12-01 | Taunton Municipal Lighting Plant | MA | 005 | SEMA | SEMA | 1682 | 116.62 | 109.931 | 109.931 | 104.931
376 | CLEARY 8 | 376 | CLEARY 8 | ST | RFO |  | 1966-01-01 | Taunton Municipal Lighting Plant | MA | 005 | SEMA | SEMA | 1682 | 27.2 | 22.253 | 22.253 | 0
379 | COBBLE MOUNTAIN | 379 | COBBLE MOUNTAIN | HW | WAT |  | 1923-01-01 | Holyoke Gas & Electric Department | MA | 013 | WMA | WCMA | 1630 | 23.1 | 31.989 | 31.989 | 26.52
382 | MERRIMACK CT1 | 382 | MERRIMACK CT1 | GT | KER |  | 1969-07-01 | Consolidated Edison Energy, Inc | NH | 013 | NH | NH | 2364 | 18.5938 | 21.88 | 21.88 | 17.8
383 | MERRIMACK CT2 | 383 | MERRIMACK CT2 | GT | KER |  | 1968-08-01 | Consolidated Edison Energy, Inc | NH | 013 | NH | NH | 2364 | 18.5938 | 22.216 | 22.216 | 17.6
388 | DARTMOUTH POWER | 388 | DARTMOUTH POWER | CC | NG | DFO | 1992-05-01 | Talen Energy Marketing, LLC | MA | 005 | SEMA | SEMA | 52026 | 74.07 | 67.656 | 67.656 | 61.45
389 | DERBY DAM | 389 | DERBY DAM | HDR | WAT |  | 1989-03-01 | McCallum Enterprises 1 Limited Partnership | CT | 001 | SWCT | CT | 10063 | 8.32 | 5.866 | 5.866 | 0
393 | DEERFIELD 5 | 393 | DEERFIELD 5 | HDP | WAT |  | 1974-10-01 | Great River Hydro, LLC | MA | 011 | WMA | WCMA | 1620 | 17.55 | 13.99 | 13.99 | 13.965
395 | DOREEN | 395 | DOREEN | GT | KER |  | 1969-01-01 | Essential Power Massachusetts, LLC | MA | 003 | WMA | WCMA | 1631 | 18.5938 | 21.1 | 21.1 | 17.327
396 | DEVON 10 | 396 | DEVON 10 | GT | KER |  | 1988-04-01 | NRG Power Marketing LLC | CT | 009 | SWCT | CT | 544 | 18.5938 | 18.839 | 18.839 | 14.407
397 | DEVON 11 | 397 | DEVON 11 | GT | KER | NG | 1996-10-01 | NRG Power Marketing LLC | CT | 009 | SWCT | CT | 544 | 51 | 38.819 | 38.819 | 29.299
398 | DEVON 12 | 398 | DEVON 12 | GT | KER | NG | 1996-10-01 | NRG Power Marketing LLC | CT | 009 | SWCT | CT | 544 | 51 | 38.437 | 38.437 | 29.227
399 | DEVON 13 | 399 | DEVON 13 | GT | KER | NG | 1996-10-01 | NRG Power Marketing LLC | CT | 009 | SWCT | CT | 544 | 51 | 38.967 | 38.967 | 29.967
400 | DEVON 14 | 400 | DEVON 14 | GT | KER | NG | 1996-10-01 | NRG Power Marketing LLC | CT | 009 | SWCT | CT | 544 | 51 | 40.274 | 40.274 | 29.704
401 | EASTMAN FALLS | 401 | EASTMAN FALLS | HDR | WAT |  | 1912-01-01 | Central Rivers Power NH, LLC | NH | 013 | NH | NH | 2356 | 5.8888 | 4.423 | 4.423 | 1.755
405 | ELLSWORTH HYDRO | 405 | ELLSWORTH HYDRO | HW | WAT |  | 1919-01-01 | Black Bear Hydro Partners, LLC | ME | 009 | BHE | ME | 1469 | 8.9 | 8.153 | 8.153 | 9.044
407 | EASTPORT DIESEL #3 | 407 | EASTPORT DIESELS 1-3 | IC | DFO |  | 1948-01-01 | Emera Maine | ME | 029 | BHE | ME | 1468 | 1.995 | 1.8 | 1.8 | 0
410 | ESSEX 19 HYDRO | 410 | ESSEX 19 HYDRO | HDR | WAT |  | 1917-01-01 | Green Mountain Power Corporation | VT | 007 | VT | VT | 3737 | 7.04 | 6 | 6 | 2.981
412 | FALLS VILLAGE | 412 | FALLS VILLAGE | HDR | WAT |  | 1914-01-01 | FirstLight Power Resources Management, LLC | CT | 005 | CT | CT | 560 | 9 | 5.913 | 5.913 | 0
413 | FIFE BROOK | 413 | FIFE BROOK | HDR | WAT |  | 1974-10-01 | Bear Swamp Power Company LLC | MA | 003 | WMA | WCMA | 8004 | 11.25 | 5.793 | 5.793 | 0.761
417 | FRAMINGHAM JET 1 | 417 | FRAMINGHAM JET 1 | GT | DFO |  | 1969-09-01 | Exelon Generation Company, LLC | MA | 017 | BOSTON | NEMA | 1586 | 14.195 | 14.175 | 14.175 | 10.145
418 | FRAMINGHAM JET 2 | 418 | FRAMINGHAM JET 2 | GT | DFO |  | 1969-09-01 | Exelon Generation Company, LLC | MA | 017 | BOSTON | NEMA | 1586 | 14.195 | 15.686 | 15.686 | 10.189
419 | FRAMINGHAM JET 3 | 419 | FRAMINGHAM JET 3 | GT | DFO |  | 1969-09-01 | Exelon Generation Company, LLC | MA | 017 | BOSTON | NEMA | 1586 | 14.195 | 15.25 | 15.25 | 11.25
420 | FRANKLIN DRIVE 10 | 420 | FRANKLIN DRIVE 10 | GT | KER |  | 1968-11-01 | NRG Power Marketing LLC | CT | 005 | CT | CT | 561 | 18.5938 | 20.527 | 20.527 | 15.417
421 | FRONT STREET DIESELS 1-3 | 421 | FRONT STREET DIESELS 1-3 | IC | DFO |  | 1980-12-01 | Chicopee Municipal Lighting Plant | MA | 013 | WMA | WCMA | 7396 | 9.6525 | 7.704 | 7.704 | 7.715
424 | GREAT LAKES - MILLINOCKET | 424 | GREAT LAKES - MILLINOCKET | HW | WAT |  | 1987-03-01 | Brookfield Renewable Trading And Marketing LP | ME | 019 | BHE | ME | 55830 | 138.7982 | 93.405 | 93.405 | 100.108
426 | GORGE 1 DIESEL | 426 | GORGE 1 DIESEL | GT | DFO |  | 1965-01-01 | Green Mountain Power Corporation | VT | 007 | VT | VT | 3735 | 16.9408 | 10.716 | 10.716 | 9.664
427 | GORHAM | 427 | GORHAM | HDR | WAT |  | 1909-01-01 | Central Rivers Power NH, LLC | NH | 007 | NH | NH | 2358 | 2.15 | 1.627 | 1.627 | 0.744
432 | HARRIS 1 | 432 | HARRIS 1 | HW | WAT |  | 1954-01-01 | Brookfield White Pine Hydro LLC | ME | 025 | ME | ME | 1492 | 15.0003 | 16.693 | 16.693 | 16.79
433 | HARRIS 2 | 433 | HARRIS 2 | HW | WAT |  | 1954-01-01 | Brookfield White Pine Hydro LLC | ME | 025 | ME | ME | 1492 | 31.95 | 34.5 | 34.5 | 34.83
434 | HARRIS 3 | 434 | HARRIS 3 | HW | WAT |  | 1953-01-01 | Brookfield White Pine Hydro LLC | ME | 025 | ME | ME | 1492 | 29.9997 | 33.905 | 33.905 | 34.21
435 | HARRIMAN | 435 | HARRIMAN | HW | WAT |  | 1924-01-01 | Great River Hydro, LLC | VT | 025 | WMA | WCMA | 3746 | 33.6 | 38.513 | 38.513 | 40.943
436 | HEMPHILL 1 | 436 | HEMPHILL 1 | ST | WDS |  | 1987-12-01 | Springfield Power, LLC | NH | 019 | NH | NH | 10838 | 20.9 | 13.248 | 13.248 | 0
440 | HIRAM | 440 | HIRAM | HDP | WAT |  | 1917-01-01 | Brookfield White Pine Hydro LLC | ME | 005 | SME | ME | 1493 | 11.094 | 11.24 | 11.24 | 10.067
445 | COVANTA WEST ENFIELD | 445 | COVANTA WEST ENFIELD | ST | WDS |  | 1987-11-01 | Stored Solar J&WE, LLC | ME | 019 | BHE | ME | 10766 | 27.5001 | 21.446 | 21.446 | 17.281
446 | COVANTA JONESBORO | 446 | COVANTA JONESBORO | ST | WDS |  | 1987-11-01 | Stored Solar J&WE, LLC | ME | 029 | BHE | ME | 10765 | 30.7354 | 20.226 | 20.226 | 20.226
448 | IPSWICH DIESELS | 448 | IPSWICH DIESELS | IC | DFO | NG | 1951-01-01 | Ipswich Municipal Light Department | MA | 009 | BOSTON | NEMA | 1670 | 9.5632 | 9.387 | 9.387 | 9.324
449 | JACKMAN | 449 | JACKMAN | HW | WAT |  | 1926-02-01 | Central Rivers Power NH, LLC | NH | 011 | NH | NH | 2360 | 3.2 | 3.459 | 3.459 | 3.6
452 | KENDALL JET 1 | 452 | KENDALL JET 1 | GT | DFO |  | 1970-09-24 | Kendall Green Energy LLC | MA | 017 | BOSTON | NEMA | 1595 | 21.25 | 21.34 | 21.34 | 18
457 | LAWRENCE HYDRO | 457 | LAWRENCE HYDRO | HDR | WAT |  | 1981-11-01 | Central Rivers Power NH, LLC | MA | 009 | CMA/NEMA | WCMA | 50545 | 16.72 | 11.327 | 11.327 | 5.184
460 | LOCKWOOD | 460 | LOCKWOOD | HDR | WAT |  | 1984-12-01 | Brookfield Renewable Trading And Marketing LP | ME | 011 | ME | ME | 10066 | 7.9325 | 4.421 | 4.421 | 2.988
461 | LENERGIA ENERGY CENTER | 12521 | Lowell Power | CC | NG | DFO | 1993-03-11 | EDF Trading North America, LLC | MA | 017 | CMA/NEMA | WCMA | 54586 | 85.1403 | 78.446 | 78.446 | 74.638
462 | LISBON RESOURCE RECOVERY | 462 | LISBON RESOURCE RECOVERY | ST | MSW |  | 1996-01-01 | Connecticut Light and Power Company, The | CT | 011 | CT | CT | 54758 | 15.4488 | 12.645 | 12.645 | 12.416
463 | REENERGY LIVERMORE FALLS | 463 | AEI LIVERMORE | ST | WDS |  | 1992-10-01 | ReEnergy Stratton LLC | ME | 001 | ME | ME | 10354 | 39.6 | 35.63 | 35.63 | 35.3
464 | LOST NATION | 464 | LOST NATION | GT | DFO |  | 1969-09-01 | Consolidated Edison Energy, Inc | NH | 007 | NH | NH | 2362 | 17.9996 | 17.658 | 17.658 | 12.561
465 | DEERFIELD 2/LWR DRFIELD | 465 | DEERFIELD 2/LWR DRFIELD | HDP | WAT |  | 1912-01-01 | Great River Hydro, LLC | MA | 011 | WMA | WCMA | 6047, 6083, 6119 | 9.6 | 18.667 | 18.667 | 18.58
467 | MARBLEHEAD DIESELS | 467 | MARBLEHEAD DIESELS | IC | DFO |  | 1998-09-25 | Marblehead Municipal Light Department | MA | 009 | BOSTON | NEMA | 6586 | 5.2 | 5 | 5 | 5
468 | MARSHFIELD 6 HYDRO | 468 | MARSHFIELD 6 HYDRO | HW | WAT |  | 1927-01-01 | Green Mountain Power Corporation | VT | 023 | NH | VT | 3739 | 5 | 4.405 | 4.405 | 4.524
472 | M STREET JET | 472 | M STREET JET | GT | KER |  | 1978-01-01 | Massachusetts Bay Transportation Authority | MA | 025 | BOSTON | NEMA | 10176 | 61.29 | 58.924 | 58.924 | 47
473 | MCINDOES | 473 | MCINDOES | HDP | WAT |  | 1931-01-01 | Great River Hydro, LLC | VT | 009 | NH | NH | 6483 | 11.88 | 10.764 | 10.764 | 10.17
474 | J C MCNEIL | 474 | J C MCNEIL | ST | WDS |  | 1984-02-01 | Burlington Electric Department | VT | 007 | VT | VT | 589 | 53.5194 | 53.908 | 53.908 | 52
478 | MIDDLETOWN 10 | 478 | MIDDLETOWN 10 | GT | JF |  | 1966-01-01 | NRG Power Marketing LLC | CT | 007 | CT | CT | 562 | 18.5938 | 20.015 | 20.015 | 15.515
480 | MIDDLETOWN 2 | 480 | MIDDLETOWN 2 | ST | RFO | NG | 1958-01-01 | NRG Power Marketing LLC | CT | 007 | CT | CT | 562 | 113.6356 | 120 | 120 | 117
481 | MIDDLETOWN 3 | 481 | MIDDLETOWN 3 | ST | RFO | NG | 1964-01-01 | NRG Power Marketing LLC | CT | 007 | CT | CT | 562 | 239.36 | 233.031 | 233.031 | 231.71
482 | MIDDLETOWN 4 | 482 | MIDDLETOWN 4 | ST | RFO |  | 1973-06-01 | NRG Power Marketing LLC | CT | 007 | CT | CT | 562 | 414.9 | 402 | 402 | 399.923
484 | MILLSTONE POINT 2 | 484 | MILLSTONE POINT 2 | ST | NUC |  | 1975-12-01 | Dominion Energy Generation Marketing, Inc | CT | 007 | CT | CT | 566 | 909.9 | 863.259 | 863.259 | 853.252
485 | MILLSTONE POINT 3 | 485 | MILLSTONE POINT 3 | ST | NUC |  | 1986-04-01 | Dominion Energy Generation Marketing, Inc | CT | 011 | CT | CT | 566 | 1253.0975 | 1233.444 | 1233.444 | 1220.424
486 | MILFORD POWER | 486 | MILFORD POWER | CC | NG |  | 1994-01-01 | Consolidated Edison Energy, Inc | MA | 027 | RI | SEMA | 54805 | 147.05 | 172.64 | 172.64 | 207.029
487 | WORUMBO HYDRO | 487 | MILLER HYDRO | HDR | WAT |  | 1984-04-01 | Energy New England LLC | ME | 001 | ME | ME | 50278 | 18.624 | 13.685 | 13.685 | 4.414
489 | MERRIMACK 1 | 489 | MERRIMACK 1 | ST | BIT |  | 1960-12-01 | Consolidated Edison Energy, Inc | NH | 013 | NH | NH | 2364 | 113.6356 | 108.05 | 108.05 | 108
490 | MERRIMACK 2 | 490 | MERRIMACK 2 | ST | BIT |  | 1968-04-30 | Consolidated Edison Energy, Inc | NH | 013 | NH | NH | 2364 | 345.6 | 330.513 | 330.513 | 330
492 | MONTVILLE 10 AND 11 | 492 | MONTVILLE 10 and 11 | IC | KER |  | 1967-01-01 | NRG Power Marketing LLC | CT | 011 | CT | CT | 546 | 4.4 | 5.354 | 5.354 | 5.296
493 | MONTVILLE 5 | 493 | MONTVILLE 5 | ST | RFO | NG | 1954-01-01 | NRG Power Marketing LLC | CT | 011 | CT | CT | 546 | 75 | 81.59 | 81.59 | 81
494 | MONTVILLE 6 | 494 | MONTVILLE 6 | ST | RFO |  | 1971-07-01 | NRG Power Marketing LLC | CT | 011 | CT | CT | 546 | 414.9 | 400.401 | 400.401 | 405.05
495 | MONTY | 495 | MONTY | HDP | WAT |  | 1980-01-01 | Brookfield White Pine Hydro LLC | ME | 025 | ME | ME | 805 | 28.44 | 26.96 | 26.96 | 26.96
497 | MASS POWER | 497 | MASS POWER | CC | NG |  | 1993-07-01 | Dynegy Marketing and Trade, LLC | MA | 013 | WMA | WCMA | 10726 | 270.655 | 279.9 | 279.9 | 250.717
502 | MYSTIC 7 | 502 | MYSTIC 7 | ST | RFO | NG | 1975-06-01 | Exelon Generation Company, LLC | MA | 025 | BOSTON | NEMA | 1588 | 617.04 | 559.775 | 559.775 | 541.815
503 | MYSTIC JET | 503 | MYSTIC JET | GT | DFO |  | 1969-06-01 | Exelon Generation Company, LLC | MA | 025 | BOSTON | NEMA | 1588 | 14.195 | 13.218 | 13.218 | 9
508 | NEWINGTON 1 | 508 | NEWINGTON 1 | ST | RFO | NG | 1974-06-01 | Consolidated Edison Energy, Inc | NH | 015 | NH | NH | 8002 | 368 | 400.2 | 400.2 | 400.2
513 | NEW HAVEN HARBOR | 513 | NEW HAVEN HARBOR | ST | RFO | NG | 1975-08-01 | PSEG Energy Resources & Trade LLC | CT | 009 | CT | CT | 6156 | 460.26 | 439.585 | 439.585 | 447.894
515 | NORWICH JET | 515 | NORWICH JET | GT | DFO |  | 1972-09-01 | Connecticut Municipal Electric Energy Cooperative | CT | 011 | CT | CT | 581 | 19.125 | 18.593 | 18.593 | 15.255
527 | OGDEN-MARTIN 1 | 527 | OGDEN-MARTIN 1 | ST | MSW | DFO | 1989-06-01 | Covanta Energy Marketing, LLC | MA | 009 | BOSTON | NEMA | 50661 | 50.0885 | 43.008 | 43.008 | 37.719
528 | OCEAN ST PWR GT1/GT2/ST1 | 528 | OCEAN ST PWR GT1/GT2/ST1 | CC | NG | DFO | 1990-12-31 | Direct Energy Business Marketing, LLC | RI | 007 | RI | RI | 51030 | 262.0125 | 309.587 | 309.587 | 269.263
529 | OCEAN ST PWR GT3/GT4/ST2 | 529 | OCEAN ST PWR GT3/GT4/ST2 | CC | NG | DFO | 1991-10-01 | Direct Energy Business Marketing, LLC | RI | 007 | RI | RI | 54324 | 262.0125 | 318.18 | 318.18 | 270.18
531 | PAWTUCKET POWER | 531 | PAWTUCKET POWER | CC | NG | DFO | 1991-02-01 | Pawtucket Power Holding Company LLC | RI | 007 | RI | RI | 54056 | 70.1413 | 60.478 | 60.478 | 57.166
532 | PEJEPSCOT | 532 | PEJEPSCOT | HDR | WAT |  | 1987-11-01 | Black Bear Hydro Partners, LLC | ME | 023 | ME | ME | 50758 | 16.5062 | 1.009 | 1.009 | 3.842
536 | PERC-ORRINGTON 1 | 536 | PERC-ORRINGTON 1 | ST | MSW |  | 1988-01-01 | BP Energy Company | ME | 019 | BHE | ME | 50051 | 25.5 | 9.537 | 9.537 | 9.031
538 | PINETREE POWER | 538 | PINETREE POWER | ST | WDS |  | 1992-11-01 | Engie Energy Marketing NA, Inc | MA | 027 | WMA | WCMA | 54620 | 16.2 | 15.112 | 15.112 | 15.577
539 | PONTOOK HYDRO | 539 | PONTOOK HYDRO | HDR | WAT |  | 1986-12-01 | Brookfield Renewable Trading And Marketing LP | NH | 007 | NH | NH | 50741 | 10.26 | 6.887 | 6.887 | 3.037
540 | POTTER 2 CC | 540 | POTTER 2 CC | CC | NG | DFO | 1977-03-01 | Braintree Electric Light Department, Town of | MA | 021 | SEMA | SEMA | 1660 | 90.9 | 89.998 | 89.998 | 71.998
541 | PROCTOR | 541 | PROCTOR | HDR | WAT |  | 1980-01-01 | Green Mountain Power Corporation | VT | 021 | VT | VT | 6450 | 7.8728 | 4.634 | 4.634 | 1.429
542 | ECO MAINE | 542 | ECO MAINE | ST | MSW |  | 1988-08-01 | BP Energy Company | ME | 005 | SME | ME | 50225 | 13.2858 | 9.709 | 9.709 | 9.618
546 | RESCO SAUGUS | 546 | RESCO SAUGUS | ST | MSW |  | 1985-11-01 | Wheelabrator North Andover Inc | MA | 009 | BOSTON | NEMA | 50880 | 45.032 | 30.114 | 30.114 | 29.623
547 | WHEELABRATOR NORTH ANDOVER | 547 | WHEELABRATOR NORTH ANDOVER | ST | MSW |  | 1985-08-01 | Wheelabrator North Andover Inc | MA | 009 | BOSTON | NEMA | 50877 | 42.755 | 28.738 | 28.738 | 28.738
549 | RUTLAND 5 GT | 549 | RUTLAND 5 GT | GT | DFO |  | 1962-01-01 | Green Mountain Power Corporation | VT | 021 | VT | VT | 3723 | 11.4996 | 11.563 | 11.563 | 7.528
555 | SEABROOK | 555 | SEABROOK | ST | NUC |  | 1990-04-01 | NextEra Energy Marketing, LLC | NH | 015 | NH | NH | 6115 | 1309.2508 | 1251.35 | 1251.35 | 1247.75
556 | SCHILLER 4 | 556 | SCHILLER 4 | ST | BIT | RFO | 1952-04-01 | Consolidated Edison Energy, Inc | NH | 015 | NH | NH | 2367 | 39.95 | 48 | 48 | 47.5
557 | SCHILLER 5 | 557 | SCHILLER 5 | ST | WDS |  | 1955-05-01 | Consolidated Edison Energy, Inc | NH | 015 | NH | NH | 2367 | 39.95 | 42.594 | 42.594 | 43.082
558 | SCHILLER 6 | 558 | SCHILLER 6 | ST | BIT | RFO | 1957-07-01 | Consolidated Edison Energy, Inc | NH | 015 | NH | NH | 2367 | 50.0497 | 48.177 | 48.177 | 47.82
559 | SCHILLER CT 1 | 559 | SCHILLER CT 1 | GT | KER |  | 1970-11-01 | Consolidated Edison Energy, Inc | NH | 015 | NH | NH | 2367 | 21.25 | 18.675 | 18.675 | 18.132
561 | SEARSBURG | 561 | SEARSBURG | HDP | WAT |  | 1922-03-01 | Great River Hydro, LLC | VT | 003 | WMA | WCMA | 6529 | 4.5 | 4.567 | 4.567 | 4.451
562 | SECREC-PRESTON | 562 | SECREC-PRESTON | ST | MSW |  | 1992-01-01 | Covanta Energy Marketing, LLC | CT | 011 | CT | CT | 10646 | 18.3996 | 15.86 | 15.86 | 15.923
563 | SEMASS 1 | 563 | SEMASS 1 | ST | MSW | DFO | 1988-10-01 | Covanta Energy Marketing, LLC | MA | 023 | SEMA | SEMA | 50290 | 58.05 | 45.816 | 45.816 | 42.957
564 | SEMASS 2 | 564 | SEMASS 2 | ST | MSW | DFO | 1993-05-01 | Covanta Energy Marketing, LLC | MA | 023 | SEMA | SEMA | 50290 | 29.7 | 28.339 | 28.339 | 27.297
565 | SHELDON SPRINGS | 565 | SHELDON SPRINGS | HDR | WAT |  | 1988-05-01 | Green Mountain Power Corporation | VT | 011 | VT | VT | 10494 | 21.66 | 8.746 | 8.746 | 0.893
566 | SHEPAUG | 566 | SHEPAUG | HW | WAT |  | 1955-01-01 | FirstLight Power Resources Management, LLC | CT | 009 | SWCT | CT | 552 | 49.997 | 42.559 | 42.559 | 41.511
567 | SHERMAN | 567 | SHERMAN | HW | WAT |  | 1926-12-01 | Great River Hydro, LLC | MA | 015 | WMA | WCMA | 6012 | 8.1 | 6.22 | 6.22 | 6.154
568 | SHREWSBURY DIESELS | 35657 | Shrewsbury Diesels | IC | DFO |  | 1978-05-01 | Shrewsbury Electric & Cable Operations | MA | 027 | CMA/NEMA | WCMA | 6125 | 13.76 | 13.65 | 13.65 | 13.75
569 | SKELTON | 569 | SKELTON | HDP | WAT |  | 1948-01-01 | Brookfield White Pine Hydro LLC | ME | 031 | SME | ME | 1505 | 16.8 | 21.6 | 21.6 | 21.6
570 | SMITH | 570 | SMITH | HDR | WAT |  | 1948-01-01 | Central Rivers Power NH, LLC | NH | 007 | NH | NH | 2368 | 15 | 17.078 | 17.078 | 7.043
572 | SO. MEADOW 11 | 572 | SO. MEADOW 11 | GT | DFO |  | 1970-08-01 | NextEra Energy Marketing, LLC | CT | 003 | CT | CT | 563 | 41.85 | 46.916 | 46.916 | 35.781
573 | SO. MEADOW 12 | 573 | SO. MEADOW 12 | GT | DFO |  | 1970-08-01 | NextEra Energy Marketing, LLC | CT | 003 | CT | CT | 563 | 41.85 | 47.674 | 47.674 | 37.649
574 | SO. MEADOW 13 | 574 | SO. MEADOW 13 | GT | DFO |  | 1970-08-01 | NextEra Energy Marketing, LLC | CT | 003 | CT | CT | 563 | 41.85 | 45.784 | 45.784 | 38.294
575 | SO. MEADOW 14 | 575 | SO. MEADOW 14 | GT | DFO |  | 1970-08-01 | NextEra Energy Marketing, LLC | CT | 003 | CT | CT | 563 | 41.85 | 46.346 | 46.346 | 36.399
580 | SO. MEADOW 5 | 580 | SO. MEADOW 5 | ST | MSW |  | 1987-11-01 | NextEra Energy Marketing, LLC | CT | 003 | CT | CT | 563 | 40 | 9.351 | 9.351 | 0
581 | SO. MEADOW 6 | 581 | SO. MEADOW 6 | ST | MSW |  | 1987-11-01 | NextEra Energy Marketing, LLC | CT | 003 | CT | CT | 563 | 40 | 0 | 0 | 27.684
583 | STONY BROOK 2A | 583 | STONY BROOK 2A | GT | DFO |  | 1982-11-01 | Massachusetts Municipal Wholesale Electric Company | MA | 013 | WMA | WCMA | 6081 | 99.5004 | 86.6 | 86.6 | 66.799
584 | STONY BROOK 2B | 584 | STONY BROOK 2B | GT | DFO |  | 1982-11-01 | Massachusetts Municipal Wholesale Electric Company | MA | 013 | WMA | WCMA | 6081 | 99.5004 | 85.3 | 85.3 | 65.3
587 | STEVENSON | 587 | STEVENSON | HW | WAT |  | 1919-01-01 | FirstLight Power Resources Management, LLC | CT | 001 | SWCT | CT | 553 | 31.4991 | 28.711 | 28.711 | 28.311
590 | REENERGY STRATTON | 590 | BORALEX STRATTON ENERGY | ST | WDS |  | 1989-09-01 | ReEnergy Stratton LLC | ME | 007 | ME | ME | 50650 | 46.9999 | 46.152 | 46.152 | 46.152
591 | SAPPI NORTH AMERICA, INC | 591 | S.D. WARREN-WESTBROOK | ST | WDS | RFO | 1997-11-01 | NextEra Energy Marketing, LLC | ME | 005 | SME | ME | 50447 | 62.6875 | 49.1 | 49.1 | 42.59
592 | TAMWORTH | 592 | TAMWORTH | ST | WDS |  | 1988-01-01 | Engie Energy Marketing NA, Inc | NH | 003 | NH | NH | 50739 | 20 | 21.143 | 21.143 | 21.145
595 | TORRINGTON TERMINAL 10 | 595 | TORRINGTON TERMINAL 10 | GT | KER |  | 1967-08-01 | NRG Power Marketing LLC | CT | 005 | CT | CT | 565 | 18.5938 | 20.748 | 20.748 | 15.638
596 | TUNNEL 10 | 596 | TUNNEL 10 | GT | KER |  | 1969-01-01 | FirstLight Power Resources Management, LLC | CT | 011 | CT | CT | 557 | 17.5 | 17.734 | 17.734 | 14.872
598 | VERGENNES 5 AND 6 DIESELS | 598 | VERGENNES 5 and 6 DIESELS | IC | DFO |  | 1964-01-01 | Green Mountain Power Corporation | VT | 001 | VT | VT | 6519 | 4 | 4.24 | 4.24 | 3.94
599 | VERNON | 599 | VERNON | HDP | WAT |  | 1909-01-01 | Great River Hydro, LLC | VT | 025 | WMA | WCMA | 2352 | 34.56 | 34.9 | 34.9 | 34.9
612 | WATERS RIVER JET 1 | 612 | WATERS RIVER JET 1 | GT | NG | DFO | 1971-12-01 | Massachusetts Municipal Wholesale Electric Company | MA | 009 | BOSTON | NEMA | 1678 | 21.25 | 20.798 | 20.798 | 15.916
613 | WATERS RIVER JET 2 | 613 | WATERS RIVER JET 2 | GT | NG | DFO | 1991-04-01 | Massachusetts Municipal Wholesale Electric Company | MA | 009 | BOSTON | NEMA | 1678 | 41.9207 | 44.046 | 44.046 | 29.936
614 | WATERBURY 22 | 614 | WATERBURY 22 | HDR | WAT |  | 1953-01-01 | Green Mountain Power Corporation | VT | 023 | VT | VT | 6520 | 5.52 | 3.288 | 3.288 | 0.685
616 | WEST ENFIELD | 616 | WEST ENFIELD | HDR | WAT |  | 1988-05-01 | Emera Maine | ME | 019 | BHE | ME | 10255 | 12.9996 | 7.589 | 7.589 | 8.944
617 | WESTON | 617 | WESTON | HDR | WAT |  | 1920-01-01 | Brookfield White Pine Hydro LLC | ME | 017 | ME | ME | 1509 | 15.542 | 11.766 | 11.766 | 7.521
618 | DG WHITEFIELD, LLC | 618 | WHITEFIELD PWR and LGT | ST | WDS |  | 1988-04-01 | Springfield Power, LLC | NH | 007 | NH | NH | 10839 | 17.68 | 7.074 | 7.074 | 0
619 | WHITE LAKE JET | 619 | WHITE LAKE JET | GT | KER |  | 1968-08-01 | Consolidated Edison Energy, Inc | NH | 003 | NH | NH | 2369 | 18.5938 | 22.397 | 22.397 | 17.447
620 | WILDER | 620 | WILDER | HW | WAT |  | 1950-01-01 | Great River Hydro, LLC | VT | 027 | VT | NH | 2353 | 35.64 | 40.92 | 40.92 | 40.914
621 | WILLIAMS | 621 | WILLIAMS | HDP | WAT |  | 1939-01-01 | Brookfield White Pine Hydro LLC | ME | 025 | ME | ME | 1510 | 13.0181 | 14.855 | 14.855 | 14.9
622 | WINOOSKI 1 | 622 | WINOOSKI 1 | HDR | WAT |  | 1993-04-01 | Burlington Electric Department | VT | 007 | VT | VT | 54355 | 7.425 | 4.419 | 4.419 | 1.321
624 | WMI MILLBURY 1 | 624 | WMI MILLBURY 1 | ST | MSW |  | 1987-09-01 | Wheelabrator North Andover Inc | MA | 027 | CMA/NEMA | WCMA | 50878 | 42.84 | 39.891 | 39.891 | 39.58
625 | WEST MEDWAY JET 1 | 625 | WEST MEDWAY JET 1 | GT | DFO |  | 1970-07-01 | Exelon Generation Company, LLC | MA | 021 | BOSTON | NEMA | 1592 | 55.08 | 61.817 | 61.817 | 42
626 | WEST MEDWAY JET 2 | 626 | WEST MEDWAY JET 2 | GT | DFO |  | 1971-03-01 | Exelon Generation Company, LLC | MA | 021 | BOSTON | NEMA | 1592 | 55.08 | 61.598 | 61.598 | 39.848
627 | WEST MEDWAY JET 3 | 627 | WEST MEDWAY JET 3 | GT | DFO |  | 1970-07-01 | Exelon Generation Company, LLC | MA | 021 | RI | SEMA | 1592 | 55.08 | 62.401 | 62.401 | 42.001
628 | WOODLAND ROAD | 628 | WOODLAND ROAD | GT | KER |  | 1969-07-01 | Essential Power Massachusetts, LLC | MA | 003 | WMA | WCMA | 1643 | 18.5938 | 20.812 | 20.812 | 15.962
630 | WEST SPRINGFIELD 10 | 630 | WEST SPRINGFIELD 10 | GT | KER |  | 1968-01-01 | Essential Power Massachusetts, LLC | MA | 013 | WMA | WCMA | 1642 | 18.5938 | 21.928 | 21.928 | 17.143
633 | WEST SPRINGFIELD 3 | 633 | WEST SPRINGFIELD 3 | ST | NG | RFO | 1957-01-01 | Essential Power Massachusetts, LLC | MA | 013 | WMA | WCMA | 1642 | 113.6356 | 100.087 | 100.087 | 94.276
636 | WYMAN HYDRO 1 | 636 | WYMAN HYDRO 1 | HW | WAT |  | 1930-01-01 | Brookfield White Pine Hydro LLC | ME | 025 | ME | ME | 1511 | 27 | 28.876 | 27.884 | 28.968
637 | WYMAN HYDRO 2 | 637 | WYMAN HYDRO 2 | HW | WAT |  | 1931-01-01 | Brookfield White Pine Hydro LLC | ME | 025 | ME | ME | 1511 | 32.8177 | 29.9 | 28.544 | 29.746
638 | WYMAN HYDRO 3 | 638 | WYMAN HYDRO 3 | HW | WAT |  | 1940-01-01 | Brookfield White Pine Hydro LLC | ME | 025 | ME | ME | 1511 | 29.7 | 29.086 | 28.842 | 29.034
641 | YARMOUTH 3 | 641 | YARMOUTH 3 | ST | RFO |  | 1965-07-01 | NextEra Energy Marketing, LLC | ME | 005 | SME | ME | 1507 | 125.6677 | 113.06 | 113.06 | 110.87
642 | YARMOUTH 4 | 642 | YARMOUTH 4 | ST | RFO |  | 1978-12-01 | NextEra Energy Marketing, LLC | ME | 005 | SME | ME | 1507 | 632.4 | 603.25 | 603.25 | 595.55
715 | ROCHESTER LANDFILL | 715 | ROCHESTER LANDFILL | GT | LFG |  | 1998-05-01 | WM Renewable Energy, L.L.C. | NH | 017 | NH | NH | 2007 | 4.999 | 2.161 | 2.161 | 3.249
737 | SIMPSON G LOAD REDUCER | 737 | SIMPSON G LOAD REDUCER | HDR | WAT |  | 1980-01-01 | Green Mountain Power Corporation | VT | 009 | NH | VT | 10608 | 4.85 | 3.198 | 3.198 | 1.876
739 | ROCKY RIVER | 739 | ROCKY RIVER | PS | WAT |  | 1928-01-01 | FirstLight Power Resources Management, LLC | CT | 009 | SWCT | CT | 539 | 35.84 | 27.607 | 27.607 | 28.449
754 | BAR MILLS | 754 | BAR MILLS | HDR | WAT |  | 1956-01-01 | Brookfield White Pine Hydro LLC | ME | 031 | SME | ME | 1481 | 4 | 0 | 0 | 0
755 | BONNY EAGLE/W. BUXTON | 755 | BONNY EAGLE/W. BUXTON | HDR | WAT |  | 1910-01-01 | Brookfield White Pine Hydro LLC | ME | 031 | SME | ME | 1482, 1508 | 15.1268 | 6.862 | 6.862 | 2.489
757 | HARRIS 4 | 757 | HARRIS 4 | HW | WAT |  | 1954-01-01 | Brookfield White Pine Hydro LLC | ME | 025 | ME | ME | 1492 | 1.4 | 1.249 | 1.249 | 1.396
759 | MESSALONSKEE COMPOSITE | 759 | MESSALONSKEE COMPOSITE | HDR | WAT |  | 1917-01-01 | Littleton Electric Light & Water Department | ME | 011 | ME | ME | 1497 | 5.866 | 2.595 | 2.595 | 0
760 | NORTH GORHAM | 760 | NORTH GORHAM | HDR | WAT |  | 1925-01-01 | Brookfield White Pine Hydro LLC | ME | 005 | SME | ME | 1501 | 2.85 | 1.609 | 1.609 | 1.338
761 | SHAWMUT | 761 | SHAWMUT | HDR | WAT |  | 1913-01-01 | Brookfield White Pine Hydro LLC | ME | 011 | ME | ME | 1504 | 8.8559 | 6.096 | 6.096 | 3.472
767 | SES CONCORD | 767 | SES CONCORD | ST | MSW |  | 1989-05-01 | Wheelabrator North Andover Inc | NH | 013 | NH | NH | 50873 | 15.7529 | 12.254 | 12.254 | 12.4
768 | GARVINS/HOOKSETT | 768 | GARVINS/HOOKSETT | HDR | WAT |  | 1902-01-01 | Central Rivers Power NH, LLC | NH | 013 | NH | NH | 2357, 2359 | 13.53 | 8.065 | 8.065 | 2.533
769 | HADLEY FALLS 1&2 | 769 | HADLEY FALLS 1&2 | HDR | WAT |  | 1983-01-01 | Holyoke Gas & Electric Department | MA | 013 | WMA | WCMA | 1605 | 31.095 | 30.134 | 30.134 | 4.292
772 | NEWPORT HYDRO | 772 | NEWPORT HYDRO | HW | WAT |  | 1980-01-01 | Green Mountain Power Corporation | VT | 019 | NH | VT | 3731 | 4.5 | 0 | 0 | 0
774 | LOWER LAMOILLE COMPOSITE | 774 | LOWER LAMOILLE COMPOSITE | HW | WAT |  | 1948-01-01 | Green Mountain Power Corporation | VT | 007 | VT | VT | 3711 | 16.848 | 15.585 | 15.585 | 11.442
779 | MIDDLESEX 2 | 779 | MIDDLESEX 2 | HDR | WAT |  | 1928-01-01 | Green Mountain Power Corporation | VT | 023 | VT | VT | 3740 | 2.64 | 1.752 | 1.752 | 0.719
781 | WEST DANVILLE 1 | 781 | WEST DANVILLE 1 | HDR | WAT |  | 1986-11-01 | Green Mountain Power Corporation | VT | 005 | VT | VT | 3743 | 2.273 | 0.416 | 0.416 | 0
783 | HIGHGATE FALLS | 783 | HIGHGATE FALLS | HDR | WAT |  | 1980-01-01 | Vermont Public Power Supply Authority | VT | 011 | VT | VT | 6618 | 9.583 | 8.698 | 8.698 | 1.218
789 | CEC 002 PAWTUCKET U5 | 789 | CEC 002 PAWTUCKET U5 | HDR | WAT |  | 1985-03-01 | The Narragansett Electric Company | RI | 007 | RI | RI | 3233 | 3.454 | 0.981 | 0.981 | 0.258
792 | CENTENNIAL HYDRO | 792 | CENTENNIAL HYDRO | HDR | WAT |  | 1990-05-01 | Massachusetts Electric Company | MA | 017 | CMA/NEMA | WCMA | 7112 | 0.79 | 0.62 | 0.62 | 0.45
793 | METHUEN HYDRO | 793 | METHUEN HYDRO | HDR | WAT |  | 1988-08-01 | Massachusetts Electric Company | MA | 009 | BOSTON | NEMA |  | 0.273 | 0.249 | 0.249 | 0.01
794 | MINIWAWA | 794 | MINIWAWA | HDR | WAT |  | 1992-04-01 | Public Service Company of New Hampshire | NH | 005 | VT | NH |  | 1 | 0.888 | 0.888 | 0.097
795 | RIVER MILL HYDRO | 795 | RIVER MILL HYDRO | HDR | WAT |  | 1989-06-01 | Middleton Municipal Light Department | NH | 009 | VT | NH | 3049 | 0.2 | 0.11 | 0.11 | 0
796 | GOODWIN DAM | 796 | GOODWIN DAM | HDP | WAT |  | 1986-02-01 | Connecticut Municipal Electric Energy Cooperative | CT | 003 | CT | CT | 54302 | 3.3 | 3 | 3 | 3
797 | WYRE WYND HYDRO | 797 | CEC 003 WYRE WYND U5 | HDR | WAT |  | 1997-04-01 | Gravity Renewables, Inc | CT | 011 | CT | CT |  | 2.78 | 2.456 | 2.456 | 0.239
798 | COLEBROOK | 798 | COLEBROOK | HDR | WAT |  | 1988-03-01 | Connecticut Municipal Electric Energy Cooperative | CT | 005 | CT | CT | 54301 | 3 | 1.242 | 1.242 | 0
800 | KINNEYTOWN B | 800 | KINNEYTOWN B | HDR | WAT |  | 1986-11-01 | CHI Power Marketing, Inc. | CT | 009 | SWCT | CT | 54385 | 1.51 | 0.574 | 0.574 | 0
801 | WILLIMANTIC 1 | 801 | WILLIMANTIC 1 | HDR | WAT |  | 1990-06-01 | Connecticut Light and Power Company, The | CT | 015 | CT | CT |  | 0.77 | 0 | 0 | 0
802 | WILLIMANTIC 2 | 802 | WILLIMANTIC 2 | HDR | WAT |  | 1990-06-01 | Connecticut Light and Power Company, The | CT | 015 | CT | CT |  | 0.77 | 0.119 | 0.119 | 0
803 | TOUTANT | 803 | TOUTANT | HDR | WAT |  | 1994-02-01 | Connecticut Light and Power Company, The | CT | 015 | CT | CT |  | 0.5 | 0.414 | 0.414 | 0
804 | PUTNAM | 804 | PUTNAM | HDR | WAT |  | 1987-10-01 | Putnam Hydropower, Inc. | CT | 015 | CT | CT |  | 1.94 | 0.619 | 0.619 | 0.12
806 | MECHANICSVILLE | 806 | MECHANICSVILLE | HDR | WAT |  | 1995-09-01 | Sterling Municipal Electric Light Department | CT | 015 | CT | CT |  | 0.29 | 0.24 | 0.24 | 0
807 | CEC 004 DAYVILLE POND U5 | 807 | CEC 004 DAYVILLE POND U5 | HDR | WAT |  | 1995-03-01 | Connecticut Light and Power Company, The | CT | 015 | CT | CT |  | 0.1 | 0.063 | 0.063 | 0
808 | SANDY HOOK HYDRO | 808 | SANDY HOOK HYDRO | HDR | WAT |  | 1989-04-01 | Connecticut Light and Power Company, The | CT | 001 | SWCT | CT |  | 0.19 | 0.033 | 0.033 | 0
810 | QUINEBAUG | 810 | QUINEBAUG | HDR | WAT |  | 1990-09-01 | Connecticut Light and Power Company, The | CT | 015 | CT | CT | 543 | 2.81 | 1.614 | 1.614 | 0.204
811 | BANTAM | 811 | BANTAM | HDR | WAT |  | 1905-01-01 | FirstLight Power Resources Management, LLC | CT | 005 | CT | CT | 6457 | 0.32 | 0 | 0 | 0
812 | BEEBE HOLBROOK | 812 | BEEBE HOLBROOK | HDR | WAT |  | 1948-01-01 | Holyoke Gas & Electric Department | MA | 013 | WMA | WCMA | 1602 | 0.533 | 0 | 0 | 0
813 | TUNNEL | 813 | TUNNEL | HDR | WAT |  | 1919-01-01 | FirstLight Power Resources Management, LLC | CT | 011 | CT | CT | 557 | 2.122 | 1.859 | 1.859 | 0
814 | PATCH | 814 | PATCH | HDR | WAT |  | 2000-04-01 | Green Mountain Power Corporation | VT | 021 | VT | VT | 3719 | 1.05 | 0.045 | 0.045 | 0
815 | CARVER FALLS | 815 | CARVER FALLS | HDR | WAT |  | 1998-09-25 | Green Mountain Power Corporation | VT | 021 | VT | VT | 6456 | 2.496 | 1.504 | 1.504 | 0
816 | CAVENDISH | 816 | CAVENDISH | HDR | WAT |  | 1998-09-25 | Green Mountain Power Corporation | VT | 027 | VT | VT | 3710 | 2.591 | 0.705 | 0.705 | 0
817 | TAFTSVILLE VT | 817 | TAFTSVILLE VT | HDR | WAT |  | 2000-04-01 | Green Mountain Power Corporation | VT | 027 | VT | VT | 3727 | 0.676 | 0.15 | 0.15 | 0
818 | PIERCE MILLS | 818 | PIERCE MILLS | HDR | WAT |  | 2000-04-01 | Green Mountain Power Corporation | VT | 005 | NH | VT | 3721 | 0.4 | 0.082 | 0.082 | 0.079
819 | ARNOLD FALLS | 819 | ARNOLD FALLS | HDR | WAT |  | 1998-09-25 | Green Mountain Power Corporation | VT | 005 | NH | VT | 3707 | 3.64 | 0.059 | 0.059 | 0.013
820 | PASSUMPSIC | 820 | PASSUMPSIC | HDR | WAT |  | 2000-04-01 | Green Mountain Power Corporation | VT | 005 | NH | VT | 3718 | 1 | 0.106 | 0.106 | 0.191
821 | GAGE | 821 | GAGE | HDR | WAT |  | 2000-04-01 | Green Mountain Power Corporation | VT | 005 | NH | VT | 3713 | 0.9 | 0 | 0 | 0
822 | SMITH (CVPS) | 822 | SMITH (CVPS) | HDR | WAT |  | 2000-04-01 | Green Mountain Power Corporation | VT | 017 | VT | VT | 3709 | 2.484 | 0.346 | 0.346 | 0.149
823 | EAST BARNET | 823 | EAST BARNET | HDR | WAT |  | 2000-04-01 | Green Mountain Power Corporation | VT | 005 | NH | VT | 788 | 2.7 | 0.915 | 0.915 | 0.6
824 | BATH ELECTRIC HYDRO | 824 | BATH ELECTRIC HYDRO | HDR | WAT |  | 1985-06-01 | Public Service Company of New Hampshire | NH | 009 | NH | NH |  | 0.8 | 0.094 | 0.094 | 0.104
827 | SEARSBURG WIND | 827 | SEARSBURG WIND | WT | WND |  | 1997-07-01 | Green Mountain Power Corporation | VT | 003 | WMA | WCMA | 7381 | 1.69 | 0.976 | 0.976 | 0.219
832 | CENTER RUTLAND | 832 | CENTER RUTLAND | HDR | WAT |  | 1901-08-01 | Green Mountain Power Corporation | VT | 021 | VT | VT | 6453 | 1.1 | 0 | 0 | 0
833 | BARNET | 833 | BARNET | HDR | WAT |  | 2001-03-01 | Green Mountain Power Corporation | VT | 005 | VT | VT |  | 0.49 | 0 | 0 | 0
834 | COMTU FALLS | 834 | COMPTU FALLS | HDR | WAT |  | 1982-01-01 | Gravity Renewables, Inc | VT | 027 | VT | VT |  | 0.46 | 0.439 | 0.439 | 0
835 | DEWEY MILLS | 835 | DEWEY MILLS | HDR | WAT |  | 2001-03-01 | Green Mountain Power Corporation | VT | 027 | VT | VT | 10137 | 2.85 | 0.199 | 0.199 | 0
840 | MARTINSVILLE | 840 | MARTINSVILLE | HDR | WAT |  | 1986-12-01 | Green Mountain Power Corporation | VT | 027 | VT | VT |  | 0.28 | 0 | 0 | 0
841 | MORETOWN 8 | 841 | MORETOWN 8 | HDR | WAT |  | 1989-02-01 | Ampersand Energy Partners LLC | VT | 023 | VT | VT | 52033 | 1.13 | 0 | 0 | 0
842 | NANTANA MILL | 842 | NANTANA MILL | HDR | WAT |  | 1986-05-01 | Gravity Renewables, Inc | VT | 023 | VT | VT |  | 0.22 | 0.094 | 0.094 | 0.005
843 | NEWBURY | 843 | NEWBURY | HDR | WAT |  | 1988-01-01 | Green Mountain Power Corporation | VT | 017 | VT | VT |  | 0.27 | 0.041 | 0.041 | 0.039
844 | OTTAUQUECHEE | 844 | OTTAUQUECHEE | HDR | WAT |  | 1987-09-01 | Green Mountain Power Corporation | VT | 027 | VT | VT | 50126 | 2.23 | 0.188 | 0.188 | 0
845 | SLACK DAM | 845 | SLACK DAM | HDR | WAT |  | 1988-01-01 | Green Mountain Power Corporation | VT | 027 | VT | VT |  | 0.41 | 0 | 0 | 0
846 | WINOOSKI 8 | 846 | WINOOSKI 8 | HDR | WAT |  | 1985-12-01 | Green Mountain Power Corporation | VT | 023 | VT | VT |  | 0.95 | 0 | 0 | 0
849 | CRESCENT DAM | 849 | CRESCENT DAM | HDR | WAT |  | 1993-01-01 | Gravity Renewables, Inc | MA | 013 | WMA | WCMA |  | 1.644 | 1.003 | 1.003 | 0
850 | GLENDALE HYDRO | 850 | GLENDALE HYDRO | HDR | WAT |  | 1989-12-01 | Massachusetts Electric Company | MA | 003 | WMA | WCMA |  | 1.546 | 0.85 | 0.85 | 0.15
851 | GARDNER FALLS | 851 | GARDNER FALLS | HDR | WAT |  | 1924-01-01 | Central Rivers Power MA, LLC | MA | 011 | WMA | WCMA | 1634 | 3.649 | 2.107 | 2.107 | 0
852 | SOUTH BARRE HYDRO | 852 | SOUTH BARRE HYDRO | HDR | WAT |  | 1989-10-01 | Massachusetts Municipal Wholesale Electric Company | MA | 027 | WMA | WCMA |  | 0.15 | 0.142 | 0.142 | 0
854 | ORANGE HYDRO 1 | 854 | ORANGE HYDRO 1 | HDR | WAT |  | 1987-08-01 | Massachusetts Electric Company | MA | 011 | WMA | WCMA |  | 0.175 | 0.143 | 0.143 | 0
855 | ORANGE HYDRO 2 | 855 | ORANGE HYDRO 2 | HDR | WAT |  | 1993-11-01 | Massachusetts Electric Company | MA | 011 | WMA | WCMA |  | 0.35 | 0.165 | 0.165 | 0.077
856 | HUNT'S POND | 856 | HUNT'S POND | HDR | WAT |  | 1996-08-01 | Massachusetts Electric Company | MA | 027 | WMA | WCMA |  | 0.12 | 0.073 | 0.073 | 0
857 | OAKDALE HYDRO | 857 | OAKDALE HYDRO | HDR | WAT |  | 1994-07-01 | Massachusetts Electric Company | MA | 027 | CMA/NEMA | WCMA | 10824 | 3 | 0 | 0 | 2.597
859 | BOATLOCK | 859 | BOATLOCK | HDR | WAT |  | 1924-01-01 | Holyoke Gas & Electric Department | MA | 013 | WMA | WCMA | 1603 | 3.118 | 2.404 | 2.404 | 0.987
860 | BRIAR HYDRO | 860 | BRIAR HYDRO | HDR | WAT |  | 1988-01-01 | Unitil Energy Systems, Inc. | NH | 013 | NH | NH | 50351 | 6 | 2.937 | 2.937 | 0
861 | CANAAN | 861 | CANAAN | HDR | WAT |  | 1927-01-01 | Central Rivers Power NH, LLC | VT | 009 | NH | NH | 3750 | 1.168 | 0.964 | 0.964 | 0.44
862 | CHEMICAL | 862 | CHEMICAL | HDR | WAT |  | 1935-01-01 | Holyoke Gas & Electric Department | MA | 013 | WMA | WCMA | 1604 | 1.609 | 0.682 | 0.682 | 0
863 | CLEMENT DAM | 863 | CLEMENT DAM | HDR | WAT |  | 1985-05-01 | Massachusetts Municipal Wholesale Electric Company | NH | 001 | NH | NH | 10276 | 2.4 | 1.853 | 1.853 | 0.63
864 | DWIGHT | 864 | DWIGHT | HDR | WAT |  | 1920-01-01 | Central Rivers Power MA, LLC | MA | 013 | WMA | WCMA | 6378 | 1.746 | 0.987 | 0.987 | 0.438
865 | ERROL | 865 | ERROL | HDR | WAT |  | 1986-12-01 | Public Service Company of New Hampshire | NH | 007 | NH | NH | 10570 | 3 | 1.642 | 1.642 | 1.354
866 | GREGGS | 866 | GREGGS | HDR | WAT |  | 1986-01-01 | Massachusetts Municipal Wholesale Electric Company | NH | 011 | NH | NH | 50384 | 3.51 | 1.908 | 1.908 | 0.132
867 | INDIAN ORCHARD | 867 | INDIAN ORCHARD | HDR | WAT |  | 1928-01-01 | Central Rivers Power MA, LLC | MA | 013 | WMA | WCMA | 6379 | 3.33 | 1.788 | 1.788 | 0
868 | MILTON MILLS HYDRO | 868 | MILTON MILLS HYDRO | HDR | WAT |  | 1929-01-01 | Public Service Company of New Hampshire | NH | 017 | NH | NH | 10519 | 1.51 | 1.252 | 1.252 | 0.169
869 | MINE FALLS | 869 | MINE FALLS | HDR | WAT |  | 1985-12-01 | Messalonskee Stream Hydro, LLC | NH | 011 | NH | NH | 10183 | 3 | 1.645 | 1.645 | 0.492
870 | PEMBROKE | 870 | PEMBROKE | HDR | WAT |  | 1986-01-01 | Massachusetts Municipal Wholesale Electric Company | NH | 013 | NH | NH | 50312 | 2.6 | 1.939 | 1.939 | 0
871 | PENNACOOK FALLS LOWER | 871 | PENNACOOK FALLS LOWER | HDR | WAT |  | 1984-11-01 | Unitil Energy Systems, Inc. | NH | 013 | NH | NH | 50351 | 4 | 3.752 | 3.752 | 0.395
872 | PENNACOOK FALLS UPPER | 872 | PENNACOOK FALLS UPPER | HDR | WAT |  | 1986-12-01 | Unitil Energy Systems, Inc. | NH | 013 | NH | NH | 50414 | 3.12 | 2.792 | 2.792 | 0
873 | PUTTS BRIDGE | 873 | PUTTS BRIDGE | HDR | WAT |  | 1918-01-01 | Central Rivers Power MA, LLC | MA | 013 | WMA | WCMA | 1637 | 4.101 | 4.025 | 4.025 | 0.632
874 | RED BRIDGE | 874 | RED BRIDGE | HDR | WAT |  | 1926-01-01 | Central Rivers Power MA, LLC | MA | 013 | WMA | WCMA | 1638 | 4.532 | 4.045 | 4.045 | 0
875 | RIVER BEND | 875 | RIVER BEND | HDR | WAT |  | 1986-02-01 | Massachusetts Municipal Wholesale Electric Company | NH | 013 | NH | NH |  | 1.79 | 0.959 | 0.959 | 0.638
876 | ROBERTSVILLE | 876 | ROBERTSVILLE | HDR | WAT |  | 1924-01-01 | FirstLight Power Resources Management, LLC | CT | 003 | CT | CT | 549 | 0.624 | 0 | 0 | 0
877 | SCOTLAND | 877 | SCOTLAND | HDR | WAT |  | 1937-01-01 | FirstLight Power Resources Management, LLC | CT | 015 | CT | CT | 551 | 2.25 | 1.774 | 1.774 | 0
878 | SKINNER | 878 | SKINNER | HDR | WAT |  | 1924-01-01 | Holyoke Gas & Electric Department | MA | 013 | WMA | WCMA | 1608 | 0.28 | 0 | 0 | 0
879 | TAFTVILLE CT | 879 | TAFTVILLE CT | HDR | WAT |  | 1906-01-01 | FirstLight Power Resources Management, LLC | CT | 011 | CT | CT | 554 | 1.874 | 0.978 | 0.978 | 0
882 | FRANKLIN FALLS | 882 | FRANKLIN FALLS | HDR | WAT |  | 1978-02-01 | Public Service Company of New Hampshire | NH | 013 | NH | NH | 10109 | 0.8 | 0.619 | 0.619 | 0.332
883 | SALMON FALLS HYDRO | 883 | SALMON FALLS HYDRO | HDR | WAT |  | 1983-11-01 | Green Mountain Power Corporation | NH | 017 | SME | ME | 50702 | 1.2 | 0.658 | 0.658 | 0
884 | SWANS FALLS | 884 | SWANS FALLS | HDR | WAT |  | 1998-10-01 | Public Service Company of New Hampshire | ME | 017 | NH | NH | 1518 | 0.4 | 0.03 | 0.03 | 0.23
886 | COCHECO FALLS | 886 | COCHECO FALLS | HDR | WAT |  | 1983-12-01 | Public Service Company of New Hampshire | NH | 017 | NH | NH |  | 0.71 | 0.282 | 0.282 | 0.042
887 | CHINA MILLS DAM | 887 | CHINA MILLS DAM | HDR | WAT |  | 1981-10-01 | Public Service Company of New Hampshire | NH | 013 | NH | NH | 50103 | 0.9 | 0.504 | 0.504 | 0
888 | NEWFOUND HYDRO | 888 | NEWFOUND HYDRO | HDR | WAT |  | 1983-12-01 | Power Supply Services, LLC | NH | 009 | NH | NH | 50324 | 1.966 | 0.647 | 0.647 | 0
889 | SUNAPEE HYDRO | 889 | SUNAPEE HYDRO | HDR | WAT |  | 1985-02-01 | Public Service Company of New Hampshire | NH | 019 | NH | NH |  | 0.65 | 0.384 | 0.384 | 0
890 | NASHUA HYDRO | 890 | NASHUA HYDRO | HDR | WAT |  | 1984-12-01 | Public Service Company of New Hampshire | NH | 011 | NH | NH |  | 0.84 | 0.848 | 0.848 | 0.293
891 | HILLSBORO MILLS | 891 | HILLSBORO MILLS | HDR | WAT |  | 1988-03-01 | Public Service Company of New Hampshire | NH | 011 | NH | NH | 10036 | 0.57 | 0.418 | 0.418 | 0
892 | LAKEPORT DAM | 892 | LAKEPORT DAM | HDR | WAT |  | 1983-12-01 | Power Supply Services, LLC | NH | 001 | NH | NH |  | 0.72 | 0.441 | 0.441 | 0.218
893 | WEST HOPKINTON HYDRO | 893 | WEST HOPKINTON HYDRO | HDR | WAT |  | 1982-11-01 | Green Mountain Power Corporation | NH | 013 | NH | NH | 54384 | 1.25 | 0.516 | 0.516 | 0
894 | LISBON HYDRO | 894 | LISBON HYDRO | HDR | WAT |  | 1986-12-01 | Public Service Company of New Hampshire | NH | 009 | NH | NH |  | 0.515 | 0.274 | 0.274 | 0.116
895 | LOWER ROBERTSON DAM | 895 | LOWER ROBERTSON DAM | HDR | WAT |  | 1987-05-01 | Massachusetts Municipal Wholesale Electric Company | NH | 005 | VT | NH |  | 0.9 | 0.84 | 0.84 | 0.152
897 | OLD NASH DAM | 897 | OLD NASH DAM | HDR | WAT |  | 1984-12-01 | Public Service Company of New Hampshire | NH | 005 | VT | NH |  | 0.23 | 0.085 | 0.085 | 0
898 | SUGAR RIVER HYDRO | 898 | SUGAR RIVER HYDRO | HDR | WAT |  | 1986-09-01 | Public Service Company of New Hampshire | NH | 019 | NH | NH |  | 0.158 | 0.117 | 0.117 | 0
900 | GREAT FALLS LOWER | 900 | GREAT FALLS LOWER | HDR | WAT |  | 1984-06-01 | Green Mountain Power Corporation | NH | 017 | NH | NH | 50704 | 1.1 | 0.542 | 0.542 | 0.075
901 | WATERLOOM FALLS | 901 | WATERLOOM FALLS | HDR | WAT |  | 1981-10-01 | Public Service Company of New Hampshire | NH | 011 | NH | NH |  | 0.11 | 0 | 0 | 0
902 | HOSIERY MILL DAM | 902 | HOSIERY MILL DAM | HDR | WAT |  | 1984-07-01 | Pioneer Hydro Electric Co., Inc. | NH | 011 | NH | NH |  | 1.25 | 0.731 | 0.731 | 0
903 | WYANDOTTE HYDRO | 903 | WYANDOTTE HYDRO | HDR | WAT |  | 1983-05-01 | Public Service Company of New Hampshire | NH | 017 | NH | NH |  | 0.15 | 0.06 | 0.06 | 0
904 | LOCHMERE DAM | 904 | LOCHMERE DAM | HDR | WAT |  | 1984-12-01 | Massachusetts Municipal Wholesale Electric Company | NH | 001 | NH | NH | 54572 | 1.03 | 0.421 | 0.421 | 0.346
905 | ASHUELOT HYDRO | 905 | ASHUELOT HYDRO | HDR | WAT |  | 1987-05-01 | Massachusetts Municipal Wholesale Electric Company | NH | 005 | VT | NH |  | 0.93 | 0.844 | 0.844 | 0.129
906 | ROLLINSFORD HYDRO | 906 | ROLLINSFORD HYDRO | HDR | WAT |  | 1980-11-01 | Green Mountain Power Corporation | NH | 017 | NH | NH | 54418 | 1.5 | 1.115 | 1.115 | 0.11
908 | OTIS MILL HYDRO | 908 | OTIS MILL HYDRO | HDR | WAT |  | 1982-01-01 | Public Service Company of New Hampshire | NH | 011 | NH | NH | 50080 | 0.15 | 0.04 | 0.04 | 0
909 | STEELS POND HYDRO | 909 | STEELS POND HYDRO | HDR | WAT |  | 1984-12-01 | Public Service Company of New Hampshire | NH | 011 | NH | NH |  | 0.98 | 0.485 | 0.485 | 0
910 | CAMPTON DAM | 910 | CAMPTON DAM | HDR | WAT |  | 1985-12-01 | Public Service Company of New Hampshire | NH | 009 | NH | NH |  | 0.47 | 0.108 | 0.108 | 0
911 | KELLEYS FALLS | 911 | KELLEYS FALLS | HDR | WAT |  | 1989-06-01 | Green Mountain Power Corporation | NH | 011 | NH | NH |  | 0.429 | 0.342 | 0.342 | 0
913 | GOODRICH FALLS | 913 | GOODRICH FALLS | HDR | WAT |  | 1981-06-01 | New Hampshire Electric Cooperative, Inc. | NH | 003 | NH | NH |  | 0.5 | 0.324 | 0.324 | 0.043
914 | CHAMBERLAIN FALLS | 914 | CHAMBERLAIN FALLS | HDR | WAT |  | 1983-05-01 | Public Service Company of New Hampshire | NH | 011 | NH | NH |  | 0.13 | 0 | 0 | 0
915 | MONADNOCK PAPER MILLS | 915 | MONADNOCK PAPER MILLS | HDR | WAT |  | 1975-06-01 | Public Service Company of New Hampshire | NH | 011 | NH | NH |  | 1.95 | 0.038 | 0.038 | 0
919 | HOPKINTON HYDRO | 919 | HOPKINTON HYDRO | HDR | WAT |  | 1984-12-01 | Public Service Company of New Hampshire | NH | 013 | NH | NH |  | 0.25 | 0.177 | 0.177 | 0
925 | OTTER LANE HYDRO | 925 | OTTER LANE HYDRO | HDR | WAT |  | 1984-02-01 | Public Service Company of New Hampshire | NH | 013 | NH | NH |  | 0.09 | 0.065 | 0.065 | 0
926 | PETERBOROUGH LOWER HYDRO | 926 | PETERBOROUGH LOWER HYDRO | HDR | WAT |  | 1989-02-01 | Public Service Company of New Hampshire | NH | 011 | VT | NH |  | 0.28 | 0.241 | 0.241 | 0.012
928 | SALMON BROOK STATION 3 | 928 | SALMON BROOK STATION 3 | HDR | WAT |  | 1985-12-01 | Public Service Company of New Hampshire | NH | 013 | NH | NH |  | 0.326 | 0.205 | 0.205 | 0
931 | AVERY DAM | 931 | AVERY DAM | HDR | WAT |  | 1985-12-01 | Public Service Company of New Hampshire | NH | 001 | NH | NH |  | 0.479 | 0.214 | 0.214 | 0.176
932 | WATSON DAM | 932 | WATSON DAM | HDR | WAT |  | 1985-01-01 | Public Service Company of New Hampshire | NH | 017 | NH | NH |  | 0.25 | 0.208 | 0.208 | 0.06
933 | WESTON DAM | 933 | WESTON DAM | HDR | WAT |  | 1987-02-01 | Public Service Company of New Hampshire | NH | 007 | NH | NH | 1509 | 0.524 | 0.264 | 0.264 | 0.166
935 | SUNNYBROOK HYDRO 2 | 935 | SUNNYBROOK HYDRO 2 | HDR | WAT |  | 1982-12-01 | Public Service Company of New Hampshire | NH | 007 | NH | NH |  | 0.05 | 0.023 | 0.023 | 0.007
941 | PETERBOROUGH UPPER HYDRO | 941 | PETERBOROUGH UPPER HYDRO | HDR | WAT |  | 1990-12-01 | Public Service Company of New Hampshire | NH | 011 | NH | NH |  | 0.4 | 0.228 | 0.228 | 0
943 | FOUR HILLS LANDFILL | 943 | FOUR HILLS LANDFILL | IC | LFG |  | 1996-04-01 | Public Service Company of New Hampshire | NH | 011 | NH | NH |  | 0.8 | 1.757 | 1.757 | 1.94
947 | RIVERDALE MILLS - QF | 947 | RIVERDALE MILLS - QF | HDR | WAT |  | 1985-07-01 | Massachusetts Electric Company | MA | 027 | RI | SEMA | 50601 | 0.18 | 0 | 0 | 0
948 | PEPPERELL HYDRO COMPANY LLC | 948 | PEPPERELL PAPER - QF | HDR | WAT |  | 1920-01-01 | Power Supply Services, LLC | MA | 017 | CMA/NEMA | WCMA | 10694 | 1.6 | 1.145 | 1.145 | 0.338
950 | LP ATHOL - QF | 950 | LP ATHOL - QF | HDR | WAT |  | 1931-01-01 | Massachusetts Electric Company | MA | 027 | WMA | WCMA |  | 0.5 | 0 | 0 | 0
951 | BALTIC MILLS - QF | 951 | BALTIC MILLS - QF | HDR | WAT |  | 1981-02-01 | Sterling Municipal Electric Light Department | NH | 009 | VT | NH |  | 0.3 | 0 | 0 | 0.011
957 | HG&E HYDRO/CABOT 1-4 | 957 | HG&E HYDRO/CABOT 1-4 | HDR | WAT |  | 1980-01-01 | Holyoke Gas & Electric Department | MA | 013 | WMA | WCMA | 9864 | 2.675 | 0.793 | 0.793 | 0.427
969 | POWDER MILL HYDRO | 969 | POWDER MILL HYDRO | HDR | WAT |  | 1990-02-01 | Massachusetts Municipal Wholesale Electric Company | MA | 027 | WMA | WCMA |  | 0.13 | 0.124 | 0.124 | 0
970 | DUDLEY HYDRO | 970 | DUDLEY HYDRO | HDR | WAT |  | 1987-10-01 | Massachusetts Electric Company | MA | 027 | WMA | WCMA |  | 0.324 | 0.065 | 0.065 | 0
978 | NEW MILFORD | 978 | NEW MILFORD | IC | OBG |  | 1991-08-01 | Connecticut Light and Power Company, The | CT | 005 | SWCT | CT | 50564 | 3.2 | 0.721 | 0.721 | 0.679
1005 | DIGHTON POWER LLC | 1005 | BG DIGHTON POWER LLC | CC | NG |  | 1999-05-01 | Consolidated Edison Energy, Inc | MA | 005 | SEMA | SEMA | 55026 | 170 | 188.555 | 188.555 | 164.052
1028 | BUNKER RD #12 GAS TURB | 1028 | BUNKER RD #12 GAS TURB | GT | DFO |  | 2000-04-01 | New England Power Company | MA | 019 | SEMA | SEMA | 1615 | 3.775 | 0 | 0 | 0
1029 | BUNKER RD #13 GAS TURB | 1029 | BUNKER RD #13 GAS TURB | GT | DFO |  | 2000-04-01 | New England Power Company | MA | 019 | SEMA | SEMA | 1615 | 3.84 | 0 | 0 | 0
1030 | OAK BLUFFS | 1030 | OAK BLUFFS | IC | KER |  | 1970-01-01 | Genon Energy Management, LLC | MA | 007 | SEMA | SEMA | 1597 | 7.5 | 7.944 | 7.944 | 7.471
1031 | WEST TISBURY | 1031 | WEST TISBURY | IC | KER |  | 1975-01-01 | Genon Energy Management, LLC | MA | 007 | SEMA | SEMA | 6049 | 5 | 5.209 | 5.209 | 5.005
1032 | BRIDGEPORT ENERGY 1 | 1032 | BRIDGEPORT ENERGY 1 | CC | NG |  | 1998-08-01 | Revere Power, LLC | CT | 001 | SWCT | CT | 55042 | 536.35 | 577.128 | 577.128 | 478.907
1034 | RIVERSIDE 4-7 | 1034 | RIVERSIDE 4-7 | HDR | WAT |  | 1921-01-01 | Holyoke Gas & Electric Department | MA | 013 | WMA | WCMA | 1607 | 3.392 | 2.065 | 2.065 | 0.55
1035 | RIVERSIDE 8 | 1035 | RIVERSIDE 8 | HDR | WAT |  | 1931-01-01 | Holyoke Gas & Electric Department | MA | 013 | WMA | WCMA | 1607 | 4.554 | 3.111 | 3.111 | 3.297
1047 | FAIRFAX | 1047 | FAIRFAX | HDR | WAT |  | 1998-09-25 | Green Mountain Power Corporation | VT | 011 | VT | VT | 3712 | 4.939 | 3.813 | 3.813 | 0.97
1048 | WARE HYDRO | 1048 | WARE HYDRO | HDR | WAT |  | 1984-03-01 | Pioneer Hydro Electric Co., Inc. | MA | 015 | WMA | WCMA | 50419 | 1.2 | 1.226 | 1.226 | 0.072
1049 | COLLINS HYDRO | 1049 | COLLINS HYDRO | HDR | WAT |  | 1984-12-01 | Dichotomy Collins Hydro LLC | MA | 013 | WMA | WCMA | 52166 | 1.3 | 0.981 | 0.981 | 0.116
1050 | CHICOPEE HYDRO | 1050 | CHICOPEE HYDRO | HDR | WAT |  | 1985-05-01 | Chicopee Municipal Lighting Plant | MA | 013 | WMA | WCMA | 50832 | 2.6 | 0.833 | 0.833 | 0.315
1054 | BLACKSTONE HYDRO ASSOC | 1054 | BLACKSTONE HYDRO ASSOC | HDR | WAT |  | 1989-01-01 | The Narragansett Electric Company | RI | 007 | RI | RI | 3245 | 0.75 | 0.242 | 0.242 | 0
1057 | BLACKSTONE HYDRO LOAD REDUCER | 1057 | BLACKSTONE HYDRO LOAD REDUCER | HDR | WAT |  | 1989-01-01 | Vermont Public Power Supply Authority | RI | 007 | RI | RI | 50177 | 2 | 0.728 | 0.728 | 0.146
1059 | BARRE LANDFILL | 1059 | BARRE LANDFILL | IC | LFG |  | 1996-07-01 | Dominion Energy Generation Marketing, Inc | MA | 027 | WMA | WCMA | 55776 | 1 | 0 | 0 | 0
1061 | MASCOMA HYDRO | 1061 | MASCOMA HYDRO | HDR | WAT |  | 1989-02-01 | Green Mountain Power Corporation | NH | 009 | VT | NH | 54471 | 1.338 | 0.548 | 0.548 | 0
1062 | MWRA COSGROVE | 1062 | MWRA COSGROVE | HW | WAT |  | 1995-10-01 | Massachusetts Electric Company | MA | 027 | CMA/NEMA | WCMA | 10825 | 3.2 | 0.179 | 0.179 | 0.918
1086 | BERKSHIRE POWER | 1086 | BERKSHIRE POWER | CC | NG |  | 2000-06-19 | Tenaska Power Services Co. | MA | 013 | WMA | WCMA | 55041 | 289 | 246.279 | 246.279 | 229.279
1109 | MMWAC | 1109 | MMWAC | ST | MSW |  | 1992-06-01 | NextEra Energy Marketing, LLC | ME | 001 | ME | ME | 50035 | 3.1 | 1.947 | 1.947 | 1.748
1113 | BRASSUA HYDRO | 1113 | BRASSUA HYDRO | HDP | WAT |  | 1989-08-01 | Brookfield Renewable Trading And Marketing LP | ME | 025 | ME | ME | 10555 | 4.203 | 4.203 | 4.203 | 4.203
1117 | GREAT WORKS COMPOSITE | 1117 | GREAT WORKS COMPOSITE | HDR | WAT |  | 1984-03-01 | Blackstone Hydro, Inc. | ME | 031 | SME | ME |  | 0.918 | 0.121 | 0.121 | 0
1119 | KENNEBAGO HYDRO | 1119 | KENNEBAGO HYDRO | HDR | WAT |  | 1988-04-01 | Central Maine Power Company | ME | 029 | ME | ME |  | 0.9 | 0.507 | 0.507 | 0
1122 | CASCADE-DIAMOND-QF | 1122 | CASCADE-DIAMOND-QF | HDR | WAT |  | 1919-12-31 | Massachusetts Electric Company | MA | 013 | WMA | WCMA |  | 0.872 | 0 | 0 | 0
1185 | STONY BROOK GT1A | 1185 | STONY BROOK GT1A | CC | DFO | NG | 1981-11-01 | Massachusetts Municipal Wholesale Electric Company | MA | 013 | WMA | WCMA | 6081 | 136.1007 | 119 | 119 | 104
1186 | STONY BROOK GT1B | 1186 | STONY BROOK GT1B | CC | DFO | NG | 1981-11-01 | Massachusetts Municipal Wholesale Electric Company | MA | 013 | WMA | WCMA | 6081 | 135.9 | 115.072 | 115.072 | 99.932
1187 | STONY BROOK GT1C | 1187 | STONY BROOK GT1C | CC | DFO | NG | 1981-11-01 | Massachusetts Municipal Wholesale Electric Company | MA | 013 | WMA | WCMA | 6081 | 135.9 | 119 | 119 | 104
1209 | CRRA HARTFORD LANDFILL | 1209 | CRRA HARTFORD LANDFILL | IC | LFG |  | 1998-08-01 | Connecticut Light and Power Company, The | CT | 003 | CT | CT | 55163 | 2.853 | 0 | 0 | 0.242
1210 | MILLENNIUM | 1210 | MILLENNIUM | CC | NG |  | 2001-04-06 | Talen Energy Marketing, LLC | MA | 027 | WMA | WCMA | 55079 | 427.5 | 377.607 | 377.607 | 334.904
1221 | ESSEX DIESELS | 1221 | ESSEX DIESELS | IC | DFO |  | 1947-01-01 | Green Mountain Power Corporation | VT | 007 | VT | VT | 3737 | 6.4 | 7.305 | 7.305 | 7.215
1226 | TIVERTON POWER | 1226 | TIVERTON POWER | CC | NG |  | 2000-08-18 | Revere Power, LLC | RI | 005 | SEMA | RI | 55048 | 273.7 | 298.982 | 298.982 | 265.377
1255 | RUMFORD POWER | 1255 | RUMFORD POWER | CC | NG |  | 2000-10-16 | Revere Power, LLC | ME | 017 | ME | ME | 55100 | 272.85 | 269.091 | 269.091 | 244.281
1258 | BHE SMALL HYDRO COMPOSITE | 1258 | BHE SMALL HYDRO COMPOSITE | HDR | WAT |  | 1982-12-01 | Emera Maine | ME | 021 | BHE | ME |  | 2.81 | 0.639 | 0.639 | 0.418
1270 | SYSKO STONY BROOK | 1270 | SYSKO STONY BROOK | HDR | WAT |  | 2000-04-01 | Union Atlantic Electricity | ME | 017 | ME | ME |  | 0.03 | 0.003 | 0.003 | 0.013
1273 | AUTOMATIC HYDRO | 1273 | KENNEBEC WATER U5 | HDR | WAT |  | 1995-03-01 | Messalonskee Stream Hydro, LLC | ME | 011 | ME | ME | 54148 | 0.8 | 0 | 0 | 0
1286 | ANP-BLACKSTONE ENERGY 1 | 1286 | ANP-BLACKSTONE ENERGY CO. #1 | CC | NG |  | 2001-06-07 | Dynegy Marketing and Trade, LLC | MA | 027 | RI | SEMA | 55212 | 289 | 279.699 | 279.699 | 248.086
1287 | ANP-BLACKSTONE ENERGY 2 | 1287 | ANP-BLACKSTONE ENERGY 2 | CC | NG |  | 2001-07-13 | Dynegy Marketing and Trade, LLC | MA | 027 | RI | SEMA | 55212 | 289 | 278.812 | 278.812 | 242.082
1342 | LAKE ROAD 1 | 1342 | LAKE ROAD 1 | CC | NG |  | 2002-03-15 | Dynegy Marketing and Trade, LLC | CT | 015 | CT | CT | 55149 | 289 | 291.961 | 291.961 | 256.337
1343 | LAKE ROAD 2 | 1343 | LAKE ROAD 2 | CC | NG |  | 2002-03-15 | Dynegy Marketing and Trade, LLC | CT | 015 | CT | CT | 55149 | 289 | 307.881 | 307.881 | 272.897
1344 | LAKE ROAD 3 | 1344 | LAKE ROAD 3 | CC | NG |  | 2002-05-22 | Dynegy Marketing and Trade, LLC | CT | 015 | CT | CT | 55149 | 289 | 295.108 | 295.108 | 274.074
1368 | ROCKY GORGE CORPORATION | 1368 | ROCKY GORGE CORPORATION | HDR | WAT |  | 1984-01-01 | Rocky Gorge Corporation | ME | 031 | SME | ME |  | 0.55 | 0.291 | 0.291 | 0.09
1376 | WALLINGFORD UNIT 1 | 1376 | PPL WALLINGFORD UNIT 1 | GT | NG |  | 2001-12-31 | Twin Eagle Resource Management, LLC | CT | 009 | SWCT | CT | 55517 | 60.4996 | 50 | 50 | 44.92
1377 | WALLINGFORD UNIT 2 | 1377 | PPL WALLINGFORD UNIT 2 | GT | NG |  | 2002-02-07 | Twin Eagle Resource Management, LLC | CT | 009 | SWCT | CT | 55517 | 60.4996 | 47.616 | 47.616 | 43.75
1378 | WALLINGFORD UNIT 3 | 1378 | PPL WALLINGFORD UNIT 3 | GT | NG |  | 2001-12-31 | Twin Eagle Resource Management, LLC | CT | 009 | SWCT | CT | 55517 | 60.4996 | 48.295 | 48.295 | 43.4
1379 | WALLINGFORD UNIT 4 | 1379 | PPL WALLINGFORD UNIT 4 | GT | NG |  | 2002-01-23 | Twin Eagle Resource Management, LLC | CT | 009 | SWCT | CT | 55517 | 60.4996 | 48.876 | 48.876 | 43.984
1380 | WALLINGFORD UNIT 5 | 1380 | PPL WALLINGFORD UNIT 5 | GT | NG |  | 2002-02-07 | Twin Eagle Resource Management, LLC | CT | 009 | SWCT | CT | 55517 | 60.4996 | 49.43 | 49.43 | 45.241
1385 | MILFORD POWER 1 | 1385 | MILFORD POWER 1 | CC | NG |  | 2004-02-12 | Dynegy Marketing and Trade, LLC | CT | 009 | SWCT | CT | 55126 | 289 | 295.647 | 295.647 | 265.853
1386 | MILFORD POWER 2 | 1386 | MILFORD POWER 2 | CC | NG |  | 2004-05-03 | Dynegy Marketing and Trade, LLC | CT | 009 | SWCT | CT | 55126 | 289 | 289.707 | 289.707 | 264.287
1412 | ANP-BELLINGHAM 1 | 1412 | ANP-BELLINGHAM 1 | CC | NG |  | 2002-10-24 | Dynegy Marketing and Trade, LLC | MA | 021 | RI | SEMA | 55211 | 289 | 299.779 | 299.779 | 263.456
1415 | ANP-BELLINGHAM 2 | 1415 | ANP-BELLINGHAM 2 | CC | NG |  | 2002-12-28 | Dynegy Marketing and Trade, LLC | MA | 021 | RI | SEMA | 55211 | 289 | 298.604 | 298.604 | 259.165
1432 | GRS-FALL RIVER | 1432 | GRS-FALL RIVER | GT | LFG |  | 2000-08-01 | Taunton Municipal Lighting Plant | MA | 005 | SEMA | SEMA | 55589 | 5.3 | 2.612 | 2.612 | 2.475
1478 | MYSTIC 8 | 1478 | MYSTIC 8 | CC | NG |  | 2003-04-13 | Exelon Generation Company, LLC | MA | 025 | BOSTON | NEMA | 1588 | 872.3295 | 840.679 | 840.679 | 703.324
1572 | GRANBY SANITARY LANDFILL QF | 1572 | GRANBY SANITARY LANDFILL QF U5 | IC | MSW |  | 2002-07-12 | Industrial Power Services Corp | MA | 015 | WMA | WCMA |  | 5.845 | 1.076 | 1.076 | 0.929
1616 | MYSTIC 9 | 1616 | MYSTIC 9 | CC | NG |  | 2003-06-11 | Exelon Generation Company, LLC | MA | 025 | BOSTON | NEMA | 1588 | 872.3295 | 858.463 | 858.463 | 713.9
1630 | RISEP | 1630 | RISEP | CC | NG |  | 2002-11-05 | Shell Energy North America (US), L.P. | RI | 007 | RI | RI | 55107 | 592.644 | 616.356 | 616.356 | 544.96
1649 | EP NEWINGTON ENERGY, LLC | 1649 | NEWINGTON ENERGY | CC | NG | DFO | 2002-09-18 | Essential Power Newington, LLC | NH | 015 | NH | NH | 55661 | 605.8231 | 633.7 | 633.7 | 565.7
1656 | HULL WIND TURBINE U5 | 1656 | HULL WIND TURBINE U5 | WT | WND |  | 2001-07-01 | Hull Municipal Lighting Plant | MA | 023 | SEMA | SEMA |  | 0.165 | 0.1 | 0.1 | 0.042
1672 | KENDALL CT | 1672 | KENDALL CT | CC | NG | DFO | 2002-12-18 | Kendall Green Energy LLC | MA | 017 | BOSTON | NEMA | 1595 | 186.15 | 187.055 | 187.055 | 182.185
1693 | WEST SPRINGFIELD GT-1 | 1693 | WEST SPRINGFIELD GT-1 | GT | NG | DFO | 2002-06-07 | Essential Power Massachusetts, LLC | MA | 013 | WMA | WCMA | 1642 | 60.4996 | 48 | 48 | 38.602
1694 | WEST SPRINGFIELD GT-2 | 1694 | WEST SPRINGFIELD GT-2 | GT | NG | DFO | 2002-06-07 | Essential Power Massachusetts, LLC | MA | 013 | WMA | WCMA | 1642 | 60.4996 | 48 | 46.598 | 41.103
1720 | MIDDLEBURY LOWER | 1720 | MIDDLEBURY LOWER U5 | HDR | WAT |  | 2002-05-01 | Green Mountain Power Corporation | VT | 001 | VT | VT | 3716 | 2.345 | 0 | 0 | 0
2278 | BARKER LOWER HYDRO | 2278 | BARKER LOWER HYDRO | HDR | WAT |  | 1980-04-01 | Vermont Public Power Supply Authority | ME | 001 | ME | ME | 10728 | 1.6 | 0.682 | 0.682 | 0
2279 | BARKER UPPER HYDRO | 2279 | BARKER UPPER HYDRO | HDR | WAT |  | 1987-07-01 | Vermont Public Power Supply Authority | ME | 001 | ME | ME | 52171 | 1.262 | 0.896 | 0.896 | 0
2280 | BENTON FALLS HYDRO | 2280 | BENTON FALLS HYDRO | HDR | WAT |  | 1987-12-01 | Littleton Electric Light & Water Department | ME | 011 | ME | ME | 10523 | 4.355 | 2.689 | 2.689 | 0.57
2281 | BROWNS MILL HYDRO | 2281 | BROWNS MILL HYDRO | HDR | WAT |  | 1983-07-01 | Vermont Public Power Supply Authority | ME | 021 | ME | ME | 50688 | 0.65 | 0.427 | 0.427 | 0.109
2282 | DAMARISCOTTA HYDRO | 2282 | DAMARISCOTTA HYDRO | HDR | WAT |  | 1984-03-01 | Blackstone Hydro, Inc. | ME | 015 | ME | ME | 2282 | 0.55 | 0.41 | 0.41 | 0
2283 | EUSTIS HYDRO | 2283 | EUSTIS HYDRO | HDR | WAT |  | 1984-03-01 | Blackstone Hydro, Inc. | ME | 007 | ME | ME | 50688 | 0.31 | 0.102 | 0.102 | 0
2284 | GARDINER HYDRO | 2284 | GARDINER HYDRO | HDR | WAT |  | 1983-07-01 | Vermont Public Power Supply Authority | ME | 011 | ME | ME | 50688 | 1.15 | 0.991 | 0.991 | 0
2285 | GREENVILLE HYDRO | 2285 | GREENVILLE HYDRO | HDR | WAT |  | 1984-03-01 | Blackstone Hydro, Inc. | ME | 021 | ME | ME | 50688 | 0.55 | 0.285 | 0.285 | 0
2286 | HACKETT MILLS HYDRO | 2286 | HACKETT MILLS HYDRO | HDR | WAT |  | 1985-12-01 | Power Supply Services, LLC | ME | 001 | ME | ME | 2286 | 0.5 | 0.394 | 0.394 | 0
2287 | MECHANIC FALLS HYDRO | 2287 | MECHANIC FALLS HYDRO | HDR | WAT |  | 1984-11-01 | Blackstone Hydro, Inc. | ME | 001 | ME | ME | 2287 | 1.05 | 0 | 0 | 0
2288 | NORWAY HYDRO | 2288 | NORWAY HYDRO | HDR | WAT |  | 1985-05-01 | Blackstone Hydro, Inc. | ME | 017 | ME | ME | 50688 | 0.35 | 0 | 0 | 0
2290 | PITTSFIELD HYDRO | 2290 | PITTSFIELD HYDRO | HDR | WAT |  | 1984-03-01 | Vermont Public Power Supply Authority | ME | 025 | ME | ME | 2290 | 1 | 0.686 | 0.686 | 0.048
2292 | YORK HYDRO | 2292 | YORK HYDRO | HDR | WAT |  | 1984-03-01 | Blackstone Hydro, Inc. | ME | 031 | SME | ME | 50688 | 1.2 | 0.306 | 0.306 | 0
2425 | SPRINGFIELD REFUSE-NEW | 2425 | SPRINGFIELD REFUSE-NEW | ST | MSW |  | 1988-09-01 | Community Eco Power, LLC | MA | 013 | WMA | WCMA | 50273 | 10.3693 | 4.665 | 4.665 | 3.296
2426 | HYDRO KENNEBEC | 2426 | Hydro Kennebec | HDR | WAT |  | 1989-03-01 | Brookfield Renewable Trading And Marketing LP | ME | 011 | ME | ME | 54148 | 16.2925 | 12.57 | 12.57 | 6.024
2430 | BELDENS-NEW | 2430 | BELDENS-NEW | HDR | WAT |  | 1980-01-01 | Green Mountain Power Corporation | VT | 001 | VT | VT | 6451 | 4.68 | 2.92 | 2.92 | 0.498
2431 | DODGE FALLS-NEW | 2431 | DODGE FALLS-NEW | HDR | WAT |  | 1990-11-01 | Vermont Electric Power Company, Inc. | NH | 009 | VT | VT | 10526 | 5.0004 | 4.284 | 4.284 | 1.499
2432 | HUNTINGTON FALLS-NEW | 2432 | HUNTINGTON FALLS-NEW | HDR | WAT |  | 1988-11-01 | Green Mountain Power Corporation | VT | 001 | VT | VT | 50713 | 4.4 | 2.924 | 2.924 | 0.795
2433 | RYEGATE 1-NEW | 2433 | RYEGATE 1-NEW | ST | WDS |  | 1992-11-01 | Vermont Electric Power Company, Inc. | VT | 005 | VT | VT | 51026 | 21.5849 | 19.75 | 19.75 | 19.78
2434 | GORGE 18 HYDRO-NEW | 2434 | GORGE 18 HYDRO-NEW | HDR | WAT |  | 1928-01-01 | Green Mountain Power Corporation | VT | 007 | VT | VT | 6475 | 3.52 | 1.749 | 1.749 | 1.038
2435 | VERGENNES HYDRO-NEW | 2435 | VERGENNES HYDRO-NEW | HDR | WAT |  | 1912-01-01 | Green Mountain Power Corporation | VT | 001 | VT | VT | 6519 | 1.68 | 0.754 | 0.754 | 0
2462 | PLAINVILLE GEN QF U5 | 2462 | PLAINVILLE GEN QF U5 | IC | OBG |  | 2003-03-24 | Massachusetts Electric Company | MA | 021 | RI | SEMA |  | 10.68 | 1.415 | 1.415 | 1.242
2466 | CHERRY 7 | 2466 | CHERRY 7 | IC | DFO |  | 1951-01-01 | Hudson Light & Power Department | MA | 017 | CMA/NEMA | WCMA | 9038 | 3.2 | 2.7 | 2.7 | 2.6
2467 | CHERRY 8 | 2467 | CHERRY 8 | IC | DFO |  | 1951-01-01 | Hudson Light & Power Department | MA | 017 | CMA/NEMA | WCMA | 9038 | 4.1 | 3.4 | 3.4 | 3.4
2468 | CHERRY 10 | 2468 | CHERRY 10 | IC | DFO |  | 1951-01-01 | Hudson Light & Power Department | MA | 017 | CMA/NEMA | WCMA | 9038 | 2.2 | 1.9 | 1.9 | 1.9
2469 | CHERRY 11 | 2469 | CHERRY 11 | IC | DFO |  | 1951-01-01 | Hudson Light & Power Department | MA | 017 | CMA/NEMA | WCMA | 9038 | 2.2 | 1.9 | 1.9 | 1.9
2470 | CHERRY 12 | 2470 | CHERRY 12 | IC | DFO |  | 1951-01-01 | Hudson Light & Power Department | MA | 017 | CMA/NEMA | WCMA | 9038 | 5.6 | 4.999 | 4.999 | 4.999
10349 | KENDALL STEAM 3 | 37040 | KENDALL STEAM | CC | NG |  | 1950-01-01 | Kendall Green Energy LLC | MA | 017 | BOSTON | NEMA | 1595 | 23.46 | 22.938 | 22.938 | 22.938
10401 | CELLEY MILL U5 | 10401 | CELLEY MILL U5 | HDR | WAT |  | 1984-12-01 | Public Service Company of New Hampshire | NH | 009 | NH | NH |  | 0.1 | 0 | 0 | 0
10403 | EASTMAN BROOK U5 | 10403 | EASTMAN BROOK U5 | HDR | WAT |  | 1985-06-01 | Public Service Company of New Hampshire | NH | 009 | NH | NH |  | 0.3 | 0.048 | 0.048 | 0
10406 | LOWER VALLEY HYDRO U5 | 10406 | LOWER VALLEY HYDRO U5 | HDR | WAT |  | 2004-03-01 | Public Service Company of New Hampshire | NH | 019 | NH | NH |  | 0.882 | 0 | 0 | 0
10409 | SWEETWATER HYDRO U5 | 10409 | SWEETWATER HYDRO U5 | HDR | WAT |  | 2004-03-01 | Green Mountain Power Corporation | NH | 019 | NH | NH |  | 0.779 | 0 | 0 | 0
10424 | GREAT LAKES - BERLIN | 10424 | GREAT LAKES - BERLIN | HDR | WAT |  | 2004-06-22 | Brookfield Renewable Trading And Marketing LP | NH | 007 | NH | NH | 54639 | 30.4 | 6.528 | 6.528 | 2.955
10615 | BLUE SPRUCE FARM | 10615 | BLUE SPRUCE FARM U5 | IC | OBG |  | 2004-11-01 | Green Mountain Power Corporation | VT | 021 | VT | VT |  | 0.98 | 0.499 | 0.499 | 0.502
10770 | WEST SPRINGFIELD HYDRO U5 | 10770 | WEST SPRINGFIELD HYDRO U5 | HDR | WAT |  | 2005-01-10 | Messalonskee Stream Hydro, LLC | MA | 013 | WMA | WCMA |  | 1.25 | 0.984 | 0.984 | 0.075
10801 | COVENTRY CLEAN ENERGY | 10801 | COVENTRY CLEAN ENERGY | IC | LFG |  | 2005-02-01 | Vermont Public Power Supply Authority | VT | 019 | NH | VT |  | 6.2 | 3.775 | 3.775 | 4.014
10880 | GE LYNN EXCESS REPLACEMENT | 10880 | GE LYNN EXCESS REPLACEMENT | GT | DFO |  | 2005-10-11 | Direct Energy Business, LLC | MA | 009 | BOSTON | NEMA | 10029 | 35.6 | 0 | 0 | 0
10959 | RRIG EXPANSION PHASE 2 | 10959 | RRIG EXPANSION PHASE 2 | IC | LFG |  | 2005-06-01 | Rhode Island Engine Genco, LLC | RI | 007 | RI | RI | 50365 | 6.4 | 0 | 0 | 0
11052 | GRTR NEW BEDFORD LFG UTIL PROJ | 11052 | GRTR NEW BEDFORD LFG UTIL PROJ | IC | LFG |  | 2005-08-15 | Commonwealth Resource Management Corporation | MA | 005 | SEMA | SEMA |  | 3.3 | 1.807 | 1.807 | 1.857
11126 | NORTH HARTLAND HYDRO | 11126 | NORTH HARTLAND HYDRO | HDR | WAT |  | 2006-09-27 | Green Mountain Power Corporation | VT | 027 | VT | VT |  | 4.922 | 2.185 | 2.185 | 1.492
11408 | HULL WIND TURBINE II | 11408 | HULL WIND TURBINE II | WT | WND |  | 2005-09-27 | Hull Municipal Lighting Plant | MA | 023 | SEMA | SEMA | 56800 | 1.8 | 0.182 | 0.182 | 0.022
11424 | RUMFORD FALLS | 11424 | RUMFORD FALLS | HDR | WAT |  | 2006-07-06 | Brookfield Renewable Trading And Marketing LP | ME | 017 | ME | ME | 10493 | 44.175 | 34.545 | 34.545 | 19.384
11827 | PORTSMOUTH ABBEY WIND QF |  | NO RESOURCE (1) | WT | WND |  | 2006-07-25 | The Narragansett Electric Company | RI | 005 | SEMA | RI |  | 0.66 | 0 | 0 | 0
11842 | WATERSIDE POWER | 11842 | WATERSIDE POWER | GT | DFO |  | 2004-05-01 | Waterside Power, LLC | CT | 001 | NOR | CT | 56189 | 63.75 | 71.557 | 71.557 | 69.362
11889 | IBEW LOCAL 99 SOLAR QF |  | NO RESOURCE (1) | PV | SUN |  | 2006-09-01 | The Narragansett Electric Company | RI | 007 | RI | RI |  | 0.05 | 0 | 0 | 0
11925 | BROCKTON BRIGHTFIELDS | 11925 | BROCKTON BRIGHTFIELDS | PV | SUN |  | 2006-09-18 | Exelon Generation Company, LLC | MA | 023 | SEMA | SEMA |  | 0.425 | 0 | 0 | 0.062
12108 | FIEC DIESEL | 12108 | FIEC DIESEL | IC | DFO |  | 2006-12-01 | Vermont Public Power Supply Authority | ME | 013 | ME | ME |  | 2 | 1.596 | 1.596 | 1.54
12180 | BERKSHIRE COW POWER | 12180 | BERKSHIRE COW POWER | IC | OBG |  | 2006-12-06 | Vermont Electric Cooperative, Inc. | VT | 011 | VT | VT |  | 0.6 | 0.275 | 0.275 | 0.218
12274 | GREEN MOUNTAIN DAIRY | 12274 | GREEN MOUNTAIN DAIRY | IC | OBG |  | 2007-02-01 | Green Mountain Power Corporation | VT | 011 | VT | VT |  | 0.371 | 0.214 | 0.214 | 0.196
12323 | COVENTRY CLEAN ENERGY #4 | 12323 | COVENTRY CLEAN ENERGY #4 | IC | LFG |  | 2007-01-20 | Vermont Public Power Supply Authority | VT | 019 | NH | VT |  | 3.233 | 2.814 | 2.814 | 3.09
12504 | DEVON 15 | 12504 | Devon 15-18 | GT | KER | NG | 2010-07-12 | GenConn Energy LLC | CT | 009 | SWCT | CT | 57070 | 60.4996 | 49.2 | 49.2 | 46.889
12505 | MIDDLETOWN 12 | 12505 | Middletown 12+13 | GT | KER | NG | 2011-06-24 | GenConn Energy LLC | CT | 007 | CT | CT | 57068 | 60.4996 | 49.2 | 49.2 | 46.9
12509 | UNH POWER PLANT | 12509 | UNH Power Plant | GT | LFG |  | 2009-10-20 | Public Service Company of New Hampshire | NH | 017 | NH | NH | 58180 | 4.956 | 4.378 | 4.378 | 3.008
12510 | SWANTON GT-1 | 12510 | Swanton GT1 | GT | DFO |  | 2010-02-12 | Vermont Public Power Supply Authority | VT | 011 | VT | VT |  | 28.8 | 23.929 | 23.929 | 19.304
12511 | SWANTON GT-2 | 12511 | Swanton GT2 | GT | DFO |  | 2010-05-24 | Vermont Public Power Supply Authority | VT | 011 | VT | VT |  | 28.8 | 23.815 | 23.815 | 19.349
12529 | HOOSAC WIND | 38475 | Hoosac Wind Project | WT | WND |  | 2012-12-27 | Avangrid Renewables, LLC | MA | 003 | WMA | WCMA | 57380 | 28.5003 | 6.344 | 6.344 | 4.719
12530 | SHEFFIELD WIND PLANT | 12530 | Sheffield Wind | WT | WND |  | 2011-10-19 | Vermont Wind LLC | VT | 005 | VT | VT | 57080 | 38 | 8.645 | 8.645 | 2.775
12551 | KIBBY WIND POWER | 12551 | Kibby Wind Power | WT | WND |  | 2009-09-16 | Boston Energy Trading and Marketing LLC | ME | 007 | ME | ME | 56829 | 143.616 | 28.01 | 28.01 | 20.38
12564 | WATERBURY GENERATION FACILITY | 12564 | Waterbury | GT | NG | DFO | 2009-05-21 | Waterbury Generation LLC | CT | 009 | SWCT | CT | 56629 | 108.1897 | 98.749 | 98.749 | 88.874
13515 | PIERCE STATION | 12526 | Pierce | GT | NG | DFO | 2007-10-01 | Connecticut Municipal Electric Energy Cooperative | CT | 009 | SWCT | CT | 6635 | 100.985 | 94.5 | 94.5 | 74.085
13669 | EAST WINDSOR NORCAP LFG PLANT | 13669 | Manchester Methane LLC East Windsor Facility | IC | LFG |  | 2007-05-07 | Manchester Methane, LLC | CT | 003 | CT | CT |  | 2.835 | 0 | 0 | 0
13673 | MATEP (DIESEL) | 13673 | MATEP (DIESEL) | IC | DFO |  | 2007-06-28 | MATEP, LLC | MA | 025 | BOSTON | NEMA | 10883 | 20.25 | 17.46 | 17.46 | 11.08
13675 | MATEP (COMBINED CYCLE) | 13675 | MATEP (COMBINED CYCLE) | CC | NG | DFO | 2007-06-28 | MATEP, LLC | MA | 025 | BOSTON | NEMA | 10883 | 67.6345 | 57.812 | 57.812 | 57.735
13703 | VERSO COGEN 1 | 13703 | Verso VCG1 | GT | NG | DFO | 2000-12-28 | Pixelle Energy Services LLC | ME | 007 | ME | ME | 55031 | 61.92 | 55.461 | 55.461 | 49.432
13704 | VERSO COGEN 2 | 13704 | Verso VCG2 | GT | NG | DFO | 2000-12-28 | Pixelle Energy Services LLC | ME | 007 | ME | ME | 55031 | 61.92 | 55.091 | 55.091 | 43.148
13705 | VERSO COGEN 3 | 13705 | Verso VCG3 | GT | NG | DFO | 2000-12-28 | Pixelle Energy Services LLC | ME | 007 | ME | ME | 55031 | 61.92 | 54.011 | 54.011 | 41.346
13933 | JIMINY PEAK WIND QF |  | NO RESOURCE (1) | WT | WND |  | 2007-07-01 | Massachusetts Electric Company | MA | 003 | WMA | WCMA |  | 1.5 | 0.059 | 0.059 | 0
13975 | CORRIVEAU HYDROELECTRIC LLC | 13975 | Corriveau Hydroelectric LLC | HDR | WAT |  | 2007-08-10 | Union Atlantic Electricity | ME | 017 | ME | ME |  | 0.35 | 0 | 0 | 0
14087 | MAT3 | 14087 | MAT3 | IC | DFO |  | 2007-12-11 | MATEP, LLC | MA | 025 | BOSTON | NEMA | 10883 | 20.25 | 18 | 18 | 17.39
14098 | FITCHBURG LANDFILL | 35485 | Fitchburg-FCA-5 | IC | LFG |  | 2007-08-16 | Vermont Public Power Supply Authority | MA | 027 | WMA | WCMA | 56527 | 4.581 | 4.507 | 4.507 | 4.477
14134 | MONTAGNE FARM | 14134 | MONTAGNE FARM | IC | LFG |  | 2007-09-17 | Green Mountain Power Corporation | VT | 011 | VT | VT |  | 0.277 | 0 | 0 | 0
14157 | COS COB 13 | 12524 | Cos Cob 13+14 | GT | KER |  | 2008-05-29 | NRG Power Marketing LLC | CT | 001 | NOR | CT | 542 | 18.5938 | 22.852 | 22.852 | 19.053
14158 | COS COB 14 | 12524 | Cos Cob 13+14 | GT | KER |  | 2008-05-29 | NRG Power Marketing LLC | CT | 001 | NOR | CT | 542 | 18.5938 | 22.602 | 22.602 | 19.209
14177 | WESTBROOK ENERGY CENTER G1 | 1345 | WESTBROOK | CC | NG |  | 2001-04-13 | Calpine Energy Services, LP | ME | 005 | SME | ME | 55294 | 276.5475 | 285.903 | 285.903 | 267.007
14178 | WESTBROOK ENERGY CENTER G2 | 1345 | WESTBROOK | CC | NG |  | 2001-04-13 | Calpine Energy Services, LP | ME | 005 | SME | ME | 55294 | 276.5475 | 285.903 | 285.903 | 267.007
14211 | INDECK ALEXANDRIA | 1631 | Indeck-Energy Alexandria, LLC | ST | WDS |  | 2008-11-06 | Indeck Energy-Alexandria, L.L.C. | NH | 009 | NH | NH |  | 17.9759 | 0 | 0 | 0
14217 | NORTHFIELD MOUNTAIN 1 | 14217 | NORTHFIELD MOUNTAIN 1 | PS | WAT |  | 1972-11-30 | FirstLight Power Resources Management, LLC | MA | 011 | WMA | WCMA | 547 | 267.9 | 293.5 | 293.5 | 293.5
14218 | NORTHFIELD MOUNTAIN 2 | 14218 | NORTHFIELD MOUNTAIN 2 | PS | WAT |  | 1972-11-30 | FirstLight Power Resources Management, LLC | MA | 011 | WMA | WCMA | 547 | 291.65 | 293.5 | 293.5 | 293.5
14219 | NORTHFIELD MOUNTAIN 3 | 14219 | NORTHFIELD MOUNTAIN 3 | PS | WAT |  | 1972-11-30 | FirstLight Power Resources Management, LLC | MA | 011 | WMA | WCMA | 547 | 291.65 | 293.5 | 293.5 | 293.5
14220 | NORTHFIELD MOUNTAIN 4 | 14220 | NORTHFIELD MOUNTAIN 4 | PS | WAT |  | 1972-11-30 | FirstLight Power Resources Management, LLC | MA | 011 | WMA | WCMA | 547 | 291.65 | 292.182 | 292.182 | 293.5
14271 | AMERESCO NORTHAMPTON | 14271 | Ameresco Northampton | IC | LFG |  | 2007-11-01 | Boston Energy Trading and Marketing LLC | MA | 015 | WMA | WCMA |  | 0.8 | 0.669 | 0.669 | 0.699
14595 | GRANITE RELIABLE POWER, LLC | 14595 | Granite Reliable Power | WT | WND |  | 2012-02-15 | Granite Reliable Power, LLC | NH | 007 | NH | NH | 58004 | 85.14 | 27.006 | 27.006 | 12.054
14610 | PRINCETON WIND FARM PROJECT | 14610 | Princeton Wind Farm Project | WT | WND |  | 2009-09-01 | Princeton Municipal Light Department | MA | 027 | CMA/NEMA | WCMA | 7501 | 3 | 0.296 | 0.296 | 0.061
14614 | KLEEN ENERGY | 14614 | Kleen Energy | CC | NG | DFO | 2011-07-12 | Tenaska Power Services Co. | CT | 007 | CT | CT | 56798 | 589 | 620 | 620 | 620
14623 | VALLEY HYDRO (STATION NO. 5) | 14623 | Valley Hydro (Station No. 5) | HDR | WAT |  | 2008-04-01 | Holyoke Gas & Electric Department | MA | 013 | WMA | WCMA |  | 0.749 | 0 | 0 | 0
14652 | TEMPLETON WIND TURBINE | 14652 | Templeton Wind Turbine | WT | WND |  | 2011-05-18 | Massachusetts Municipal Wholesale Electric Company | MA | 027 | WMA | WCMA |  | 1.5 | 0.019 | 0.019 | 0
14665 | RECORD HILL WIND | 14665 | Record Hill Wind | WT | WND |  | 2012-01-31 | Record Hill Wind LLC | ME | 017 | ME | ME | 57568 | 44.022 | 12.02 | 12.02 | 6.516
14695 | ORONO |  | NO RESOURCE (1) | HDR | WAT |  | 2008-12-29 | Black Bear Hydro Partners, LLC | ME | 019 | BHE | ME | 57184 | 2.623 | 1.05 | 1.05 | 0.922
14707 | COVANTA HAVERHILL - LF GAS | 12553 | Covanta Haverhill Landfill Gas Engine | IC | LFG |  | 2007-12-05 | Covanta Energy Marketing, LLC | MA | 009 | BOSTON | NEMA | 50661 | 1.603 | 0 | 0 | 0
14767 | PINE TREE LFGTE |  | NO RESOURCE (1) | IC | LFG |  | 2008-01-01 | NextEra Energy Marketing, LLC | ME | 019 | BHE | ME |  | 2.893 | 0 | 0 | 0
14801 | CABOT | 766 | CABOT/TURNERS FALLS | HDP | WAT |  | 1905-01-01 | FirstLight Power Resources Management, LLC | MA | 011 | WMA | WCMA | 1629 | 61.92 | 61.8 | 61.8 | 61.8
14808 | TURNERSFALLS | 766 | CABOT/TURNERS FALLS | HDP | WAT |  | 1905-01-01 | FirstLight Power Resources Management, LLC | MA | 011 | WMA | WCMA | 6388 | 6.4 | 6.4 | 6.4 | 6.4
14816 | NORDEN 1 | 16688 | Nor1 | IC | DFO |  | 2009-02-26 | Connecticut Municipal Electric Energy Cooperative | CT | 001 | NOR | CT | 57689 | 2.0529 | 1.948 | 1.948 | 1.789
14817 | NORDEN 2 | 16750 | Norden #2 | IC | DFO |  | 2009-02-26 | Connecticut Municipal Electric Energy Cooperative | CT | 001 | NOR | CT | 57689 | 2.0529 | 1.947 | 1.947 | 1.948
14818 | NORDEN 3 | 16752 | Norden #3 | IC | DFO |  | 2009-02-26 | Connecticut Municipal Electric Energy Cooperative | CT | 001 | NOR | CT | 57689 | 2.0529 | 1.941 | 1.941 | 0
14823 | NORWICH WWTP | 38760 | Norwich WWT | IC | DFO |  | 2008-05-29 | Connecticut Municipal Electric Energy Cooperative | CT | 011 | CT | CT | 57624 | 2.25 | 2 | 2 | 2
14925 | ICE HOUSE PARTNERS INC. |  | NO RESOURCE (1) | HDR | WAT |  | 2008-04-01 | Littleton Electric Light & Water Department | MA | 017 | CMA/NEMA | WCMA |  | 0.221 | 0.139 | 0.139 | 0.07
14937 | UNION GAS STATION | 759 | MESSALONSKEE COMPOSITE | HDR | WAT |  | 2008-03-19 | Littleton Electric Light & Water Department | ME | 011 | ME | ME |  | 1.646 | 0.826 | 0.826 | 0
15097 | KIMB ROCKY RIVER PH2 | 14706 | Kimberly-Clark Corp Energy Independence Project | CC | NG |  | 2008-07-15 | Kimberly-Clark Corporation | CT | 005 | SWCT | CT | 58084 | 19.6 | 15.444 | 15.444 | 13.095
15115 | LEMPSTER WIND | 14660 | Lempster Wind | WT | WND |  | 2008-09-24 | Public Service Company of New Hampshire | NH | 011 | NH | NH | 56399 | 23.9999 | 7.739 | 7.739 | 2.899
15201 | FISKE HYDRO | 35593 | Fiske Hydro | HDR | WAT |  | 2008-06-01 | Public Service Company of New Hampshire | NH | 005 | VT | NH |  | 0.81 | 0.316 | 0.316 | 0
15462 | HOLY NAME CC JR SR HIGH SCHOOL |  | NO RESOURCE (1) | WT | WND |  | 2008-09-01 | Massachusetts Electric Company | MA | 027 | CMA/NEMA | WCMA |  | 0.6 | 0 | 0 | 0
15464 | STETSON WIND FARM |  | NO RESOURCE (1) | WT | WND |  | 2008-12-09 | Stetson Holdings, LLC | ME | 029 | BHE | ME | 56989 | 53.739 | 12.171 | 12.171 | 7.314
15477 | NEW HAVEN HARBOR UNIT 2 | 15477 | New Haven Harbor Units 2, 3, & 4 | GT | KER | NG | 2012-05-30 | PSEG New Haven LLC | CT | 009 | CT | CT | 6156 | 51.425 | 48.324 | 48.324 | 42.851
15484 | THOMAS A. WATSON UNIT #1 | 12500 | Thomas Watson | GT | NG | DFO | 2009-04-22 | Braintree Electric Light Department, Town of | MA | 021 | SEMA | SEMA | 1660 | 57.9997 | 57.4 | 57.4 | 52.6
15485 | THOMAS A. WATSON UNIT #2 | 12500 | Thomas Watson | GT | NG | DFO | 2009-04-14 | Braintree Electric Light Department, Town of | MA | 021 | SEMA | SEMA | 1660 | 57.9997 | 57.4 | 57.4 | 52.6
15509 | PLAINFIELD RENEWABLE ENERGY | 15509 | Plainfield Renewable Energy | ST | WDS |  | 2013-12-12 | Plainfield Renewable Energy, LLC | CT | 015 | CT | CT |  | 42.37 | 37.62 | 37.62 | 37.5
15617 | MORETOWN LFGTE | 35728 | Moretown LG | IC | LFG |  | 2008-12-01 | Green Mountain Power Corporation | VT | 023 | VT | VT | 56891 | 3.19 | 1.447 | 1.447 | 1.122
15706 | BEAVER RIDGE WIND | 37072 | Beaver_Ridge_Wind | WT | WND |  | 2008-10-15 | New Hampshire Electric Cooperative, Inc. | ME | 027 | ME | ME | 57130 | 4.5 | 1.238 | 1.238 | 0.369
15787 | WORONOCO HYDRO LLC | 37077 | Woronoco Hydro LLC | HDR | WAT |  | 2008-11-01 | Power Supply Services, LLC | MA | 013 | WMA | WCMA | 50166 | 2.7 | 0.842 | 0.842 | 0.028
15940 | DARTMOUTH CT GENERATOR 3 | 15415 | Dartmouth Power Expansion | GT | NG | DFO | 2009-08-12 | Talen Energy Marketing, LLC | MA | 005 | SEMA | SEMA | 52026 | 23.2475 | 21.778 | 21.778 | 19.578
15998 | CROSSROADS LANDFILL | 14663 | WMRE Crossroads | IC | LFG |  | 2008-12-31 | WM Renewable Energy, L.L.C. | ME | 025 | ME | ME | 57016 | 3.079 | 2.806 | 2.806 | 2.943
16089 | TURNERS FALLS HYDRO LLC |  | NO RESOURCE (1) | HDR | WAT |  | 2009-02-01 | Power Supply Services, LLC | MA | 011 | WMA | WCMA |  | 0.947 | 0 | 0 | 0
16183 | RICHEYWOODWORKINGWIND&PVNM |  | NO RESOURCE (1) | WT | WND |  | 2009-02-18 | Massachusetts Electric Company | MA | 009 | BOSTON | NEMA |  | 0.976 | 0 | 0 | 0
16188 | WILSON HOLDINGS LLC - PV QF |  | NO RESOURCE (1) | PV | SUN |  | 2009-02-24 | Massachusetts Electric Company | MA | 027 | CMA/NEMA | WCMA |  | 0.135 | 0 | 0 | 0
16233 | CITY OF MEDFORD WIND QF |  | NO RESOURCE (1) | WT | WND |  | 2009-02-27 | Massachusetts Electric Company | MA | 017 | BOSTON | NEMA |  | 0.1 | 0 | 0 | 0
16234 | CONSTELLATION-MAJILITE PV QF |  | NO RESOURCE (1) | PV | SUN |  | 2009-02-27 | Massachusetts Electric Company | MA | 017 | CMA/NEMA | WCMA |  | 0.375 | 0 | 0 | 0
16296 | MILFORD HYDRO | 16296 | PPL Milford | HDR | WAT |  | 1911-01-01 | Black Bear Hydro Partners, LLC | ME | 019 | BHE | ME | 1475 | 8.6994 | 4.809 | 4.809 | 4.939
16331 | QUARRY ENERGY PROJECT |  | NO RESOURCE (1) | IC | LFG |  | 2009-04-03 | Massachusetts Electric Company | MA | 021 | SEMA | SEMA |  | 0.571 | 0.145 | 0.145 | 0.195
16386 | NATURE'SCLASSROOM-01507WT185NM |  | NO RESOURCE (1) | WT | WND |  | 2009-04-24 | Massachusetts Electric Company | MA | 027 | WMA | WCMA |  | 0.185 | 0 | 0 | 0
16523 | STILLWATER | 16523 | Stillwater | HDR | WAT |  | 1911-01-01 | Black Bear Hydro Partners, LLC | ME | 019 | BHE | ME | 1478 | 1.964 | 1.134 | 1.134 | 1.65
16525 | MEDWAY | 16525 | Medway | HDR | WAT |  | 1911-01-01 | Black Bear Hydro Partners, LLC | ME | 019 | BHE | ME | 55288 | 4.841 | 3.52 | 3.52 | 3.796
16612 | STETSON II WIND FARM |  | NO RESOURCE (1) | WT | WND |  | 2010-03-12 | Stetson Wind II, LLC | ME | 029 | BHE | ME | 56991 | 23.67 | 6.627 | 6.627 | 2.93
16614 | BERKSHIRE WIND POWER PROJECT | 14661 | Berkshire Wind Power Project | WT | WND |  | 2011-05-28 | Massachusetts Municipal Wholesale Electric Company | MA | 003 | WMA | WCMA | 57721 | 15.003 | 5.086 | 5.086 | 1.162
16631 | VICTORY ROAD DORCHESTER PV | 16631 | Victory Road Dorchester PV | PV | SUN |  | 2011-12-22 | Massachusetts Electric Company | MA | 025 | BOSTON | NEMA |  | 1 | 0 | 0 | 0.5
16640 | HILLDALE AVE HAVERHILL PV | 16640 | Hilldale Ave Haverhill PV | PV | SUN |  | 2011-02-15 | Massachusetts Electric Company | MA | 009 | BOSTON | NEMA |  | 1 | 0 | 0 | 0.376
16642 | RAILROAD AVENUE REVERE PV | 16642 | Railroad Street Revere PV | PV | SUN |  | 2011-02-16 | Massachusetts Electric Company | MA | 025 | BOSTON | NEMA |  | 1 | 0 | 0 | 0.249
16643 | ROVER STREET EVERETT PV | 16643 | Rover Street Everett PV | PV | SUN |  | 2011-02-18 | Massachusetts Electric Company | MA | 017 | BOSTON | NEMA |  | 0.5 | 0 | 0 | 0.26
16644 | MAIN STREET WHITINSVILLE PV | 16644 | Main Street Whitinsville PV | PV | SUN |  | 2010-07-01 | Massachusetts Electric Company | MA | 027 | RI | SEMA |  | 1 | 0 | 0 | 0.4
16653 | BURGESS BIOPOWER | 16653 | LAidlaw Berlin Biopower Project | PB | WDS |  | 2014-06-17 | Public Service Company of New Hampshire | NH | 007 | NH | NH |  | 76.5 | 67.5 | 67.5 | 67.5
16659 | IPSWICH WIND FARM 1 | 16659 | Ipswich Wind Farm 1 | WT | WND |  | 2011-07-26 | Ipswich Municipal Light Department | MA | 009 | BOSTON | NEMA | 57855 | 1.5 | 0.359 | 0.359 | 0.131
16675 | FOX ISLAND WIND | 16675 | Fox Island Wind | WT | WND |  | 2009-09-01 | Vermont Public Power Supply Authority | ME | 013 | ME | ME | 57354 | 4.5 | 0 | 0 | 0
16737 | UDR GLASTONBURY | 16737 | DFC-ERG Hybrid Fuel Cell (3) | FC | NG |  | 2016-02-15 | UIL Distributed Resources LLC | CT | 003 | CT | CT |  | 3.4 | 2.774 | 2.774 | 2.209
16738 | BRIDGEPORT FUEL CELL | 16738 | BFCP Fuel Cell | FC | NG |  | 2013-12-22 | Bridgeport Fuel Cell, LLC | CT | 001 | SWCT | CT |  | 15.2056 | 13.524 | 13.524 | 12.315
16926 | THUNDERMIST HYDRO QF | 37120 | Thundermist Hydropower | HDR | WAT |  | 2009-09-19 | The Narragansett Electric Company | RI | 007 | RI | RI | 54688 | 1.253 | 1.087 | 1.087 | 0
17044 | DEVON 16 | 12504 | Devon 15-18 | GT | KER | NG | 2010-06-28 | GenConn Energy LLC | CT | 009 | SWCT | CT | 57070 | 60.4996 | 49.2 | 49.2 | 46.9
17045 | DEVON 17 | 12504 | Devon 15-18 | GT | KER | NG | 2010-06-15 | GenConn Energy LLC | CT | 009 | SWCT | CT | 57070 | 60.4996 | 49.2 | 49.2 | 46.9
17046 | DEVON 18 | 12504 | Devon 15-18 | GT | KER | NG | 2010-06-09 | GenConn Energy LLC | CT | 009 | SWCT | CT | 57070 | 60.4996 | 49.2 | 49.2 | 46.9
17085 | AMERESCO-NEWBURYPORT DPW PV QF |  | NO RESOURCE (1) | PV | SUN |  | 2009-11-25 | Massachusetts Electric Company | MA | 009 | BOSTON | NEMA |  | 0.095 | 0 | 0 | 0
17128 | OTIS_AF_WIND_TURBINE |  | NO RESOURCE (1) | WT | WND |  | 2009-12-28 | NSTAR Electric Company | MA | 001 | SEMA | SEMA | 57253 | 1.5 | 0.086 | 0.086 | 0
17194 | TOWN_OF_FALMOUTH_WIND_TURBINE |  | NO RESOURCE (1) | WT | WND |  | 2010-02-10 | NSTAR Electric Company | MA | 001 | SEMA | SEMA | 57654 | 1 | 0 | 0 | 0
17223 | SUGAR RIVER 2 | 17359 | Sugar River 2 | HDR | WAT |  | 2010-03-08 | Public Service Company of New Hampshire | NH | 019 | NH | NH |  | 0.199 | 0.151 | 0.151 | 0
17229 | MOUNT ST MARY-WRENTHAM MA WIND |  | NO RESOURCE (1) | WT | WND |  | 2010-03-15 | Massachusetts Electric Company | MA | 021 | RI | SEMA |  | 0.1 | 0 | 0 | 0.004
17233 | RAINBOW UNIT 1 | 35658 | Rainbow_1 | HDP | WAT |  | 1980-01-01 | Connecticut Light and Power Company, The | CT | 003 | CT | CT | 559 | 4.815 | 4.1 | 4.1 | 4.1
17234 | RAINBOW UNIT 2 | 35656 | Rainbow_2 | HDP | WAT |  | 1980-01-01 | Connecticut Light and Power Company, The | CT | 003 | CT | CT | 559 | 4.986 | 4.1 | 4.1 | 4.1
17259 | SEAMAN ENERGY LLC | 35442 | Seaman Energy | IC | LFG |  | 2010-03-31 | Templeton Municipal Light & Water Plant | MA | 027 | WMA | WCMA |  | 0.715 | 0 | 0 | 0
35379 | SPAULDING POND HYDRO | 35594 | Spaulding Pond Hydro | HDR | WAT |  | 2010-05-01 | Public Service Company of New Hampshire | NH | 017 | NH | NH |  | 0.265 | 0 | 0 | 0
35555 | GMCW | 35555 | GMCW | WT | WND |  | 2012-12-31 | Burlington Electric Department | VT | 007 | VT | VT | 58238 | 10.0016 | 1.72 | 1.72 | 0.724
35693 | SPRUCE MOUNTAIN WIND | 35693 | Spruce Mountain Wind | WT | WND |  | 2011-12-21 | Spruce Mountain Wind, LLC | ME | 017 | ME | ME | 58026 | 19 | 5.934 | 5.934 | 2.132
35979 | KINGDOM COMMUNITY WIND | 35979 | Kingdom Community Wind | WT | WND |  | 2012-11-16 | Green Mountain Power Corporation | VT | 019 | VT | VT | 57979 | 69.258 | 19.06 | 19.06 | 8.795
36882 | NOTUS WIND I |  | NO RESOURCE (1) | WT | WND |  | 2010-06-23 | NSTAR Electric Company | MA | 001 | SEMA | SEMA | 57414 | 1.5 | 0.612 | 0.612 | 0.141
37050 | GROTON WIND | 37050 | Groton Wind Project | WT | WND |  | 2012-12-28 | Avangrid Renewables, LLC | NH | 009 | NH | NH | 58141 | 47.9997 | 10.872 | 10.872 | 6.411
37073 | SOUTHBRIDGE LANDFILL | 38178 | Southbridge Landfill Gas to Energy 17-18 | IC | LFG |  | 2012-02-15 | NextEra Energy Marketing, LLC | MA | 027 | WMA | WCMA |  | 2 | 1.429 | 1.429 | 1.337
37105 | BINGHAM WIND | 37105 | Blue Sky West | WT | WND |  | 2016-12-13 | Blue Sky West, LLC | ME | 025 | ME | ME |  | 175.56 | 60.72 | 60.72 | 23.24
37175 | ROLLINS WIND PLANT |  | NO RESOURCE (1) | WT | WND |  | 2011-07-26 | Evergreen Wind Power III, LLC | ME | 019 | BHE | ME | 56990 | 55.62 | 19.489 | 19.489 | 5.978
37224 | PATRIOT PL. D FOXBORO MA PV |  | NO RESOURCE (1) | PV | SUN |  | 2010-10-01 | Massachusetts Electric Company | MA | 021 | RI | SEMA |  | 0.1 | 0 | 0 | 0
37225 | PATRIOT PL. E FOXBORO MA PV |  | NO RESOURCE (1) | PV | SUN |  | 2010-10-01 | Massachusetts Electric Company | MA | 021 | RI | SEMA |  | 0.075 | 0 | 0 | 0
37226 | PATRIOT PL. F FOXBORO MA PV |  | NO RESOURCE (1) | PV | SUN |  | 2010-10-01 | Massachusetts Electric Company | MA | 021 | RI | SEMA |  | 0.1 | 0 | 0 | 0
37227 | PATRIOT PL. H FOXBORO MA PV |  | NO RESOURCE (1) | PV | SUN |  | 2010-10-01 | Massachusetts Electric Company | MA | 021 | RI | SEMA |  | 0.075 | 0 | 0 | 0
37228 | PATRIOT PL. J FOXBORO MA PV |  | NO RESOURCE (1) | PV | SUN |  | 2010-10-01 | Massachusetts Electric Company | MA | 021 | RI | SEMA |  | 0.1 | 0 | 0 | 0
37230 | UNITED NAT. FOODS PROV. RI PV |  | NO RESOURCE (1) | PV | SUN |  | 2010-10-01 | The Narragansett Electric Company | RI | 007 | RI | RI |  | 0.075 | 0 | 0 | 0.006
37266 | CARLSON ORCH HARVARD MA PV |  | NO RESOURCE (1) | PV | SUN |  | 2010-11-01 | Massachusetts Electric Company | MA | 027 | CMA/NEMA | WCMA |  | 0.2 | 0 | 0 | 0.093
37267 | SPRUCE ENV HAVERHILL MA PV |  | NO RESOURCE (1) | PV | SUN |  | 2010-11-01 | Massachusetts Electric Company | MA | 009 | BOSTON | NEMA |  | 0.082 | 0 | 0 | 0
37366 | MIDDLETOWN 13 | 12505 | Middletown 12+13 | GT | KER | NG | 2011-06-23 | GenConn Energy LLC | CT | 007 | CT | CT | 57068 | 60.4996 | 49.2 | 49.2 | 46.852
37367 | MIDDLETOWN 14 | 12505 | Middletown 12+13 | GT | KER | NG | 2011-06-01 | GenConn Energy LLC | CT | 007 | CT | CT | 57068 | 60.4996 | 49.2 | 49.2 | 45.845
37368 | MIDDLETOWN 15 | 12505 | Middletown 12+13 | GT | KER | NG | 2011-06-01 | GenConn Energy LLC | CT | 007 | CT | CT | 57068 | 60.4996 | 49.2 | 49.2 | 46.9
37721 | ROYAL MILLS WARWICK RI HYDRO |  | NO RESOURCE (1) | HDR | WAT |  | 2010-12-01 | The Narragansett Electric Company | RI | 003 | RI | RI |  | 0.179 | 0 | 0 | 0
37722 | SILVER LAKE SOLAR PV FACILITY | 38249 | Silver lake Photovoltaic Facility | PV | SUN |  | 2010-12-06 | NSTAR Electric Company | MA | 003 | WMA | WCMA |  | 1.5 | 0 | 0 | 0.739
37823 | INDIAN RIVER POWER SUPPLY LLC | 38252 | Indian River Power Supply# LLC | HDR | WAT |  | 2011-02-01 | Power Supply Services, LLC | MA | 013 | WMA | WCMA |  | 1.3 | 0.398 | 0.398 | 0
37955 | TRANS MED TYNGSBORO MA PV |  | NO RESOURCE (1) | PV | SUN |  | 2011-03-16 | Massachusetts Electric Company | MA | 017 | CMA/NEMA | WCMA |  | 0.096 | 0 | 0 | 0
37956 | PH HENBIL BILLERICA MA PV |  | NO RESOURCE (1) | PV | SUN |  | 2011-03-16 | Massachusetts Electric Company | MA | 017 | BOSTON | WCMA |  | 0.075 | 0 | 0 | 0
37957 | CHELM WTR N CHELMSFORD MA PV |  | NO RESOURCE (1) | PV | SUN |  | 2011-03-16 | Massachusetts Electric Company | MA | 017 | CMA/NEMA | WCMA |  | 0.5 | 0 | 0 | 0
37958 | PETER W ELEM LOWELL MA PV |  | NO RESOURCE (1) | PV | SUN |  | 2011-03-16 | Massachusetts Electric Company | MA | 017 | CMA/NEMA | WCMA |  | 0.138 | 0 | 0 | 0
37959 | CIRCLE FIN NEWBURYPORT MA PV |  | NO RESOURCE (1) | PV | SUN |  | 2011-03-16 | Massachusetts Electric Company | MA | 009 | BOSTON | NEMA |  | 0.12 | 0 | 0 | 0
37965 | BIO-DETEK PAWTUCKET RI PV |  | NO RESOURCE (1) | PV | SUN |  | 2011-03-21 | The Narragansett Electric Company | RI | 007 | RI | RI |  | 0.165 | 0 | 0 | 0
37966 | LTI HARVARD AP HARVARD MA PV |  | NO RESOURCE (1) | PV | SUN |  | 2011-03-21 | Massachusetts Electric Company | MA | 027 | CMA/NEMA | WCMA |  | 0.085 | 0 | 0 | 0
37967 | HILLSIDE MARLBOROUGH MA PV |  | NO RESOURCE (1) | PV | SUN |  | 2011-03-21 | Massachusetts Electric Company | MA | 017 | CMA/NEMA | WCMA |  | 0.125 | 0 | 0 | 0
37968 | LOW MEM AUD LOWELL MA PV |  | NO RESOURCE (1) | PV | SUN |  | 2011-03-21 | Massachusetts Electric Company | MA | 017 | CMA/NEMA | WCMA |  | 0.075 | 0 | 0 | 0.028
37972 | DARTMOUTHBUSPARK_PV_ID1592 |  | NO RESOURCE (1) | PV | SUN |  | 2011-03-23 | NSTAR Electric Company | MA | 005 | SEMA | SEMA | 57473 | 1.6 | 0 | 0 | 0.701
37973 | GENERAL MILLS METHUEN MA PV |  | NO RESOURCE (1) | PV | SUN |  | 2011-03-24 | Massachusetts Electric Company | MA | 009 | BOSTON | NEMA |  | 0.096 | 0 | 0 | 0
38083 | ORONO B HYDRO |  | NO RESOURCE (1) | HDR | WAT |  | 2013-10-01 | Black Bear Hydro Partners, LLC | ME | 019 | BHE | ME |  | 4 | 2.721 | 2.721 | 3.361
38084 | STILLWATER B HYDRO |  | NO RESOURCE (1) | HDR | WAT |  | 2013-09-20 | Black Bear Hydro Partners, LLC | ME | 019 | BHE | ME | 59437 | 2.4 | 0.933 | 0.933 | 1.586
38115 | HARRINGTON STREET PV | 38115 | Harrington Street PV Project | PV | SUN |  | 2016-12-23 | Clearesult Consulting Inc. | MA | 027 | WMA | WCMA |  | 9.2625 | 0 | 0 | 5.1
38173 | SADDLEBACK RIDGE WIND | 38173 | Saddleback Ridge Wind | WT | WND |  | 2014-12-19 | Spruce Mountain Wind, LLC | ME | 007 | ME | ME |  | 30.78 | 11.741 | 11.741 | 4.24
38206 | PSEG BRIDGEPORT HARBOR CCGT EX | 38206 | Bridgeport Harbor 6 | CC | NG |  | 2019-06-10 | PSEG Energy Resources & Trade LLC | CT | 001 | SWCT | CT |  | 644.1 | 515.745 | 515.745 | 496.615
38287 | WMA CHESTER SOLAR 1 | 38287 | WMA Chester Solar 1 | PV | SUN |  | 2014-07-01 | Vermont Public Power Supply Authority | MA | 013 | WMA | WCMA |  | 4.8 | 0 | 0 | 2.423
38302 | TOWN_OF_CARVER_PV_1763 | 38302 | Fisher Road Solar I | PV | SUN |  | 2014-09-03 | NSTAR Electric Company | MA | 005 | SEMA | SEMA |  | 4.56 | 0 | 0 | 2.625
38310 | CANAL 3 | 38310 | Canal 3 | GT | NG | DFO | 2019-06-15 | Stonepeak Kestrel Energy Marketing LLC | MA | 001 | SEMA | SEMA |  | 361.25 | 336.2 | 336.2 | 332.2
38372 | BLUEWAVE - CC COMM COLL 2209 | 38372 | Dartmouth Solar | PV | SUN |  | 2016-05-12 | NSTAR Electric Company | MA | 005 | SEMA | SEMA |  | 3.5 | 0 | 0 | 1.661
38373 | BLUEWAVE BOURNE-HOLLISTON 2262 | 38373 | Holliston | PV | SUN |  | 2015-08-06 | NSTAR Electric Company | MA | 017 | RI | SEMA |  | 3 | 0 | 0 | 1.661
38375 | BWC FIVEMILE-01569PV3000NM | 38375 | Uxbridge | PV | SUN |  | 2015-12-23 | Massachusetts Electric Company | MA | 027 | RI | SEMA |  | 3 | 0 | 0 | 1.358
38417 | PASSADUMKEAG WIND PROJECT |  | NO RESOURCE (1) | WT | WND |  | 2016-07-01 | EDF Energy Services, LLC | ME | 019 | BHE | ME |  | 40.755 | 20.034 | 20.034 | 6.148
38441 | UI RCP BGPT FC | 38441 | UI RCP BGPT FC | FC | NG |  | 2015-11-16 | United Illuminating Company, The | CT | 001 | SWCT | CT |  | 2.8 | 2.399 | 2.399 | 1.898
38442 | UI RCP NH FC | 38442 | UI RCP NH FC | FC | NG |  | 2015-08-03 | United Illuminating Company, The | CT | 009 | CT | CT |  | 2.8 | 2.385 | 2.385 | 2.235
38495 | BLOCK ISLAND WIND FARM | 38495 | Deepwater Wind Block Island | WT | WND |  | 2016-12-09 | Deepwater Wind Block Island, LLC | RI | 009 | RI | RI | 58035 | 29.25 | 17.488 | 17.488 | 5.901
38553 | ANTRIM WIND | 38553 | Antrim Wind Resource | WT | WND |  | 2019-12-24 | Antrim Wind Energy LLC | NH | 011 | NH | NH |  | 28.785 | 0 | 0 | 5
38580 | HUNTRDSOLARLLC-01913PV4500NM | 38580 | Amesbury | PV | SUN |  | 2017-03-22 | Massachusetts Electric Company | MA | 009 | BOSTON | NEMA |  | 4.5 | 0 | 0 | 2.761
38581 | TYNGS.LANDFILL#1-01879PV1692NM | 38581 | Tyngsborough | PV | SUN |  | 2017-03-23 | Massachusetts Electric Company | MA | 017 | CMA/NEMA | WCMA |  | 1.656 | 0 | 0 | 0.978
38738 | CANTON MOUNTAIN WIND | 38738 | Canton Mountain Wind Project | WT | WND |  | 2017-11-29 | Spruce Mountain Wind, LLC | ME | 017 | ME | ME |  | 20.52 | 6.094 | 6.094 | 2.21
38757 | UI RCP WOODBRIDGE FC | 38757 | WOODBRIDGE FUEL CELL | FC | NG |  | 2016-12-17 | United Illuminating Company, The | CT | 009 | SWCT | CT |  | 2.8 | 2.2 | 2.2 | 2.16
38796 | SV-ABSPI_LLC_PV_ID2088991 | 38796 | Waltham Solar | PV | SUN |  | 2017-09-21 | NSTAR Electric Company | MA | 017 | BOSTON | NEMA |  | 0.175 | 0 | 0 | 0.07
38973 | SSA_SOLAR_MA_ID2135023 | 38973 | Partners Healthcare Sandwich | PV | SUN |  | 2018-02-23 | NSTAR Electric Company | MA | 001 | SEMA | SEMA |  | 0.785 | 0 | 0 | 0.41
39663 | BARNSTABLE_DPW_ID1545 |  | NO RESOURCE (1) | WT | WND |  | 2011-08-01 | NSTAR Electric Company | MA | 001 | SEMA | SEMA |  | 0.2 | 0.025 | 0.025 | 0.336
39664 | DART_BLDG_SUPPLY_ID1470 |  | NO RESOURCE (1) | PV | SUN |  | 2011-08-01 | NSTAR Electric Company | MA | 005 | SEMA | SEMA |  | 0.2 | 0 | 0 | 0.034
39665 | YARMOUTH_DPW_ID1740 |  | NO RESOURCE (1) | PV | SUN |  | 2011-08-01 | NSTAR Electric Company | MA | 001 | SEMA | SEMA |  | 0.265 | 0 | 0 | 0.111
39722 | GTR_BOSTON_FOODBANKS_ID1628 |  | NO RESOURCE (1) | PV | SUN |  | 2011-10-17 | NSTAR Electric Company | MA | 025 | BOSTON | NEMA |  | 0.177 | 0 | 0 | 0.083
39724 | EASTERN_AVE_HOLDINGS_PV_ID1652 |  | NO RESOURCE (1) | PV | SUN |  | 2011-10-17 | NSTAR Electric Company | MA | 025 | BOSTON | NEMA |  | 0.16 | 0 | 0 | 0.09
39738 | MWRA_LORING_RD_ID1400 |  | NO RESOURCE (1) | HDR | WAT |  | 2011-11-01 | NSTAR Electric Company | MA | 017 | BOSTON | NEMA |  | 0.189 | 0.128 | 0.128 | 0.152
40015 | INDIAN ORCHARD SOLAR FACILITY | 38250 | Indian Orchard Photovoltaic Facility | PV | SUN |  | 2011-12-01 | NSTAR Electric Company | MA | 013 | WMA | WCMA |  | 1.5 | 0 | 0 | 0.748
40050 | EXETER AGRI ENERGY |  | NO RESOURCE (1) | IC | OBG |  | 2011-12-19 | Vermont Public Power Supply Authority | ME | 019 | BHE | ME |  | 0.98 | 1.614 | 1.614 | 1.51
40052 | NEW HAVEN HARBOR UNIT 3 | 15477 | New Haven Harbor Units 2, 3, & 4 | GT | KER | NG | 2012-05-30 | PSEG New Haven LLC | CT | 009 | CT | CT | 6156 | 51.425 | 48.324 | 48.324 | 42.851
40053 | NEW HAVEN HARBOR UNIT 4 | 15477 | New Haven Harbor Units 2, 3, & 4 | GT | KER | NG | 2012-05-30 | PSEG New Haven LLC | CT | 009 | CT | CT | 6156 | 51.425 | 48.324 | 48.324 | 42.851
40054 | JOHNSTON LFG TURBINE PLANT | 14599 | Rhode Island LFG Genco, LLC - ST | CC | LFG |  | 2013-05-25 | Rhode Island Engine Genco, LLC | RI | 007 | RI | RI |  | 42.3937 | 25.078 | 25.078 | 26.266
40066 | OLDBARNST_RD_MASHPEE_PV_ID1798 |  | NO RESOURCE (1) | PV | SUN |  | 2012-01-16 | NSTAR Electric Company | MA | 001 | SEMA | SEMA |  | 0.312 | 0 | 0 | 0.1
40067 | MARION_DR_KINGSTON_WT_ID1656 |  | NO RESOURCE (1) | WT | WND |  | 2012-01-16 | NSTAR Electric Company | MA | 023 | SEMA | SEMA |  | 6 | 0.757 | 0.757 | 0.363
40085 | QUABBIN 1_ORANGE MA PV NET |  | NO RESOURCE (1) | PV | SUN |  | 2012-01-25 | Massachusetts Electric Company | MA | 011 | WMA | WCMA |  | 0.095 | 0 | 0 | 0
40116 | DELAWARE VALLEY CORP PV |  | NO RESOURCE (1) | PV | SUN |  | 2012-01-31 | Massachusetts Electric Company | MA | 017 | BOSTON | WCMA |  | 0.095 | 0 | 0 | 0
40137 | BERKSHIRE EAST WIND |  | NO RESOURCE (1) | WT | WND |  | 2012-02-03 | Massachusetts Electric Company | MA | 011 | WMA | WCMA |  | 0.9 | 0 | 0 | 0.177
40176 | NFM SOLAR POWER, LLC | 38078 | NFM Solar Power, LLC | PV | SUN |  | 2012-02-18 | FirstLight Power Resources Management, LLC | MA | 011 | WMA | WCMA | 58210 | 1.7 | 0 | 0 | 0.624
40207 | KEZAR UPPER FALLS | 786 | KEZAR LEDGEMERE COMPOSITE | HDR | WAT |  | 2012-03-01 | Power Supply Services, LLC | ME | 005 | SME | ME | 7668 | 0.404 | 0.312 | 0.312 | 0
40208 | KEZAR LOWER FALLS | 786 | KEZAR LEDGEMERE COMPOSITE | HDR | WAT |  | 2012-03-01 | Power Supply Services, LLC | ME | 005 | SME | ME | 7668 | 0.586 | 0.467 | 0.467 | 0
40209 | LEDGEMERE | 786 | KEZAR LEDGEMERE COMPOSITE | HDR | WAT |  | 2012-03-01 | Power Supply Services, LLC | ME | 005 | SME | ME | 7668 | 0.513 | 0.426 | 0.426 | 0.07
40225 | MILLIPORE PV - BILLERICA |  | NO RESOURCE (1) | PV | SUN |  | 2012-03-21 | Massachusetts Electric Company | MA | 017 | CMA/NEMA | WCMA |  | 0.143 | 0 | 0 | 0
40242 | TANTASQUA JR HIGH_PV |  | NO RESOURCE (1) | PV | SUN |  | 2012-03-30 | Massachusetts Electric Company | MA | 027 | WMA | WCMA |  | 0.3 | 0 | 0 | 0
40243 | SOLAR SHOP LLC BLDG 14_PV |  | NO RESOURCE (1) | PV | SUN |  | 2012-03-29 | Massachusetts Electric Company | MA | 027 | RI | SEMA |  | 0.256 | 0 | 0 | 0.038
40244 | SOLAR SHOP LLC BLDG 10_PV |  | NO RESOURCE (1) | PV | SUN |  | 2012-03-29 | Massachusetts Electric Company | MA | 027 | RI | SEMA |  | 0.12 | 0 | 0 | 0.038
40246 | HODGES BADGE CO_WIND |  | NO RESOURCE (1) | WT | WND |  | 2012-03-30 | The Narragansett Electric Company | RI | 005 | SEMA | RI |  | 0.225 | 0 | 0 | 0
40247 | QUABBIN BARRE - WIND |  | NO RESOURCE (1) | WT | WND |  | 2012-03-29 | Massachusetts Electric Company | MA | 027 | WMA | WCMA |  | 1 | 0 | 0 | 0.41
40248 | JJ CARROLL WW PLANT_PV |  | NO RESOURCE (1) | PV | SUN |  | 2012-03-27 | Massachusetts Electric Company | MA | 027 | CMA/NEMA | WCMA |  | 0.3 | 0 | 0 | 0.204
40249 | WESTBORO SUITES |  | NO RESOURCE (1) | PV | SUN |  | 2012-03-27 | Massachusetts Electric Company | MA | 027 | CMA/NEMA | WCMA |  | 0.266 | 0 | 0 | 0.001
40251 | VETERAN HOMESTEAD PV |  | NO RESOURCE (1) | PV | SUN |  | 2012-03-28 | Massachusetts Electric Company | MA | 027 | CMA/NEMA | WCMA |  | 0.323 | 0 | 0 | 0
40259 | COMMERCE_PK_RD_PV_ID1871 |  | NO RESOURCE (1) | PV | SUN |  | 2012-04-03 | NSTAR Electric Company | MA | 001 | SEMA | SEMA |  | 0.35 | 0 | 0 | 0.127
40263 | MATOUK TEXTILE WORKS |  | NO RESOURCE (1) | PV | SUN |  | 2012-04-10 | Massachusetts Electric Company | MA | 005 | SEMA | SEMA |  | 0.084 | 0 | 0 | 0
40270 | TECTA AMERICA |  | NO RESOURCE (1) | PV | SUN |  | 2012-04-10 | Massachusetts Electric Company | MA | 017 | CMA/NEMA | WCMA |  | 0.13 | 0 | 0 | 0
40327 | FORE RIVER 11 | 1691 | FORE RIVER-1 | CC | NG | DFO | 2003-08-04 | Calpine Energy Services, LP | MA | 021 | SEMA | SEMA | 55317 | 436.1647 | 403.005 | 403.005 | 361.812
40328 | FORE RIVER 12 | 1691 | FORE RIVER-1 | CC | NG | DFO | 2003-08-04 | Calpine Energy Services, LP | MA | 021 | SEMA | SEMA | 55317 | 436.1647 | 403.005 | 403.005 | 361.812
40338 | MAINE INDEPENDENCE STATION 1 | 1216 | MAINE INDEPENDENCE STATION | CC | NG |  | 2000-05-01 | Dynegy Marketing and Trade, LLC | ME | 019 | BHE | ME | 55068 | 275.655 | 273.003 | 273.003 | 249.019
40339 | MAINE INDEPENDENCE STATION 2 | 1216 | MAINE INDEPENDENCE STATION | CC | NG |  | 2000-05-01 | Dynegy Marketing and Trade, LLC | ME | 019 | BHE | ME | 55068 | 275.655 | 273.003 | 273.003 | 249.019
40343 | BULL HILL WIND |  | NO RESOURCE (1) | WT | WND |  | 2012-10-27 | Blue Sky East, LLC | ME | 009 | BHE | ME | 57083 | 32.7607 | 12.419 | 12.419 | 5.965
40365 | EAST ISLAND COMMUNITY - PV |  | NO RESOURCE (1) | PV | SUN |  | 2012-04-25 | Massachusetts Electric Company | MA | 009 | CMA/NEMA | WCMA |  | 0.1 | 0 | 0 | 0
40482 | DURFEE UNION MILLS BLDG 9 - PV |  | NO RESOURCE (1) | PV | SUN |  | 2012-05-04 | Massachusetts Electric Company | MA | 005 | SEMA | SEMA |  | 0.12 | 0 | 0 | 0.02
40483 | TYNGSBOROUGH SPORTS PV |  | NO RESOURCE (1) | PV | SUN |  | 2012-05-11 | Massachusetts Electric Company | MA | 017 | CMA/NEMA | WCMA |  | 0.1 | 0 | 0 | 0
40484 | BANCROFT SCHOOL PV |  | NO RESOURCE (1) | PV | SUN |  | 2012-05-11 | Massachusetts Electric Company | MA | 027 | WMA | WCMA |  | 0.12 | 0 | 0 | 0
40485 | LITCHFIELD LEOMINSTER PV |  | NO RESOURCE (1) | PV | SUN |  | 2012-05-16 | Massachusetts Electric Company | MA | 027 | WMA | WCMA |  | 0.062 | 0 | 0 | 0
40520 | MANCHESTER-BOSTON REGIONAL PV |  | NO RESOURCE (1) | PV | SUN |  | 2012-05-09 | Public Service Company of New Hampshire | NH | 011 | NH | NH |  | 0.5 | 0 | 0 | 0.021
40524 | MOUNT WACHUSSETT CC WIND |  | NO RESOURCE (1) | WT | WND |  | 2012-05-11 | Massachusetts Electric Company | MA | 027 | CMA/NEMA | WCMA |  | 3.3 | 0 | 0 | 0
40555 | BLACKCOMB WORC MA PV |  | NO RESOURCE (1) | PV | SUN |  | 2012-05-14 | Massachusetts Electric Company | MA | 027 | CMA/NEMA | WCMA |  | 0.43 | 0 | 0 | 0.062
40653 | MADISON_GEN | 40653 | Madison BESS | ES | MWH |  | 2019-05-14 | New England Battery Storage, LLC | ME | 025 | ME | ME |  | 4.7405 | 4.795 | 4.795 | 4.795
40766 | CVEC_BARNSTABLE_FIRE_ID2423 | 40766 | CVEC BARNSTABLE FIRE 2423 | PV | SUN |  | 2018-07-16 | NSTAR Electric Company | MA | 001 | SEMA | SEMA |  | 0.75 | 0 | 0 | 0.207
40767 | DY_HIGH_SCHOOL_ID2175 | 40767 | CVEC DY HIGH SCHOOL 2175 2173 | PV | SUN |  | 2018-07-16 | NSTAR Electric Company | MA | 001 | SEMA | SEMA |  | 0.5 | 0 | 0 | 0.262
40768 | CVC_EASTHAM_LANDFILL_ID1915 | 40768 | CVEC EASTHAM 1915 | PV | SUN |  | 2018-07-16 | NSTAR Electric Company | MA | 001 | SEMA | SEMA |  | 0.5 | 0 | 0 | 0.251
40786 | NM CITY OF CAMBRIDGE_ID2264395 | 40786 | Cambridge Park Solar | PV | SUN |  | 2019-08-12 | NSTAR Electric Company | MA | 017 | BOSTON | NEMA |  | 0.466 | 0 | 0 | 0.175
40789 | NM 9_MAXWELLS-GREEN_ID2253374 | 40789 | Maxwell Green Solar | PV | SUN |  | 2019-08-12 | NSTAR Electric Company | MA | 017 | BOSTON | NEMA |  | 0.05 | 0 | 0 | 0.016
40796 | SOLECT_ENERGY_PTNRS1_ID2152923 | 40796 | Charles Moore Arena | PV | SUN |  | 2018-07-09 | NSTAR Electric Company | MA | 001 | SEMA | SEMA |  | 0.3 | 0 | 0 | 0.135
40797 | SOLECT_ENERGY_DEV_PV_ID2015374 | 40797 | Holliston Field 2 | PV | SUN |  | 2018-07-09 | NSTAR Electric Company | MA | 017 | RI | SEMA |  | 0.3 | 0 | 0 | 0.135
40800 | HAYDEN-ROWE_SOLAR_ID2057252 | 40800 | Hayden Rowe Solar Farm | PV | SUN |  | 2018-07-09 | NSTAR Electric Company | MA | 017 | RI | SEMA |  | 0.308 | 0 | 0 | 0.126
41428 | NM UCCT SOLAR GROUP_ID2101008 | 41428 | Upper Cape Cod Tech - Canopy PV | PV | SUN |  | 2019-05-23 | NSTAR Electric Company | MA | 001 | SEMA | SEMA |  | 0.468 | 0 | 0 | 0.28
41782 | PAWTUCKET MEMORIAL ELEM SCH |  | NO RESOURCE (1) | PV | SUN |  | 2012-05-25 | Massachusetts Electric Company | MA | 017 | CMA/NEMA | WCMA |  | 0.1 | 0 | 0 | 0
41783 | PHOENIX FINANCE LLC |  | NO RESOURCE (1) | PV | SUN |  | 2012-05-24 | Massachusetts Electric Company | MA | 017 | CMA/NEMA | WCMA |  | 0.19 | 0 | 0 | 0
41784 | NANTUCKET HIGH SCHOOL |  | NO RESOURCE (1) | PV | SUN |  | 2012-05-24 | Massachusetts Electric Company | MA | 019 | SEMA | SEMA |  | 0.1 | 0 | 0 | 0
41807 | NM-PITTSFIELD WWTP |  | NO RESOURCE (1) | PV | SUN |  | 2012-06-01 | NSTAR Electric Company | MA | 003 | WMA | WCMA |  | 1.5 | 0 | 0 | 0.66
41816 | QUABOAG REGIONAL ELEM - PV |  | NO RESOURCE (1) | PV | SUN |  | 2012-06-07 | Massachusetts Electric Company | MA | 027 | WMA | WCMA |  | 0.1 | 0 | 0 | 0.029
41819 | US PACK - PV |  | NO RESOURCE (1) | PV | SUN |  | 2012-06-18 | Massachusetts Electric Company | MA | 027 | CMA/NEMA | WCMA |  | 0.2 | 0 | 0 | 0
41820 | EDMUND TALBOT MS - PV |  | NO RESOURCE (1) | PV | SUN |  | 2012-06-18 | Massachusetts Electric Company | MA | 005 | SEMA | SEMA |  | 0.2 | 0 | 0 | 0
41821 | NEW ENGLAND TECH WIND |  | NO RESOURCE (1) | WT | WND |  | 2012-06-19 | The Narragansett Electric Company | RI | 003 | RI | RI |  | 1 | 0 | 0 | 0
41822 | SOLTAS CBIS INC - PV |  | NO RESOURCE (1) | PV | SUN |  | 2012-06-18 | Massachusetts Electric Company | MA | 027 | WMA | WCMA |  | 0.3 | 0 | 0 | 0
41827 | TOWN_OF_FAIRHAVEN_WT_ID1663 |  | NO RESOURCE (1) | WT | WND |  | 2012-06-13 | NSTAR Electric Company | MA | 005 | SEMA | SEMA |  | 1.5 | 0.253 | 0.253 | 0.06
41828 | TOWN_OF_FAIRHAVEN_WT_ID1664 |  | NO RESOURCE (1) | WT | WND |  | 2012-06-13 | NSTAR Electric Company | MA | 005 | SEMA | SEMA |  | 1.5 | 0.305 | 0.305 | 0.208
41829 | MWRA_ALFORD_ST_WT_ID1638 |  | NO RESOURCE (1) | WT | WND |  | 2012-06-13 | NSTAR Electric Company | MA | 025 | BOSTON | NEMA |  | 1.5 | 0.147 | 0.147 | 0.069
41830 | TOWN_OF_KINGSTON_WT_ID1833 |  | NO RESOURCE (1) | WT | WND |  | 2012-06-13 | NSTAR Electric Company | MA | 023 | SEMA | SEMA |  | 2 | 0 | 0 | 0
41833 | JEM ELECTRONIS PV |  | NO RESOURCE (1) | PV | SUN |  | 2012-06-19 | Massachusetts Electric Company | MA | 021 | RI | SEMA |  | 0.214 | 0 | 0 | 0
41834 | CLARKE DISTRIBUTION PV |  | NO RESOURCE (1) | PV | SUN |  | 2012-06-20 | Massachusetts Electric Company | MA | 027 | RI | SEMA |  | 0.375 | 0 | 0 | 0
41838 | WEST BROOKFIELD ELEM - PV |  | NO RESOURCE (1) | PV | SUN |  | 2012-06-15 | Massachusetts Electric Company | MA | 027 | WMA | WCMA |  | 0.096 | 0 | 0 | 0.049
41839 | ARPIN ASSOCIATES - PV |  | NO RESOURCE (1) | PV | SUN |  | 2012-06-19 | The Narragansett Electric Company | RI | 003 | RI | RI |  | 0.15 | 0 | 0 | 0
41840 | AERO MANUFACTURING |  | NO RESOURCE (1) | PV | SUN |  | 2012-06-20 | Massachusetts Electric Company | MA | 009 | BOSTON | NEMA |  | 0.096 | 0 | 0 | 0
41841 | EXAJOULE FRANKLIN PV |  | NO RESOURCE (1) | PV | SUN |  | 2012-06-19 | Massachusetts Electric Company | MA | 021 | RI | SEMA |  | 0.26 | 0 | 0 | 0.103
41842 | KB SOLAR LLC - PV |  | NO RESOURCE (1) | PV | SUN |  | 2012-06-18 | Massachusetts Electric Company | MA | 027 | CMA/NEMA | WCMA |  | 0.25 | 0 | 0 | 0.119
41843 | NORTHEAST TREATERS |  | NO RESOURCE (1) | PV | SUN |  | 2012-06-19 | Massachusetts Electric Company | MA | 015 | WMA | WCMA |  | 0.224 | 0 | 0 | 0
41844 | LOWELL TRANSIT MGMT PV |  | NO RESOURCE (1) | PV | SUN |  | 2012-06-19 | Massachusetts Electric Company | MA | 017 | CMA/NEMA | WCMA |  | 0.5 | 0 | 0 | 0
41845 | TRADER JOES SAUGUS PV |  | NO RESOURCE (1) | PV | SUN |  | 2012-06-19 | Massachusetts Electric Company | MA | 009 | BOSTON | NEMA |  | 0.225 | 0 | 0 | 0
41846 | KOLLMORGEN PV |  | NO RESOURCE (1) | PV | SUN |  | 2012-06-26 | Massachusetts Electric Company | MA | 015 | WMA | WCMA |  | 0.21 | 0 | 0 | 0
41847 | FISHERMENS MEMORIAL PARK- WIND |  | NO RESOURCE (1) | WT | WND |  | 2012-06-20 | The Narragansett Electric Company | RI | 009 | RI | RI |  | 0.1 | 0 | 0 | 0
41848 | SOLAR SHOP WHITINSVILLE - PV |  | NO RESOURCE (1) | PV | SUN |  | 2012-06-21 | Massachusetts Electric Company | MA | 027 | RI | SEMA |  | 0.5 | 0 | 0 | 0.158
41856 | MASSASOIT COMMUNITY COLLEGE |  | NO RESOURCE (1) | PV | SUN |  | 2012-06-21 | Massachusetts Electric Company | MA | 023 | SEMA | SEMA |  | 0.37 | 0 | 0 | 0
41857 | HI- GEAR (QF) |  | NO RESOURCE (1) | PV | SUN |  | 2012-07-01 | Fitchburg Gas & Electric Light Company | MA | 027 | WMA | WCMA |  | 0.675 | 0 | 0 | 0.345
41863 | THE WHEELER SCHOOL |  | NO RESOURCE (1) | PV | SUN |  | 2012-06-29 | Massachusetts Electric Company | MA | 005 | RI | SEMA |  | 0.1 | 0 | 0 | 0
41864 | NM-EHAMPTON MA LANDFILL |  | NO RESOURCE (1) | PV | SUN |  | 2012-07-01 | NSTAR Electric Company | MA | 015 | WMA | WCMA | 58272 | 2 | 0 | 0 | 0.82
41866 | LOWES HOME CENTER QUINCY - PV |  | NO RESOURCE (1) | PV | SUN |  | 2012-07-11 | Massachusetts Electric Company | MA | 021 | SEMA | SEMA |  | 0.34 | 0 | 0 | 0
41867 | SCITUATE TOWN OF WIND |  | NO RESOURCE (1) | WT | WND |  | 2012-07-11 | Massachusetts Electric Company | MA | 023 | SEMA | SEMA |  | 1.5 | 0.21 | 0.21 | 0
41868 | AGREEN ENERGY (JORDAN DAIRY) |  | NO RESOURCE (1) | IC | OBG |  | 2012-07-16 | Massachusetts Electric Company | MA | 027 | WMA | WCMA |  | 0.6 | 0.202 | 0.202 | 0.229
41870 | EXAJOULE RENEWABLES PV |  | NO RESOURCE (1) | PV | SUN |  | 2012-07-18 | Massachusetts Electric Company | MA | 017 | BOSTON | NEMA |  | 0.36 | 0 | 0 | 0
41871 | QUABBIN SOLAR - PV |  | NO RESOURCE (1) | PV | SUN |  | 2012-07-18 | Massachusetts Electric Company | MA | 027 | WMA | WCMA |  | 1 | 0 | 0 | 0.419
41879 | WESTFORD SOLAR 1- PV | 38181 | Westford Solar | PV | SUN |  | 2012-07-18 | Massachusetts Electric Company | MA | 017 | CMA/NEMA | WCMA | 58534 | 1 | 0 | 0 | 0.465
41880 | WESTFORD SOLAR 2- PV | 38181 | Westford Solar | PV | SUN |  | 2012-07-18 | Massachusetts Electric Company | MA | 017 | CMA/NEMA | WCMA | 58534 | 1 | 0 | 0 | 0.442
41881 | TOWN OF SWAMPSCOTT HS - PV |  | NO RESOURCE (1) | PV | SUN |  | 2012-07-18 | Massachusetts Electric Company | MA | 009 | BOSTON | NEMA |  | 0.35 | 0 | 0 | 0
41882 | NEXAMP CAP-NASHOBA VALLEY THS |  | NO RESOURCE (1) | PV | SUN |  | 2012-07-10 | Massachusetts Electric Company | MA | 017 | CMA/NEMA | WCMA |  | 0.096 | 0 | 0 | 0
41921 | M&I REALTY JAMES ST - PV |  | NO RESOURCE (1) | PV | SUN |  | 2012-07-23 | Massachusetts Electric Company | MA | 027 | WMA | WCMA |  | 0.2 | 0 | 0 | 0
41922 | LIGHTOLIER - WIND |  | NO RESOURCE (1) | WT | WND |  | 2012-07-23 | Massachusetts Electric Company | MA | 005 | SEMA | SEMA |  | 2 | 0 | 0 | 0
41923 | BLACKCOMB SOLAR III-PV |  | NO RESOURCE (1) | PV | SUN |  | 2012-07-23 | Massachusetts Electric Company | MA | 027 | RI | SEMA |  | 1 | 0 | 0 | 0.333
41924 | COREMARK-PV |  | NO RESOURCE (1) | PV | SUN |  | 2012-07-23 | Massachusetts Electric Company | MA | 027 | RI | SEMA |  | 1 | 0 | 0 | 0
42041 | D.D. BEAN |  | NO RESOURCE (1) | HDR | WAT |  | 2012-08-02 | Constellation NewEnergy, Inc. | NH | 005 | VT | NH |  | 0.027 | 0 | 0 | 0
42043 | SWANSEA WATER DISTRICT |  | NO RESOURCE (1) | PV | SUN |  | 2012-08-06 | Massachusetts Electric Company | MA | 005 | RI | SEMA |  | 0.08 | 0 | 0 | 0
42045 | NM-GREENFIELD MA LANDFILL |  | NO RESOURCE (1) | PV | SUN |  | 2012-08-01 | NSTAR Electric Company | MA | 011 | WMA | WCMA |  | 2 | 0 | 0 | 0.874
42046 | ST. MARYS HIGH SCHOOL |  | NO RESOURCE (1) | PV | SUN |  | 2012-08-06 | Massachusetts Electric Company | MA | 009 | BOSTON | NEMA |  | 0.155 | 0 | 0 | 0
42048 | TANTASQUA HIGH- PV |  | NO RESOURCE (1) | PV | SUN |  | 2012-08-13 | Massachusetts Electric Company | MA | 027 | WMA | WCMA |  | 0.586 | 0 | 0 | 0
42050 | PETE'S TIRE BARN |  | NO RESOURCE (1) | PV | SUN |  | 2012-08-06 | Massachusetts Electric Company | MA | 011 | WMA | WCMA |  | 0.155 | 0 | 0 | 0.069
42083 | CANTON_LANDFILL_PV_ID1726 |  | NO RESOURCE (1) | PV | SUN |  | 2012-08-23 | NSTAR Electric Company | MA | 021 | SEMA | SEMA |  | 3 | 0 | 0 | 2.341
42091 | QUABOAG REGIONAL HS - PV |  | NO RESOURCE (1) | PV | SUN |  | 2012-08-27 | Massachusetts Electric Company | MA | 027 | WMA | WCMA |  | 0.096 | 0 | 0 | 0
42092 | TOWN OF SUTTON MA PV |  | NO RESOURCE (1) | PV | SUN |  | 2012-08-27 | Massachusetts Electric Company | MA | 027 | CMA/NEMA | WCMA |  | 0.175 | 0 | 0 | 0
42104 | HYDEPARKSTORPV_ID1919 |  | NO RESOURCE (1) | PV | SUN |  | 2012-09-01 | NSTAR Electric Company | MA | 025 | BOSTON | NEMA |  | 0.19 | 0 | 0 | 0.032
42105 | MILLST_NATICKPV_ID1818 |  | NO RESOURCE (1) | PV | SUN |  | 2012-09-01 | NSTAR Electric Company | MA | 017 | BOSTON | NEMA |  | 0.202 | 0 | 0 | 0.089
42106 | SUBURBANATHLETIC2_ID1637 |  | NO RESOURCE (1) | PV | SUN |  | 2012-09-01 | NSTAR Electric Company | MA | 017 | BOSTON | NEMA |  | 0.11 | 0 | 0 | 0.006
42107 | 4M_ALDRINRDPV_ID1856 |  | NO RESOURCE (1) | PV | SUN |  | 2012-09-01 | NSTAR Electric Company | MA | 023 | SEMA | SEMA |  | 0.2 | 0 | 0 | 0.02
42108 | BROADWAY_RENEWABLE_ID1772 |  | NO RESOURCE (1) | PV | SUN |  | 2012-09-01 | NSTAR Electric Company | MA | 023 | SEMA | SEMA |  | 0.907 | 0 | 0 | 0.394
42109 | COCHITUATERD_FRAMPV_ID1873 |  | NO RESOURCE (1) | PV | SUN |  | 2012-09-01 | NSTAR Electric Company | MA | 017 | BOSTON | NEMA |  | 0.204 | 0 | 0 | 0
42110 | DOUGLAS_SCHOOLPV_ID1464 |  | NO RESOURCE (1) | PV | SUN |  | 2012-09-01 | NSTAR Electric Company | MA | 017 | BOSTON | NEMA |  | 0.095 | 0 | 0 | 0.035
42111 | HYANNIS_SELF_STOR_ID1946 |  | NO RESOURCE (1) | PV | SUN |  | 2012-09-01 | NSTAR Electric Company | MA | 001 | SEMA | SEMA |  | 0.475 | 0 | 0 | 0.192
42112 | POND_ST_ASHLAND_ID1736 |  | NO RESOURCE (1) | PV | SUN |  | 2012-09-01 | NSTAR Electric Company | MA | 017 | BOSTON | NEMA |  | 0.5 | 0 | 0 | 0.181
42114 | PUMPKIN HILL | 1258 | BHE SMALL HYDRO COMPOSITE | HDR | WAT |  | 1982-12-01 | Emera Maine | ME | 019 | BHE | ME | 50699 | 2.087 | 0.778 | 0.778 | 0.392
42115 | GLC_ACUSHNETLLC_ID1821_1824 |  | NO RESOURCE (1) | PV | SUN |  | 2012-09-01 | NSTAR Electric Company | MA | 023 | SEMA | SEMA |  | 3.5 | 0 | 0 | 1.511
42116 | DSD_REALTY_TRUST_ID1672 |  | NO RESOURCE (1) | PV | SUN |  | 2012-09-01 | NSTAR Electric Company | MA | 005 | SEMA | SEMA |  | 1.72 | 0 | 0 | 0.515
42117 | CONST_SOLAR_NORFOLK_ID1846 |  | NO RESOURCE (1) | PV | SUN |  | 2012-09-01 | NSTAR Electric Company | MA | 021 | RI | SEMA |  | 1.6 | 0 | 0 | 0.708
42118 | CONED_HIXVILLERD_ID1862 |  | NO RESOURCE (1) | PV | SUN |  | 2012-09-01 | NSTAR Electric Company | MA | 005 | SEMA | SEMA |  | 2 | 0 | 0 | 1.199
42123 | KEZAR MIDDLE FALLS | 786 | KEZAR LEDGEMERE COMPOSITE | HDR | WAT |  | 2012-10-01 | Power Supply Services, LLC | ME | 005 | SME | ME |  | 1.282 | 0.052 | 0.052 | 0.051
42135 | 18 PHOENIX PARK BLDG DEAST & F |  | NO RESOURCE (1) | PV | SUN |  | 2012-09-27 | Massachusetts Electric Company | MA | 017 | CMA/NEMA | WCMA |  | 0.1 | 0 | 0 | 0
42136 | 18 PHOENIX PARK BLDG DEAST & J |  | NO RESOURCE (1) | PV | SUN |  | 2012-09-27 | Massachusetts Electric Company | MA | 017 | CMA/NEMA | WCMA |  | 0.1 | 0 | 0 | 0
42137 | 18 PHOENIX PARK BLDG DWEST |  | NO RESOURCE (1) | PV | SUN |  | 2012-09-27 | Massachusetts Electric Company | MA | 017 | CMA/NEMA | WCMA |  | 0.1 | 0 | 0 | 0
42149 | FAVORITE FOODS PV |  | NO RESOURCE (1) | PV | SUN |  | 2012-10-01 | Public Service Company of New Hampshire | NH | 017 | NH | NH |  | 0.045 | 0 | 0 | 0
42155 | LEICESTER HS - BWAY RENEWABLE |  | NO RESOURCE (1) | PV | SUN |  | 2012-10-19 | Massachusetts Electric Company | MA | 027 | WMA | WCMA |  | 0.175 | 0 | 0 | 0
42156 | UMASS LOWELL LEITCH HALL |  | NO RESOURCE (1) | PV | SUN |  | 2012-10-16 | Massachusetts Electric Company | MA | 017 | CMA/NEMA | WCMA |  | 0.12 | 0 | 0 | 0
42158 | MOHAWK DRIVE CORPORATION |  | NO RESOURCE (1) | PV | SUN |  | 2012-10-16 | Massachusetts Electric Company | MA | 027 | CMA/NEMA | WCMA |  | 0.113 | 0 | 0 | 0
42193 | TRUE NORTH ENERGY A | 38561 | True North | PV | SUN |  | 2012-11-16 | Massachusetts Electric Company | MA | 009 | BOSTON | NEMA |  | 1 | 0 | 0 | 0.386
42194 | TRUE NORTH ENERGY B | 38561 | True North | PV | SUN |  | 2012-11-16 | Massachusetts Electric Company | MA | 009 | BOSTON | NEMA |  | 1 | 0 | 0 | 0.358
42195 | TRUE NORTH ENERGY C | 38561 | True North | PV | SUN |  | 2012-11-16 | Massachusetts Electric Company | MA | 009 | BOSTON | NEMA |  | 0.75 | 0 | 0 | 0.262
42196 | TRUE NORTH ENERGY D | 38561 | True North | PV | SUN |  | 2012-11-16 | Massachusetts Electric Company | MA | 009 | BOSTON | NEMA |  | 1 | 0.002 | 0.002 | 0.026
42197 | TRUE NORTH ENERGY E | 38561 | True North | PV | SUN |  | 2012-11-16 | Massachusetts Electric Company | MA | 009 | BOSTON | NEMA |  | 1 | 0 | 0 | 0.513
42201 | MATTHEW KUSS MS |  | NO RESOURCE (1) | PV | SUN |  | 2012-11-07 | Massachusetts Electric Company | MA | 005 | SEMA | SEMA |  | 0.135 | 0 | 0 | 0
42202 | DR AMP 100 AMES POND - PV |  | NO RESOURCE (1) | PV | SUN |  | 2012-11-07 | Massachusetts Electric Company | MA | 017 | CMA/NEMA | WCMA |  | 0.082 | 0 | 0 | 0.033
42203 | WESTFORD SOLAR 3 - PV | 38181 | Westford Solar | PV | SUN |  | 2012-11-08 | Massachusetts Electric Company | MA | 017 | CMA/NEMA | WCMA | 58534 | 1 | 0 | 0 | 0.465
42204 | BPV LOWELL |  | NO RESOURCE (1) | PV | SUN |  | 2012-11-08 | Massachusetts Electric Company | MA | 017 | CMA/NEMA | WCMA |  | 0.19 | 0 | 0 | 0
42205 | SALEM STATE UNIVERSITY |  | NO RESOURCE (1) | PV | SUN |  | 2012-11-09 | Massachusetts Electric Company | MA | 009 | BOSTON | NEMA |  | 0.164 | 0 | 0 | 0
42212 | DR AMP 200 AMES POND - PV |  | NO RESOURCE (1) | PV | SUN |  | 2012-11-07 | Massachusetts Electric Company | MA | 017 | CMA/NEMA | WCMA |  | 0.095 | 0 | 0 | 0.03
42213 | CUMMINGS PROPERTY E GAR |  | NO RESOURCE (1) | PV | SUN |  | 2012-11-08 | Massachusetts Electric Company | MA | 009 | BOSTON | NEMA |  | 0.19 | 0 | 0 | 0
42214 | ORCHARD MADE PRODUCTS |  | NO RESOURCE (1) | PV | SUN |  | 2012-11-09 | Massachusetts Electric Company | MA | 009 | BOSTON | NEMA |  | 0.19 | 0 | 0 | 0.013
42344 | CAMELOT_WIND_ID1240 |  | NO RESOURCE (1) | WT | WND |  | 2012-12-01 | NSTAR Electric Company | MA | 023 | SEMA | SEMA |  | 1.5 | 0.208 | 0.208 | 0.117
42346 | 3 RIVERS PALMER-SPRINGFLD-PV |  | NO RESOURCE (1) | PV | SUN |  | 2012-12-05 | Massachusetts Electric Company | MA | 013 | WMA | WCMA |  | 0.582 | 0 | 0 | 0
42347 | CONSTELLATION SOLAR-UXBRG-PV |  | NO RESOURCE (1) | PV | SUN |  | 2012-12-05 | Massachusetts Electric Company | MA | 027 | RI | SEMA | 57941 | 2 | 0 | 0 | 0.783
42349 | 15 UNION SOLAR LLC-LAWRENCE-PV |  | NO RESOURCE (1) | PV | SUN |  | 2012-12-04 | Massachusetts Electric Company | MA | 009 | BOSTON | NEMA |  | 0.49 | 0 | 0 | 0
42350 | BARRETT-FRANKLIN-SOLAR | 38655 | Barrett Distribution - Franklin Solar | PV | SUN |  | 2012-12-05 | Massachusetts Electric Company | MA | 021 | RI | SEMA |  | 0.5 | 0 | 0 | 0.272
42351 | OMA GROUP-CHARLTON-PV |  | NO RESOURCE (1) | PV | SUN |  | 2012-12-04 | Massachusetts Electric Company | MA | 027 | WMA | WCMA |  | 1 | 0 | 0 | 0.433
42352 | OSG SOLAR 1-ORANGE-PV |  | NO RESOURCE (1) | PV | SUN |  | 2012-12-06 | Massachusetts Electric Company | MA | 011 | WMA | WCMA |  | 1 | 0 | 0 | 0.359
42353 | OSG SOLAR 2-ORANGE-PV |  | NO RESOURCE (1) | PV | SUN |  | 2012-12-06 | Massachusetts Electric Company | MA | 011 | WMA | WCMA |  | 1 | 0 | 0 | 0.443
42354 | OSG SOLAR 3-ORANGE-PV |  | NO RESOURCE (1) | PV | SUN |  | 2012-12-06 | Massachusetts Electric Company | MA | 011 | WMA | WCMA |  | 0.75 | 0 | 0 | 0.229
42355 | CIL CEDAR-MARLBORO-PV |  | NO RESOURCE (1) | PV | SUN |  | 2012-12-07 | Massachusetts Electric Company | MA | 017 | CMA/NEMA | WCMA |  | 0.433 | 0 | 0 | 0.056
42356 | LEEWOOD SWIX-HAVERHILL-PV |  | NO RESOURCE (1) | PV | SUN |  | 2012-12-10 | Massachusetts Electric Company | MA | 009 | BOSTON | NEMA |  | 0.496 | 0.007 | 0.007 | 0
42357 | UP BLACKSTONE WWTP-MILLBURY-PV |  | NO RESOURCE (1) | PV | SUN |  | 2012-12-10 | Massachusetts Electric Company | MA | 027 | CMA/NEMA | WCMA |  | 0.3 | 0 | 0 | 0.126
42359 | FOREKICKS-MARLBORO-PV |  | NO RESOURCE (1) | PV | SUN |  | 2012-12-11 | Massachusetts Electric Company | MA | 017 | CMA/NEMA | WCMA |  | 0.27 | 0 | 0 | 0
42360 | 35 LYMAN LLC-NORTHBORO-PV |  | NO RESOURCE (1) | PV | SUN |  | 2012-12-11 | Massachusetts Electric Company | MA | 027 | CMA/NEMA | WCMA |  | 0.285 | 0 | 0 | 0
42364 | CAPITAL GROUP-SOUTHBORO-PV |  | NO RESOURCE (1) | PV | SUN |  | 2012-12-14 | Massachusetts Electric Company | MA | 027 | CMA/NEMA | WCMA |  | 1 | 0 | 0 | 0.331
42365 | LOFT 27-LOWELL-PV |  | NO RESOURCE (1) | PV | SUN |  | 2012-12-14 | Massachusetts Electric Company | MA | 017 | CMA/NEMA | WCMA |  | 0.275 | 0 | 0 | 0.085
42366 | SOLTAS SPECTOR-LAWRENCE-PV |  | NO RESOURCE (1) | PV | SUN |  | 2012-12-17 | Massachusetts Electric Company | MA | 009 | CMA/NEMA | WCMA |  | 0.3 | 0 | 0 | 0.142
42375 | DEXTER 1 | 392 | DEXTER | CC | NG | DFO | 1990-05-01 | Emera Energy Services Subsidiary No. 4 LLC | CT | 003 | CT | CT | 10567 | 57 | 39.521 | 39.521 | 39.835
42376 | DEXTER 2 | 392 | DEXTER | CC | NG |  | 1990-05-01 | Emera Energy Services Subsidiary No. 4 LLC | CT | 003 | CT | CT | 10567 | 19 | 4.979 | 4.979 | 4.665
42385 | CORNER BROOK-MILFORD-PV |  | NO RESOURCE (1) | PV | SUN |  | 2012-12-24 | Massachusetts Electric Company | MA | 027 | RI | SEMA |  | 0.155 | 0 | 0 | 0
42394 | WINDENERGYDEV-NKINGSTOWN-WIND |  | NO RESOURCE (1) | WT | WND |  | 2013-01-02 | The Narragansett Electric Company | RI | 009 | RI | RI |  | 1.5 | 0.219 | 0.219 | 0.139
42411 | EXTRA SPACE-PLAINVILLE-PV |  | NO RESOURCE (1) | PV | SUN |  | 2013-01-14 | Massachusetts Electric Company | MA | 021 | RI | SEMA |  | 0.143 | 0 | 0 | 0
42412 | EXTRA SPACE-SAUGUS-PV |  | NO RESOURCE (1) | PV | SUN |  | 2013-01-16 | Massachusetts Electric Company | MA | 009 | BOSTON | NEMA |  | 0.162 | 0 | 0 | 0
42413 | 35 LYMAN LLC - ACTIVE |  | NO RESOURCE (1) | PV | SUN |  | 2013-01-14 | Massachusetts Electric Company | MA | 027 | CMA/NEMA | WCMA |  | 0.19 | 0 | 0 | 0
42414 | NE ELECTRO-FALL RIVER-PV |  | NO RESOURCE (1) | PV | SUN |  | 2013-01-11 | Massachusetts Electric Company | MA | 005 | SEMA | SEMA |  | 0.19 | 0 | 0 | 0
42424 | IPSWICH WIND II | 38437 | Ipswich Wind II | WT | WND |  | 2013-01-09 | Ipswich Municipal Light Department | MA | 009 | BOSTON | NEMA |  | 2 | 0 | 0 | 0
42431 | SOLECT PLUMBING-NORWELL-PV |  | NO RESOURCE (1) | PV | SUN |  | 2013-01-11 | Massachusetts Electric Company | MA | 023 | SEMA | SEMA |  | 0.2 | 0 | 0 | 0
42432 | VAUGHN CORP-SALISBURY-PV |  | NO RESOURCE (1) | PV | SUN |  | 2013-01-11 | Massachusetts Electric Company | MA | 009 | BOSTON | NEMA |  | 0.19 | 0 | 0 | 0
42433 | BETHANY CHURCH-MENDON-PV |  | NO RESOURCE (1) | PV | SUN |  | 2013-01-14 | Massachusetts Electric Company | MA | 027 | RI | SEMA |  | 0.15 | 0 | 0 | 0
42438 | EXTRA SPACE-NORTHBORO-PV |  | NO RESOURCE (1) | PV | SUN |  | 2013-01-18 | Massachusetts Electric Company | MA | 027 | CMA/NEMA | WCMA |  | 0.155 | 0 | 0 | 0
42439 | CITY OF BROCKTON-SWANSEA-PV1 |  | NO RESOURCE (1) | PV | SUN |  | 2013-01-18 | Massachusetts Electric Company | MA | 005 | SEMA | SEMA |  | 1 | 0 | 0 | 0.532
42440 | CITY OF BROCKTON-SWANSEA-PV2 |  | NO RESOURCE (1) | PV | SUN |  | 2013-01-18 | Massachusetts Electric Company | MA | 005 | SEMA | SEMA |  | 1 | 0 | 0 | 0.783
42448 | CITY OF GLOUCESTER 1 - WIND |  | NO RESOURCE (1) | WT | WND |  | 2013-02-06 | Massachusetts Electric Company | MA | 009 | BOSTON | NEMA |  | 2 | 0.275 | 0.275 | 0.097
42449 | CITY OF GLOUCESTER 2 - WIND |  | NO RESOURCE (1) | WT | WND |  | 2013-02-06 | Massachusetts Electric Company | MA | 009 | BOSTON | NEMA |  | 2 | 0.162 | 0.162 | 0.148
42482 | CITY_OF_WALTHAM_PV_ID1805 |  | NO RESOURCE (1) | PV | SUN |  | 2013-02-15 | NSTAR Electric Company | MA | 017 | BOSTON | NEMA |  | 0.193 | 0 | 0 | 0.052
42483 | FIRST_HIGHLAND_PV_ID2021 |  | NO RESOURCE (1) | PV | SUN |  | 2013-02-15 | NSTAR Electric Company | MA | 025 | BOSTON | NEMA |  | 0.975 | 0 | 0 | 0.324
42484 | UNITEDSALVAGE_PV_ID1966 |  | NO RESOURCE (1) | PV | SUN |  | 2013-02-15 | NSTAR Electric Company | MA | 017 | BOSTON | NEMA |  | 0.808 | 0 | 0 | 0.224
42485 | SOLCHEMY_PV_ID1969 |  | NO RESOURCE (1) | PV | SUN |  | 2013-02-15 | NSTAR Electric Company | MA | 007 | SEMA | SEMA |  | 0.293 | 0 | 0 | 0.117
42486 | AIRPORT_WAY_PV_ID1875 |  | NO RESOURCE (1) | PV | SUN |  | 2013-02-15 | NSTAR Electric Company | MA | 001 | SEMA | SEMA |  | 1.238 | 0 | 0 | 0.585
42487 | BILL_BENNETT_PV_ID1967 |  | NO RESOURCE (1) | PV | SUN |  | 2013-02-15 | NSTAR Electric Company | MA | 007 | SEMA | SEMA |  | 0.593 | 0 | 0 | 0.39
42495 | VARIANSEMICON-GLOUCESTER-WT |  | NO RESOURCE (1) | WT | WND |  | 2013-02-21 | Massachusetts Electric Company | MA | 009 | BOSTON | NEMA |  | 2.5 | 0 | 0 | 0
42496 | HANOVER SOLAR-LEICESTER-PV |  | NO RESOURCE (1) | PV | SUN |  | 2013-02-22 | Massachusetts Electric Company | MA | 027 | WMA | WCMA |  | 1 | 0 | 0 | 0
42497 | WESTFORD SOLAR 4- PV | 38181 | Westford Solar | PV | SUN |  | 2013-02-21 | Massachusetts Electric Company | MA | 017 | CMA/NEMA | WCMA | 58534 | 1 | 0 | 0 | 0.483
42504 | BERKSREGCOM01230SOLAR294.75NM |  | NO RESOURCE (1) | PV | SUN |  | 2013-02-25 | Massachusetts Electric Company | MA | 003 | WMA | WCMA |  | 0.082 | 0 | 0 | 0
42505 | CUMMINGS 1000-BEVERLY-PV |  | NO RESOURCE (1) | PV | SUN |  | 2013-02-28 | Massachusetts Electric Company | MA | 009 | BOSTON | NEMA |  | 0.19 | 0 | 0 | 0
42597 | GPT JACLEN-BEVERLY-CHP |  | NO RESOURCE (1) | IC | NG |  | 2013-03-26 | Massachusetts Electric Company | MA | 009 | BOSTON | NEMA |  | 0.075 | 0 | 0 | 0
42598 | NEW BARRE HYDRO | 852 | SOUTH BARRE HYDRO | HDR | WAT |  | 2013-04-02 | Massachusetts Municipal Wholesale Electric Company | MA | 027 | WMA | WCMA |  | 0.1 | 0.082 | 0.082 | 0
42599 | MAPREMCT-97GREEN-02035-PV |  | NO RESOURCE (1) | PV | SUN |  | 2013-04-04 | Massachusetts Electric Company | MA | 021 | RI | SEMA |  | 0.3 | 0 | 0 | 0
42600 | HOOSACVALREG-0ORCHARD-01225-PV |  | NO RESOURCE (1) | PV | SUN |  | 2013-04-04 | Massachusetts Electric Company | MA | 003 | WMA | WCMA |  | 0.45 | 0 | 0 | 0
42601 | CARLSTROMPM-65FISHER-0158-PV |  | NO RESOURCE (1) | PV | SUN |  | 2013-04-04 | Massachusetts Electric Company | MA | 027 | CMA/NEMA | WCMA |  | 0.6 | 0 | 0 | 0
42602 | KEYPOLYMER-1 JACOB-01843-PV |  | NO RESOURCE (1) | PV | SUN |  | 2013-04-05 | Massachusetts Electric Company | MA | 009 | CMA/NEMA | WCMA |  | 0.6 | 0 | 0 | 0
42603 | BARRE1-750BARRE-01005-PV | 41321 | MA_401_0.8 PV_750 S BARRE RD_BARRE | PV | SUN |  | 2013-04-05 | Massachusetts Electric Company | MA | 027 | WMA | WCMA |  | 0.8 | 0 | 0 | 0.347
42611 | AUBUCHON-95AUBUCHON-01473-PV |  | NO RESOURCE (1) | PV | SUN |  | 2013-04-10 | Massachusetts Electric Company | MA | 027 | CMA/NEMA | WCMA |  | 0.5 | 0 | 0 | 0
42612 | NPPDEVELOP-370PATRIOT-02035-PV | 41316 | MA_356_0.495 PV_370 PATRIOT PL_FOXBORO | PV | SUN |  | 2013-04-10 | Massachusetts Electric Company | MA | 021 | RI | SEMA |  | 0.495 | 0 | 0 | 0
42613 | AMERICOLD-0PEW-01930-PV |  | NO RESOURCE (1) | PV | SUN |  | 2013-04-10 | Massachusetts Electric Company | MA | 009 | BOSTON | NEMA |  | 0.45 | 0 | 0 | 0
42631 | CABRAL-247BAKER-02777-PV | 41370 | MA_343_0.5 PV_247 BAKER RD_SWANSEA | PV | SUN |  | 2013-04-12 | Massachusetts Electric Company | MA | 005 | SEMA | SEMA |  | 0.5 | 0 | 0 | 0.166
42632 | ALPHA GRAINGER-02038PV250NM |  | NO RESOURCE (1) | PV | SUN |  | 2013-04-12 | Massachusetts Electric Company | MA | 021 | RI | SEMA |  | 0.25 | 0 | 0 | 0
42633 | NORTHBORSPORTS-01532PV300NM |  | NO RESOURCE (1) | PV | SUN |  | 2013-04-12 | Massachusetts Electric Company | MA | 027 | CMA/NEMA | WCMA |  | 0.3 | 0 | 0 | 0
42641 | NATICKMEMORIALSCHOOL_PV_ID1892 |  | NO RESOURCE (1) | PV | SUN |  | 2013-04-22 | NSTAR Electric Company | MA | 017 | BOSTON | NEMA |  | 0.14 | 0 | 0 | 0.041
42812 | PEGASUS_PV_ID1809 |  | NO RESOURCE (1) | PV | SUN |  | 2013-05-01 | NSTAR Electric Company | MA | 005 | SEMA | SEMA |  | 1 | 0 | 0 | 0.489
42813 | BIG Y FOODS-02038PV250NM |  | NO RESOURCE (1) | PV | SUN |  | 2013-05-01 | Massachusetts Electric Company | MA | 021 | RI | SEMA |  | 0.25 | 0 | 0 | 0
42814 | SWANSEA REALTY-02777PV315NM |  | NO RESOURCE (1) | PV | SUN |  | 2013-05-01 | Massachusetts Electric Company | MA | 005 | RI | SEMA |  | 0.315 | 0 | 0 | 0
42815 | WILLETTE REALTY-02762PV225NM |  | NO RESOURCE (1) | PV | SUN |  | 2013-05-02 | Massachusetts Electric Company | MA | 021 | RI | SEMA |  | 0.225 | 0 | 0 | 0
42817 | IKEA 158-0223PV520NM |  | NO RESOURCE (1) | PV | SUN |  | 2013-05-06 | Massachusetts Electric Company | MA | 021 | SEMA | SEMA |  | 0.52 | 0 | 0 | 0
42819 | CUMMINGS PROP 1-0195PV224NM |  | NO RESOURCE (1) | PV | SUN |  | 2013-05-06 | Massachusetts Electric Company | MA | 009 | BOSTON | NEMA |  | 0.224 | 0 | 0 | 0
42820 | CUMMINGS PROP 2-01915PV224NM |  | NO RESOURCE (1) | PV | SUN |  | 2013-05-08 | Massachusetts Electric Company | MA | 009 | BOSTON | NEMA |  | 0.224 | 0 | 0 | 0
42821 | GLC-MA ACUSHNET_PV_ID2109 |  | NO RESOURCE (1) | PV | SUN |  | 2013-05-01 | NSTAR Electric Company | MA | 005 | SEMA | SEMA |  | 0.649 | 0 | 0 | 0.282
42822 | CARDINAL SHOE-01840PV250NM |  | NO RESOURCE (1) | PV | SUN |  | 2013-05-02 | Massachusetts Electric Company | MA | 009 | CMA/NEMA | WCMA |  | 0.25 | 0 | 0 | 0
42823 | WALDEN LIBERTY-02038PV231NM |  | NO RESOURCE (1) | PV | SUN |  | 2013-05-06 | Massachusetts Electric Company | MA | 021 | RI | SEMA |  | 0.231 | 0 | 0 | 0
42893 | BISCO FALLS HYDRO |  | NO RESOURCE (1) | HDR | WAT |  | 2013-05-08 | Union Atlantic Electricity | ME | 017 | ME | ME |  | 0.093 | 0 | 0 | 0
43256 | SANDYWOODS-02878WT275NM |  | NO RESOURCE (1) | WT | WND |  | 2013-05-17 | The Narragansett Electric Company | RI | 005 | SEMA | RI |  | 0.275 | 0 | 0 | 0
43257 | LEICESTER MS C-01524PV100NM |  | NO RESOURCE (1) | PV | SUN |  | 2013-05-20 | Massachusetts Electric Company | MA | 027 | WMA | WCMA |  | 0.1 | 0 | 0 | 0
43262 | BERKSHIRE SCHL-01257PV1750NM |  | NO RESOURCE (1) | PV | SUN |  | 2013-05-16 | Massachusetts Electric Company | MA | 003 | WMA | WCMA |  | 1.76 | 0 | 0 | 0
43263 | JF WHITE-02702PV86NM |  | NO RESOURCE (1) | PV | SUN |  | 2013-05-16 | Massachusetts Electric Company | MA | 021 | SEMA | SEMA |  | 0.086 | 0 | 0 | 0
43267 | PLANET SUBARU-02339PV75NM |  | NO RESOURCE (1) | PV | SUN |  | 2013-05-17 | Massachusetts Electric Company | MA | 023 | RI | SEMA |  | 0.075 | 0 | 0 | 0
43269 | SIGN DESIGN-02301PV95NM |  | NO RESOURCE (1) | PV | SUN |  | 2013-05-17 | Massachusetts Electric Company | MA | 023 | SEMA | SEMA |  | 0.095 | 0 | 0 | 0
43270 | LEICESTER MS A-01524PV100NM |  | NO RESOURCE (1) | PV | SUN |  | 2013-05-20 | Massachusetts Electric Company | MA | 027 | WMA | WCMA |  | 0.1 | 0 | 0 | 0
43409 | GLC-MA ACUSHNET_PV_ID1827 |  | NO RESOURCE (1) | PV | SUN |  | 2013-05-23 | NSTAR Electric Company | MA | 005 | SEMA | SEMA |  | 1.304 | 0 | 0 | 0.567
43411 | S BARRE-01005PV800NM |  | NO RESOURCE (1) | PV | SUN |  | 2013-05-29 | Massachusetts Electric Company | MA | 027 | WMA | WCMA |  | 0.8 | 0 | 0 | 0
43416 | MIG ACTON-01581PV260NM |  | NO RESOURCE (1) | PV | SUN |  | 2013-06-12 | Massachusetts Electric Company | MA | 027 | CMA/NEMA | WCMA |  | 0.26 | 0 | 0 | 0
43417 | WORCESTER SCHL-01602PV135NM |  | NO RESOURCE (1) | PV | SUN |  | 2013-06-12 | Massachusetts Electric Company | MA | 027 | CMA/NEMA | WCMA |  | 0.135 | 0 | 0 | 0
43418 | FALLON AMB-02169PV116NM |  | NO RESOURCE (1) | PV | SUN |  | 2013-06-12 | Massachusetts Electric Company | MA | 021 | SEMA | SEMA |  | 0.116 | 0 | 0 | 0
43420 | BANNER MOLD-01453PV111NM |  | NO RESOURCE (1) | PV | SUN |  | 2013-06-14 | Massachusetts Electric Company | MA | 027 | WMA | WCMA |  | 0.111 | 0 | 0 | 0
43422 | EPG SOLAR 1 - 01550PV1500NM | 41209 | MA_318_1.5 PV_247 BLACKMERE RD_SOUTHBRIDGE | PV | SUN |  | 2013-06-12 | Massachusetts Electric Company | MA | 027 | WMA | WCMA |  | 1.5 | 0 | 0 | 0.648
43423 | EPG SOLAR 2 - 01550PV1500NM | 41214 | MA_319_1.5 PV_247 BLACKMERE RD_SOUTHBRIDGE | PV | SUN |  | 2013-06-12 | Massachusetts Electric Company | MA | 027 | WMA | WCMA |  | 1.5 | 0 | 0 | 0.734
43424 | PINGREE SCHL - 01982PV200NM |  | NO RESOURCE (1) | PV | SUN |  | 2013-06-14 | Massachusetts Electric Company | MA | 009 | BOSTON | NEMA |  | 0.2 | 0 | 0 | 0.01
43425 | NPP DEV - 02035PV125NM |  | NO RESOURCE (1) | PV | SUN |  | 2013-06-14 | Massachusetts Electric Company | MA | 021 | RI | SEMA |  | 0.125 | 0 | 0 | 0
43426 | ABBOTT MILL - 01886PV235NM |  | NO RESOURCE (1) | PV | SUN |  | 2013-06-17 | Massachusetts Electric Company | MA | 017 | CMA/NEMA | WCMA |  | 0.235 | 0 | 0 | 0.099
43489 | BOST SCIENT-02171PV1100NM |  | NO RESOURCE (1) | PV | SUN |  | 2013-07-03 | Massachusetts Electric Company | MA | 021 | SEMA | SEMA |  | 1.1 | 0 | 0 | 0
43491 | 146 CAMPANELLI-02072PV332NM | 41429 | MA_366_0.332 PV_146 CAMPANELLI PK_STOUGHTON | PV | SUN |  | 2013-07-03 | Massachusetts Electric Company | MA | 021 | SEMA | SEMA |  | 0.332 | 0 | 0 | 0.13
43492 | NARR BAY - 02903WT4500NM |  | NO RESOURCE (1) | WT | WND |  | 2013-07-09 | The Narragansett Electric Company | RI | 007 | RI | RI |  | 4.5 | 0 | 0 | 0
43509 | DOUGLAS SOLAR-01516PV2000NM |  | NO RESOURCE (1) | PV | SUN |  | 2013-07-15 | Massachusetts Electric Company | MA | 027 | RI | SEMA |  | 2 | 0 | 0 | 1.099
43510 | SANDF MGMNT-02725PV623NM |  | NO RESOURCE (1) | PV | SUN |  | 2013-07-15 | Massachusetts Electric Company | MA | 005 | RI | SEMA |  | 0.623 | 0 | 0 | 0.201
43512 | WEST GREENWICH - 02817PV2000DG | 38834 | DGSC PV1666_179 Plain Meeting House Rd_West Greenwich | PV | SUN |  | 2013-07-18 | The Narragansett Electric Company | RI | 003 | RI | RI |  | 2 | 0 | 0 | 0.963
43527 | STUART THOMAS - 02842PV500DG | 38833 | DGSC PV405_28 Jacome Way_Middletown | PV | SUN |  | 2013-07-18 | The Narragansett Electric Company | RI | 005 | SEMA | RI |  | 0.5 | 0 | 0 | 0.208
43528 | EXTRA SPC MGMT-02035PV102NM |  | NO RESOURCE (1) | PV | SUN |  | 2013-07-22 | Massachusetts Electric Company | MA | 021 | RI | SEMA |  | 0.102 | 0 | 0 | 0
43529 | CREEDON AND CO-01604PV110NM |  | NO RESOURCE (1) | PV | SUN |  | 2013-07-22 | Massachusetts Electric Company | MA | 027 | CMA/NEMA | WCMA |  | 0.11 | 0 | 0 | 0
43531 | 28 HASTINGS - 01756PV100NM |  | NO RESOURCE (1) | PV | SUN |  | 2013-07-22 | Massachusetts Electric Company | MA | 027 | RI | SEMA |  | 0.1 | 0 | 0 | 0.035
43556 | CALLAHAN - 02324PV110NM |  | NO RESOURCE (1) | PV | SUN |  | 2013-08-05 | Massachusetts Electric Company | MA | 023 | SEMA | SEMA |  | 0.11 | 0 | 0 | 0
43557 | BRDGWTR RECYCLE-02324PV96NM |  | NO RESOURCE (1) | PV | SUN |  | 2013-08-05 | Massachusetts Electric Company | MA | 023 | SEMA | SEMA |  | 0.096 | 0 | 0 | 0
43558 | COMMERCE GRN-02339PV100NM |  | NO RESOURCE (1) | PV | SUN |  | 2013-08-05 | Massachusetts Electric Company | MA | 023 | SEMA | SEMA |  | 0.1 | 0 | 0 | 0
43572 | JDH_SOLAR_SYSTEMS_PV_2221 |  | NO RESOURCE (1) | PV | SUN |  | 2013-08-01 | NSTAR Electric Company | MA | 023 | SEMA | SEMA |  | 0.65 | 0 | 0 | 0.282
43573 | NEW_ENGLAND_RESINS_PV_2309 |  | NO RESOURCE (1) | PV | SUN |  | 2013-08-01 | NSTAR Electric Company | MA | 017 | BOSTON | NEMA |  | 0.06 | 0 | 0 | 0.179
43574 | TOWN_OF_FAIRHAVEN_LF_PV_1714 |  | NO RESOURCE (1) | PV | SUN |  | 2013-08-05 | NSTAR Electric Company | MA | 005 | SEMA | SEMA |  | 0.5 | 0 | 0 | 0.134
43575 | NE_ELEMENTARY_WALTHAM_PV_1872 |  | NO RESOURCE (1) | PV | SUN |  | 2013-08-05 | NSTAR Electric Company | MA | 017 | BOSTON | NEMA |  | 0.259 | 0 | 0 | 0.108
43576 | GLC_ACUSHNET_PV_1888 |  | NO RESOURCE (1) | PV | SUN |  | 2013-08-05 | NSTAR Electric Company | MA | 005 | SEMA | SEMA |  | 0.917 | 0 | 0 | 0.531
43577 | GLC_ACUSHNET_PV_1889 |  | NO RESOURCE (1) | PV | SUN |  | 2013-08-05 | NSTAR Electric Company | MA | 005 | SEMA | SEMA |  | 0.917 | 0 | 0 | 0.37
43578 | GLC_ACUSHNET_PV_1890 |  | NO RESOURCE (1) | PV | SUN |  | 2013-08-05 | NSTAR Electric Company | MA | 005 | SEMA | SEMA |  | 0.917 | 0 | 0 | 0.523
43579 | GOIS_SOLAR_ONE_PV_2040 |  | NO RESOURCE (1) | PV | SUN |  | 2013-08-05 | NSTAR Electric Company | MA | 017 | BOSTON | NEMA |  | 0.822 | 0 | 0 | 0.385
43580 | JERICHO WIND | 38421 | Jericho Power | WT | WND |  | 2016-01-23 | Jericho Power LLC | NH | 007 | NH | NH | 59070 | 13.5375 | 2.054 | 2.054 | 0.953
43586 | COMTRAN CABLE-02864PV400DG | 38853 | DGSC PV400_1 Ralco Way_Cumberland | PV | SUN |  | 2013-08-15 | The Narragansett Electric Company | RI | 007 | RI | RI |  | 0.4 | 0 | 0 | 0.23
43587 | TRAVIS_HOSPITALITY_PV_2239 |  | NO RESOURCE (1) | PV | SUN |  | 2013-08-21 | NSTAR Electric Company | MA | 001 | SEMA | SEMA |  | 0.145 | 0 | 0 | 0.067
43603 | WORC GEAR AND RACK-01537PV95NM |  | NO RESOURCE (1) | PV | SUN |  | 2013-08-28 | Massachusetts Electric Company | MA | 027 | WMA | WCMA |  | 0.095 | 0 | 0 | 0
43604 | METRO WST PROVIS-01747PV95NM |  | NO RESOURCE (1) | PV | SUN |  | 2013-08-28 | Massachusetts Electric Company | MA | 027 | RI | SEMA |  | 0.095 | 0 | 0 | 0
43605 | PRECISE PACK-02720PV95NM |  | NO RESOURCE (1) | PV | SUN |  | 2013-09-03 | Massachusetts Electric Company | MA | 005 | SEMA | SEMA |  | 0.095 | 0 | 0 | 0
43606 | CITY NORTHAMPTON-02721PV95NM |  | NO RESOURCE (1) | PV | SUN |  | 2013-09-03 | Massachusetts Electric Company | MA | 015 | WMA | WCMA |  | 0.095 | 0 | 0 | 0
43607 | COX PRTSMTH-02871PV500DG | 38855 | DGSC PV500_1060 West Main Rd_Portsmouth | PV | SUN |  | 2013-09-03 | The Narragansett Electric Company | RI | 005 | RI | RI |  | 0.5 | 0 | 0 | 0.233
43608 | 35 LYMAN LLC-01532PV95NM |  | NO RESOURCE (1) | PV | SUN |  | 2013-08-28 | Massachusetts Electric Company | MA | 027 | CMA/NEMA | WCMA |  | 0.095 | 0 | 0 | 0
43609 | MA CORRECTIONAL-01440WT3300NM |  | NO RESOURCE (1) | WT | WND |  | 2013-09-05 | Massachusetts Electric Company | MA | 027 | WMA | WCMA |  | 3.3 | 0.137 | 0.137 | 0
43623 | E BRIDGEWATER-02333PV2000NM | 38114 | East Bridgewater Solar Energy Project | PV | SUN |  | 2013-09-12 | Massachusetts Electric Company | MA | 023 | SEMA | SEMA |  | 2 | 0 | 0 | 0.517
43624 | TJ MAXX - 02061PV260NM |  | NO RESOURCE (1) | PV | SUN |  | 2013-09-17 | Massachusetts Electric Company | MA | 023 | SEMA | SEMA |  | 0.26 | 0 | 0 | 0
43643 | SUNGEN UXBRIDGE1-01569PV950NM | 38558 | Fall River- Uxbridge | PV | SUN |  | 2013-09-25 | Massachusetts Electric Company | MA | 027 | RI | SEMA |  | 0.95 | 0 | 0 | 0.5
43644 | SUNGEN UXBRIDGE2-01569PV950NM | 38558 | Fall River- Uxbridge | PV | SUN |  | 2013-09-25 | Massachusetts Electric Company | MA | 027 | RI | SEMA |  | 0.95 | 0 | 0 | 0.381
43645 | SUNGEN UXBRIDGE3-01569PV950NM | 38558 | Fall River- Uxbridge | PV | SUN |  | 2013-09-25 | Massachusetts Electric Company | MA | 027 | RI | SEMA |  | 0.95 | 0 | 0 | 0.453
43652 | TWN W BRDGEWTR-02379PV1500NM |  | NO RESOURCE (1) | PV | SUN |  | 2013-09-30 | Massachusetts Electric Company | MA | 023 | SEMA | SEMA |  | 1.5 | 0 | 0 | 0.778
43653 | 40 WASHINGTON LTD-01581PV750NM |  | NO RESOURCE (1) | PV | SUN |  | 2013-09-30 | Massachusetts Electric Company | MA | 027 | CMA/NEMA | WCMA |  | 0.75 | 0 | 0 | 0
43654 | 3 COUNTY FAIR ASN-01060PV250NM |  | NO RESOURCE (1) | PV | SUN |  | 2013-09-30 | Massachusetts Electric Company | MA | 015 | WMA | WCMA |  | 0.25 | 0 | 0 | 0.098
43655 | SPRING HILL FARM-01835PV229NM |  | NO RESOURCE (1) | PV | SUN |  | 2013-10-02 | Massachusetts Electric Company | MA | 009 | BOSTON | NEMA |  | 0.229 | 0 | 0 | 0
43656 | SVC TIRE TRUCK - 01527PV300NM |  | NO RESOURCE (1) | PV | SUN |  | 2013-10-02 | Massachusetts Electric Company | MA | 027 | CMA/NEMA | WCMA |  | 0.3 | 0 | 0 | 0
43657 | RIPTA - 02907PV300NM |  | NO RESOURCE (1) | PV | SUN |  | 2013-09-27 | The Narragansett Electric Company | RI | 007 | RI | RI |  | 0.3 | 0 | 0 | 0
43658 | TWN LANCASTER-01523PV500QF | 41038 | MA_299_0.5 PV_0 LUNENBURG RD_LANCASTER | PV | SUN |  | 2013-10-04 | Massachusetts Electric Company | MA | 027 | CMA/NEMA | WCMA |  | 0.5 | 0 | 0 | 0.193
43659 | TWN OF SCITUATE2-02066PV1500NM | 41380 | MA_377_1.5 PV_280 DRIFTWAY_SCITUATE | PV | SUN |  | 2013-10-10 | Massachusetts Electric Company | MA | 023 | SEMA | SEMA |  | 1.5 | 0 | 0 | 0.349
43678 | DISCOVER MARBLE - 01527PV142NM |  | NO RESOURCE (1) | PV | SUN |  | 2013-10-16 | Massachusetts Electric Company | MA | 027 | CMA/NEMA | WCMA |  | 0.142 | 0 | 0 | 0
43682 | NEXTSUN ENERGY-01516PV3000NM | 41376 | MA_351_3 PV_436 NE MAIN ST_DOUGLAS | PV | SUN |  | 2013-10-22 | Massachusetts Electric Company | MA | 027 | RI | SEMA |  | 3 | 0 | 0 | 1.618
43683 | TWN OF SCITUATE1-02066PV1500NM | 41378 | MA_376_1.5 PV_280 DRIFTWAY_SCITUATE | PV | SUN |  | 2013-10-22 | Massachusetts Electric Company | MA | 023 | SEMA | SEMA |  | 1.5 | 0 | 0 | 0.513
43684 | KEY BOSTON-02038PV2000NM |  | NO RESOURCE (1) | PV | SUN |  | 2013-10-24 | Massachusetts Electric Company | MA | 021 | RI | SEMA |  | 2 | 0 | 0 | 0.843
43685 | CONANICUT MARINE-02835PV120DG |  | NO RESOURCE (1) | PV | SUN |  | 2013-10-18 | The Narragansett Electric Company | RI | 005 | SEMA | RI |  | 0.12 | 0 | 0 | 0.028
43686 | SHEA CONCRETE-01913PV300NM |  | NO RESOURCE (1) | PV | SUN |  | 2013-10-18 | Massachusetts Electric Company | MA | 009 | BOSTON | NEMA |  | 0.3 | 0 | 0 | 0
43687 | SUNGEN ORANGE1-01364PV1500NM |  | NO RESOURCE (1) | PV | SUN |  | 2013-10-24 | Massachusetts Electric Company | MA | 011 | WMA | WCMA |  | 1.5 | 0 | 0 | 0.744
43688 | SUNGEN ORANGE2-01364PV1500NM |  | NO RESOURCE (1) | PV | SUN |  | 2013-10-24 | Massachusetts Electric Company | MA | 011 | WMA | WCMA |  | 0.5 | 0 | 0 | 0.175
43689 | BOSTON NORTH TECH-01913PV300NM |  | NO RESOURCE (1) | PV | SUN |  | 2013-10-28 | Massachusetts Electric Company | MA | 009 | BOSTON | NEMA |  | 0.3 | 0 | 0 | 0
43690 | OXFORD REALTY-01604PV145NM |  | NO RESOURCE (1) | PV | SUN |  | 2013-10-30 | Massachusetts Electric Company | MA | 027 | CMA/NEMA | WCMA |  | 0.145 | 0 | 0 | 0
43691 | CRAFT INC-02703PV285NM |  | NO RESOURCE (1) | PV | SUN |  | 2013-10-30 | Massachusetts Electric Company | MA | 005 | RI | SEMA |  | 0.285 | 0 | 0 | 0
43695 | KOHLS-01906PV252NM |  | NO RESOURCE (1) | PV | SUN |  | 2013-10-28 | Massachusetts Electric Company | MA | 009 | BOSTON | NEMA |  | 0.252 | 0 | 0 | 0
43696 | STOP AND SHOP-02155PV200NM |  | NO RESOURCE (1) | PV | SUN |  | 2013-10-28 | Massachusetts Electric Company | MA | 017 | BOSTON | NEMA |  | 0.2 | 0 | 0 | 0
43698 | NTHBRDGE SOLAR-01560PV1910NM | 41374 | MA_350_1.91 PV_116 Milford Road_South Grafton | PV | SUN |  | 2013-10-25 | Massachusetts Electric Company | MA | 027 | RI | SEMA |  | 1.91 | 0 | 0 | 1.167
43706 | CITY OF LOWELL1-01364PV2000NM | 41324 | MA_406_2 PV_702 S MAIN ST_ORANGE | PV | SUN |  | 2013-11-01 | Massachusetts Electric Company | MA | 011 | WMA | WCMA |  | 2 | 0 | 0 | 0.551
43707 | CITY OF LOWELL2-01364PV1000NM | 41322 | MA_405_1 PV_702 S MAIN ST_ORANGE | PV | SUN |  | 2013-11-01 | Massachusetts Electric Company | MA | 011 | WMA | WCMA |  | 1 | 0 | 0 | 0.924
43708 | HANNAFORD-02061PV135NM |  | NO RESOURCE (1) | PV | SUN |  | 2013-11-06 | Massachusetts Electric Company | MA | 023 | SEMA | SEMA |  | 0.135 | 0 | 0 | 0
43709 | CITY OF LOWELL 1-01331PV1000NM |  | NO RESOURCE (1) | PV | SUN |  | 2013-11-04 | Massachusetts Electric Company | MA | 027 | WMA | WCMA |  | 1 | 0 | 0 | 0.463
43710 | CITY OF LOWELL 2-01331PV1000NM |  | NO RESOURCE (1) | PV | SUN |  | 2013-11-04 | Massachusetts Electric Company | MA | 027 | WMA | WCMA |  | 1 | 0 | 0 | 0.519
43711 | CITY OF LOWELL 3-01331PV1000NM |  | NO RESOURCE (1) | PV | SUN |  | 2013-11-04 | Massachusetts Electric Company | MA | 027 | WMA | WCMA |  | 1 | 0 | 0 | 0.524
43712 | PHOENIX FIN5-01464PV95NM |  | NO RESOURCE (1) | PV | SUN |  | 2013-11-12 | Massachusetts Electric Company | MA | 017 | CMA/NEMA | WCMA |  | 0.095 | 0 | 0 | 0
43713 | CUMMINGS PROP-01915PV110NM |  | NO RESOURCE (1) | PV | SUN |  | 2013-11-08 | Massachusetts Electric Company | MA | 009 | BOSTON | NEMA |  | 0.11 | 0 | 0 | 0
43714 | EXTRA SPC STOR-02189PV95NM |  | NO RESOURCE (1) | PV | SUN |  | 2013-11-06 | Massachusetts Electric Company | MA | 021 | SEMA | SEMA |  | 0.095 | 0 | 0 | 0
43715 | MILFORD IND-01757PV100NM |  | NO RESOURCE (1) | PV | SUN |  | 2013-11-08 | Massachusetts Electric Company | MA | 027 | RI | SEMA |  | 0.1 | 0 | 0 | 0
43716 | NEXAMP-02852PV2000DG | 38843 | DGSC PV2000_338 Compass Circle_North Kingstown | PV | SUN |  | 2013-11-06 | The Narragansett Electric Company | RI | 009 | RI | RI |  | 2 | 0 | 0 | 1
43717 | ASSUMPTION-01562PV2000NM |  | NO RESOURCE (1) | PV | SUN |  | 2013-11-08 | Massachusetts Electric Company | MA | 027 | CMA/NEMA | WCMA |  | 2 | 0 | 0 | 1.028
43729 | GRAFTON WATER-01519PV1500NM | 38527 | Grafton WD | PV | SUN |  | 2013-11-18 | Massachusetts Electric Company | MA | 027 | CMA/NEMA | WCMA |  | 1.5 | 0 | 0 | 0.68
43731 | JEFFERSON-02720PV95NM |  | NO RESOURCE (1) | PV | SUN |  | 2013-11-26 | Massachusetts Electric Company | MA | 005 | SEMA | SEMA |  | 0.095 | 0 | 0 | 0
43734 | TOWN EASTON-02375PV1500NM | 41184 | MA_363_1.5 PV_114 PROSPECT ST_SOUTH EASTON | PV | SUN |  | 2013-11-26 | Massachusetts Electric Company | MA | 005 | SEMA | SEMA |  | 1.5 | 0 | 0 | 0.765
43735 | 28 HASTINGS-01756PV95NM |  | NO RESOURCE (1) | PV | SUN |  | 2013-11-26 | Massachusetts Electric Company | MA | 027 | RI | SEMA |  | 0.095 | 0 | 0 | 0
43747 | PARSONS GRP-01581PV95NM |  | NO RESOURCE (1) | PV | SUN |  | 2013-12-03 | Massachusetts Electric Company | MA | 027 | CMA/NEMA | WCMA |  | 0.095 | 0 | 0 | 0
43748 | ACUMEN-01752PV85NM |  | NO RESOURCE (1) | PV | SUN |  | 2013-12-05 | Massachusetts Electric Company | MA | 017 | CMA/NEMA | WCMA |  | 0.085 | 0 | 0 | 0
43749 | WILVECO-01821PV82NM |  | NO RESOURCE (1) | PV | SUN |  | 2013-12-05 | Massachusetts Electric Company | MA | 017 | CMA/NEMA | WCMA |  | 0.082 | 0 | 0 | 0
43750 | CANTON HIGH SCHOOL 2009 |  | NO RESOURCE (1) | PV | SUN |  | 2013-12-01 | NSTAR Electric Company | MA | 021 | SEMA | SEMA |  | 0.5 | 0 | 0 | 0.187
43751 | EAGLE LEASE-01540PV95NM |  | NO RESOURCE (1) | PV | SUN |  | 2013-12-03 | Massachusetts Electric Company | MA | 027 | WMA | WCMA |  | 0.094 | 0 | 0 | 0
43752 | EXTRA SPACE-01607PV91.2NM |  | NO RESOURCE (1) | PV | SUN |  | 2013-12-03 | Massachusetts Electric Company | MA | 027 | CMA/NEMA | WCMA |  | 0.091 | 0 | 0 | 0
43762 | FORBES STREET 1-02914PV3000DG | 38842 | DGSC PV3000_Forbes St Landfill_East Providence | PV | SUN |  | 2013-12-10 | The Narragansett Electric Company | RI | 007 | RI | RI |  | 3 | 0 | 0 | 1.383
43766 | EXTRA SPACE-02149PV237NM |  | NO RESOURCE (1) | PV | SUN |  | 2013-12-11 | Massachusetts Electric Company | MA | 017 | BOSTON | NEMA |  | 0.237 | 0 | 0 | 0
43840 | SOLVENTERRA-01069PV1000NM |  | NO RESOURCE (1) | PV | SUN |  | 2014-01-02 | Massachusetts Electric Company | MA | 013 | WMA | WCMA |  | 1 | 0 | 0 | 0.499
43841 | FLAIR ONE-01507PV950NM | 41141 | MA_305_0.95 PV_0 BAY-PATH RD_CHARLTON | PV | SUN |  | 2014-01-02 | Massachusetts Electric Company | MA | 027 | WMA | WCMA |  | 0.95 | 0 | 0 | 0.389
43842 | FORRESTALL-01507PV950NM | 41143 | MA_306_0.95 PV_0 BAY-PATH RD_CHARLTON | PV | SUN |  | 2014-01-02 | Massachusetts Electric Company | MA | 027 | WMA | WCMA |  | 0.95 | 0 | 0 | 0.358
43869 | FRPV WEST-02720PV1000NM |  | NO RESOURCE (1) | PV | SUN |  | 2014-01-07 | Massachusetts Electric Company | MA | 005 | SEMA | SEMA |  | 1 | 0 | 0 | 0.527
43870 | FRPV EAST-02720PV1000NM |  | NO RESOURCE (1) | PV | SUN |  | 2014-01-09 | Massachusetts Electric Company | MA | 005 | SEMA | SEMA |  | 1 | 0 | 0 | 0.53
43871 | SYNAGRO-02895CHP2000QF |  | NO RESOURCE (1) | ST | NG |  | 2014-01-07 | The Narragansett Electric Company | RI | 007 | RI | RI |  | 2 | 0 | 0 | 0
43874 | MASS MOCA1-01247PV225NM |  | NO RESOURCE (1) | PV | SUN |  | 2014-01-09 | Massachusetts Electric Company | MA | 003 | WMA | WCMA |  | 0.225 | 0 | 0 | 0
43875 | CUMMINGS PROP-01915PV230NM |  | NO RESOURCE (1) | PV | SUN |  | 2014-01-09 | Massachusetts Electric Company | MA | 009 | BOSTON | NEMA |  | 0.23 | 0 | 0 | 0
43876 | KENNEDY CARPET-02189PV95NM |  | NO RESOURCE (1) | PV | SUN |  | 2014-01-13 | Massachusetts Electric Company | MA | 021 | SEMA | SEMA |  | 0.095 | 0 | 0 | 0
43878 | MCI WORLD COMM-01821PV1000NM |  | NO RESOURCE (1) | PV | SUN |  | 2014-01-14 | Massachusetts Electric Company | MA | 017 | CMA/NEMA | WCMA |  | 1 | 0 | 0 | 0
43884 | MASS MOCA3 01247PV177NM |  | NO RESOURCE (1) | PV | SUN |  | 2014-01-16 | Massachusetts Electric Company | MA | 003 | WMA | WCMA |  | 0.177 | 0 | 0 | 0.049
43885 | NM-HP HOOD AND SONS | 38575 | Agawam Solar | PV | SUN |  | 2014-02-01 | NSTAR Electric Company | MA | 013 | WMA | WCMA |  | 1.5 | 0 | 0 | 0.712
43886 | NM-FRANKLIN COUNTY SHERIFF | 38576 | Whately | PV | SUN |  | 2014-02-01 | NSTAR Electric Company | MA | 011 | WMA | WCMA |  | 1.5 | 0 | 0 | 0.701
43887 | NM-TOWN OF AGAWAM SOLAR | 38574 | Route 57 | PV | SUN |  | 2014-02-01 | NSTAR Electric Company | MA | 013 | WMA | WCMA |  | 1.5 | 0 | 0 | 0.776
43892 | SYNCARPHA SOLAR-01740PV4950NM | 41356 | MA_297_4.95 PV_125 STILL-RIVER RD_BOLTON | PV | SUN |  | 2014-01-24 | Massachusetts Electric Company | MA | 027 | CMA/NEMA | WCMA |  | 4.95 | 0 | 0 | 2.306
43893 | HUBBARDSTON-01452PV2000NM | 38815 | Hubbardston PV | PV | SUN |  | 2014-01-28 | Massachusetts Electric Company | MA | 027 | WMA | WCMA |  | 2 | 0 | 0 | 1.113
43903 | SUNGEN-02720PV2850NM | 38551 | Fasll River - Innovation | PV | SUN |  | 2014-01-29 | Massachusetts Electric Company | MA | 005 | SEMA | SEMA |  | 2.85 | 0 | 0 | 1.606
43904 | CITY OF METHUEN-01523PV3000NM | 41160 | MA_296_3 PV_267 BROCKELMAN RD_LANCASTER | PV | SUN |  | 2014-01-29 | Massachusetts Electric Company | MA | 027 | CMA/NEMA | WCMA |  | 3 | 0 | 0 | 1.684
43907 | PALMER SOLAR-01069PV2000NM | 41320 | MA_399_2 PV_105 NORTH ST_PALMER | PV | SUN |  | 2014-02-04 | Massachusetts Electric Company | MA | 013 | WMA | WCMA |  | 2 | 0 | 0 | 1.016
43908 | NEXTSUN ENERGY-02370PV2000NM | 41319 | MA_365_2 PV_880 BEECH ST_ROCKLAND | PV | SUN |  | 2014-02-04 | Massachusetts Electric Company | MA | 023 | SEMA | SEMA |  | 2 | 0 | 0 | 0.263
43915 | CITIZENS-02769PV2000NM | 38579 | Rehoboth | PV | SUN |  | 2014-02-07 | Massachusetts Electric Company | MA | 005 | RI | SEMA |  | 2 | 0 | 0 | 1.108
43916 | TOWN OF ADAMS-01220PV1000NM | 41330 | MA_414_1 PV_300 EAST RD_ADAMS | PV | SUN |  | 2014-02-07 | Massachusetts Electric Company | MA | 003 | WMA | WCMA |  | 1 | 0 | 0 | 0.377
43917 | CHEER PACK-02397PV1750NM |  | NO RESOURCE (1) | PV | SUN |  | 2014-02-10 | Massachusetts Electric Company | MA | 023 | SEMA | SEMA |  | 1.75 | 0 | 0 | 0
43918 | CITY OF LOWELL-01851PV1333NM | 41387 | MA_427_1.31101 PV_1020 WESTFORD ST_LOWELL | PV | SUN |  | 2014-02-10 | Massachusetts Electric Company | MA | 017 | CMA/NEMA | WCMA |  | 1.333 | 0 | 0 | 0.358
43919 | SOLVENTERRA 1-01535PV1000NM | 41217 | MA_334_1 PV_12A ORCHARD RD_N BROOKFIELD | PV | SUN |  | 2014-02-10 | Massachusetts Electric Company | MA | 027 | WMA | WCMA |  | 1 | 0 | 0 | 0.576
43920 | SOLVENTERRA 2-01535PV1000NM | 41043 | MA_335_1 PV_12 ORCHARD RD_N BROOKFIELD | PV | SUN |  | 2014-02-14 | Massachusetts Electric Company | MA | 027 | WMA | WCMA |  | 1 | 0 | 0 | 0.57
43921 | COXCOM-02893PV135DG |  | NO RESOURCE (1) | PV | SUN |  | 2014-02-11 | The Narragansett Electric Company | RI | 003 | RI | RI |  | 0.135 | 0 | 0 | 0.079
43922 | SOLVENTERRA 4-01083PV1000NM | 41340 | MA_393_1 PV_414 LITTLE-REST RD_WARREN | PV | SUN |  | 2014-02-12 | Massachusetts Electric Company | MA | 027 | WMA | WCMA |  | 1 | 0 | 0 | 0.613
43923 | PLYMOUTH PUBLIC SCHOOLS-#2062 |  | NO RESOURCE (1) | PV | SUN |  | 2014-02-13 | NSTAR Electric Company | MA | 023 | SEMA | SEMA |  | 4 | 0 | 0 | 2.339
43924 | TOWN OF DARTMOUTH #1777 |  | NO RESOURCE (1) | PV | SUN |  | 2014-02-13 | NSTAR Electric Company | MA | 005 | SEMA | SEMA |  | 1.25 | 0 | 0 | 0.579
43927 | SOUTHERN SKY-CARVER #1 (1997) |  | NO RESOURCE (1) | PV | SUN |  | 2014-02-13 | NSTAR Electric Company | MA | 023 | SEMA | SEMA |  | 1 | 0 | 0 | 0.5
43928 | SOUTHERN SKY-CARVER #2 (1998) |  | NO RESOURCE (1) | PV | SUN |  | 2014-02-13 | NSTAR Electric Company | MA | 023 | SEMA | SEMA |  | 1 | 0 | 0 | 0.512
43929 | SOUTHERN SKY-CARVER #4 (2000) |  | NO RESOURCE (1) | PV | SUN |  | 2014-02-13 | NSTAR Electric Company | MA | 023 | SEMA | SEMA |  | 1 | 0 | 0 | 0.5
43930 | SOUTHERN SKY-CARVER #5 (2001) |  | NO RESOURCE (1) | PV | SUN |  | 2014-02-13 | NSTAR Electric Company | MA | 023 | SEMA | SEMA |  | 1 | 0 | 0 | 0.522
43932 | SOUTHERN SKY-CARVER #3 (1999) |  | NO RESOURCE (1) | PV | SUN |  | 2014-02-13 | NSTAR Electric Company | MA | 023 | SEMA | SEMA |  | 1 | 0 | 0 | 0.509
43936 | SOLVENTERRA 1-01083PV1000NM | 41420 | MA_389_1 PV_547-A LITTLE-REST RD_WARREN | PV | SUN |  | 2014-02-12 | Massachusetts Electric Company | MA | 027 | WMA | WCMA |  | 1 | 0 | 0 | 0.55
43937 | SOLVENTERRA 2-01083PV1000NM | 41409 | MA_388_1 PV_547-B LITTLE-REST RD_WARREN | PV | SUN |  | 2014-02-12 | Massachusetts Electric Company | MA | 027 | WMA | WCMA |  | 1 | 0 | 0 | 0.573
43938 | SOLVENTERRA 3-01083PV1000NM | 41430 | MA_387_1 PV_547 LITTLE-REST RD_WARREN | PV | SUN |  | 2014-02-12 | Massachusetts Electric Company | MA | 027 | WMA | WCMA |  | 1 | 0 | 0 | 0.447
43948 | SUNGEN 1-01810PV950NM | 38532 | Leominster- South St. | PV | SUN |  | 2014-03-03 | Massachusetts Electric Company | MA | 017 | BOSTON | NEMA |  | 0.95 | 0 | 0 | 0.446
43949 | SUNGEN 2-01810PV950NM | 38532 | Leominster- South St. | PV | SUN |  | 2014-03-03 | Massachusetts Electric Company | MA | 017 | BOSTON | NEMA |  | 0.95 | 0 | 0 | 0.398
43950 | SUNGEN 3-01810PV950NM | 38532 | Leominster- South St. | PV | SUN |  | 2014-03-03 | Massachusetts Electric Company | MA | 017 | BOSTON | NEMA |  | 0.95 | 0 | 0 | 0.474
43951 | SUNGEN-02720PV950NM | 38548 | Fall River- Commerce | PV | SUN |  | 2014-03-05 | Massachusetts Electric Company | MA | 005 | SEMA | SEMA |  | 0.95 | 0 | 0 | 0.498
43952 | KEARSARGE SOLAR-02038PV3000NM | 38562 | Franklin 1 | PV | SUN |  | 2014-03-05 | Massachusetts Electric Company | MA | 013 | RI | SEMA |  | 3 | 0 | 0 | 0.885
43953 | KEARSARGE SOLAR-02038PV4000NM | 38565 | Franklin 2 | PV | SUN |  | 2014-03-05 | Massachusetts Electric Company | MA | 013 | RI | SEMA |  | 4 | 0 | 0 | 1.569
43954 | NM-LUDLOW LANDFILL |  | NO RESOURCE (1) | PV | SUN |  | 2014-03-04 | NSTAR Electric Company | MA | 013 | WMA | WCMA |  | 2 | 0 | 0 | 0.981
43955 | CITY OF METHUEN-01844PV1000NM | 41295 | MA_436_1 PV_0 KENSINGTON AV_METHUEN | PV | SUN |  | 2014-03-07 | Massachusetts Electric Company | MA | 009 | BOSTON | NEMA |  | 1 | 0 | 0 | 0.457
43956 | MILLWORK-02920PV495NM |  | NO RESOURCE (1) | PV | SUN |  | 2014-03-07 | The Narragansett Electric Company | RI | 007 | RI | RI |  | 0.495 | 0 | 0 | 0.034
43991 | PROFETTY-02379PV300NM | 41328 | MA_375_0.3 PV_454 S MAIN ST_W BRIDGEWATER | PV | SUN |  | 2014-03-19 | Massachusetts Electric Company | MA | 023 | SEMA | SEMA |  | 0.3 | 0 | 0 | 0.145
43992 | CITY OF WORCESTER-01603PV135NM |  | NO RESOURCE (1) | PV | SUN |  | 2014-03-19 | Massachusetts Electric Company | MA | 027 | WMA | WCMA |  | 0.466 | 0 | 0 | 0
43993 | CITY OF MELROSE-02176PV260NM | 41393 | MA_441_0.26 PV_360 LYNN-FELLS PK_MELROSE | PV | SUN |  | 2014-03-19 | Massachusetts Electric Company | MA | 017 | BOSTON | NEMA |  | 0.26 | 0 | 0 | 0.119
43995 | NORMANDY GATOR-01752PV100NM |  | NO RESOURCE (1) | PV | SUN |  | 2014-03-21 | Massachusetts Electric Company | MA | 005 | CMA/NEMA | WCMA |  | 0.1 | 0 | 0 | 0
44003 | ALTUS-02907PV1225DG | 38858 | DGSC PV1225_100 Dupont Dr_Providence | PV | SUN |  | 2014-03-25 | The Narragansett Electric Company | RI | 007 | RI | RI |  | 1.225 | 0 | 0 | 0.617
44004 | ALTUS-02907PV300DG | 38861 | DGSC PV225_225 Dupont Dr_Providence | PV | SUN |  | 2014-03-25 | The Narragansett Electric Company | RI | 007 | RI | RI |  | 0.3 | 0 | 0 | 0.131
44005 | ALTUS 1-02864PV450DG | 38860 | DGSC PV450_0 Martin St_Cubmerland | PV | SUN |  | 2014-03-27 | The Narragansett Electric Company | RI | 007 | RI | RI |  | 0.45 | 0 | 0 | 0.217
44006 | ALTUS 2-02864PV450DG | 38862 | DGSC PV450_35 Martin St_Cumberland | PV | SUN |  | 2014-03-27 | The Narragansett Electric Company | RI | 007 | RI | RI |  | 0.45 | 0 | 0 | 0.216
44007 | MILLBURY SOLAR-01527PV3000NM | 38534 | Millbury Solar | PV | SUN |  | 2014-03-25 | Massachusetts Electric Company | MA | 027 | CMA/NEMA | WCMA |  | 3 | 0 | 0 | 0
44008 | PWRR-01610PV130NM |  | NO RESOURCE (1) | PV | SUN |  | 2014-03-27 | Massachusetts Electric Company | MA | 027 | WMA | WCMA |  | 0.13 | 0 | 0 | 0
44010 | GOLDEN-02920PV300DG | 38867 | DGSC PV300_45 Sharp Dr_Cranston | PV | SUN |  | 2014-03-31 | The Narragansett Electric Company | RI | 007 | RI | RI |  | 0.3 | 0 | 0 | 0.08
44011 | ENDICOTT-01915PV800NM |  | NO RESOURCE (1) | PV | SUN |  | 2014-03-31 | Massachusetts Electric Company | MA | 009 | BOSTON | NEMA |  | 0.8 | 0 | 0 | 0
44023 | WRTA-01608PV75QF |  | NO RESOURCE (1) | PV | SUN |  | 2014-04-04 | Massachusetts Electric Company | MA | 027 | WMA | WCMA |  | 0.075 | 0 | 0 | 0
44026 | STONEHILL-02356PV84NM |  | NO RESOURCE (1) | PV | SUN |  | 2014-04-08 | Massachusetts Electric Company | MA | 005 | SEMA | SEMA |  | 0.084 | 0 | 0 | 0
44027 | SCITUTATE TENNIS-02066PV281NM |  | NO RESOURCE (1) | PV | SUN |  | 2014-04-08 | Massachusetts Electric Company | MA | 023 | SEMA | SEMA |  | 0.281 | 0 | 0 | 0
44028 | TEAMWORK LABOR-02375PV75NM |  | NO RESOURCE (1) | PV | SUN |  | 2014-04-08 | Massachusetts Electric Company | MA | 005 | SEMA | SEMA |  | 0.075 | 0 | 0 | 0
44029 | C&R TIRE-01606PV81NM |  | NO RESOURCE (1) | PV | SUN |  | 2014-04-10 | Massachusetts Electric Company | MA | 027 | CMA/NEMA | WCMA |  | 0.081 | 0 | 0 | 0
44030 | WARREN PV | 38500 | Mass Solar | PV | SUN |  | 2014-05-30 | Mass Solar 1, LLC | MA | 027 | WMA | WCMA |  | 14 | 0 | 0 | 7.517
44035 | TOWER SOLAR-02723PV485NM |  | NO RESOURCE (1) | PV | SUN |  | 2014-04-14 | Massachusetts Electric Company | MA | 005 | SEMA | SEMA |  | 0.485 | 0 | 0 | 0
46206 | ENERGY STREAM HYDRO | 806 | MECHANICSVILLE | HDP | WAT |  | 2014-05-01 | Sterling Municipal Electric Light Department | CT | 015 | CT | CT |  | 0.12 | 0.089 | 0.089 | 0.047
46210 | NEXAMP-01475PV1900NM | 41145 | MA_337_1.9 PV_800 SPRING ST_WINCHENDON | PV | SUN |  | 2014-04-17 | Massachusetts Electric Company | MA | 027 | WMA | WCMA |  | 1.9 | 0 | 0 | 0.986
46211 | GIGUERE-01524PV75NM |  | NO RESOURCE (1) | PV | SUN |  | 2014-04-17 | Massachusetts Electric Company | MA | 027 | WMA | WCMA |  | 0.075 | 0 | 0 | 0
46212 | BODWELL REALTY-02322PV75NM |  | NO RESOURCE (1) | PV | SUN |  | 2014-04-17 | Massachusetts Electric Company | MA | 021 | SEMA | SEMA |  | 0.075 | 0 | 0 | 0
46213 | PINGREE SCHOOL-01982PV85NM |  | NO RESOURCE (1) | PV | SUN |  | 2014-04-21 | Massachusetts Electric Company | MA | 009 | BOSTON | NEMA |  | 0.085 | 0 | 0 | 0
46220 | BERKELEY-01844PV2000NM | 41389 | MA_435_1.8 PV_100 DANTON DR_METHUEN | PV | SUN |  | 2014-04-24 | Massachusetts Electric Company | MA | 009 | BOSTON | NEMA |  | 2 | 0 | 0 | 0.897
46221 | JP SULLIVAN-01432PV90NM |  | NO RESOURCE (1) | PV | SUN |  | 2014-04-24 | Massachusetts Electric Company | MA | 017 | CMA/NEMA | WCMA |  | 0.09 | 0 | 0 | 0
46267 | COTTAGE STREET SOLAR FACILITY | 38440 | Cottage St PV | PV | SUN |  | 2014-05-05 | NSTAR Electric Company | MA | 019 | WMA | WCMA |  | 3.894 | 0 | 0 | 1.349
46268 | OLD TIME SPORTS-01952PV150NM |  | NO RESOURCE (1) | PV | SUN |  | 2014-05-08 | Massachusetts Electric Company | MA | 009 | BOSTON | NEMA |  | 0.15 | 0 | 0 | 0
46294 | LAWRENCE 1-01840PV100NM |  | NO RESOURCE (1) | PV | SUN |  | 2014-05-12 | Massachusetts Electric Company | MA | 009 | CMA/NEMA | WCMA |  | 0.1 | 0 | 0 | 0.041
46295 | LAWRENCE 2-01840PV100NM |  | NO RESOURCE (1) | PV | SUN |  | 2014-05-12 | Massachusetts Electric Company | MA | 009 | CMA/NEMA | WCMA |  | 0.1 | 0 | 0 | 0.039
46479 | CANTON_MIDDLE_SCHOOL_2013 |  | NO RESOURCE (1) | PV | SUN |  | 2014-05-23 | NSTAR Electric Company | MA | 021 | SEMA | SEMA |  | 0.225 | 0 | 0 | 0.119
46480 | CEDAR_SOLAR1_2411 |  | NO RESOURCE (1) | PV | SUN |  | 2014-05-23 | NSTAR Electric Company | MA | 025 | BOSTON | NEMA |  | 0.085 | 0 | 0 | 0.036
46481 | TOWN_OF_MARSHFIELD_1865 |  | NO RESOURCE (1) | PV | SUN |  | 2014-05-23 | NSTAR Electric Company | MA | 023 | SEMA | SEMA |  | 3 | 0 | 0 | 1.707
46482 | NEWBEDFORD_DPI_1843_1844 |  | NO RESOURCE (1) | PV | SUN |  | 2014-05-23 | NSTAR Electric Company | MA | 005 | SEMA | SEMA |  | 3.5 | 0 | 0 | 1.857
46483 | MILFORD INDUSTRIAL-0175PV82NM |  | NO RESOURCE (1) | PV | SUN |  | 2014-05-27 | Massachusetts Electric Company | MA | 009 | RI | SEMA |  | 0.082 | 0 | 0 | 0.032
46485 | NPP DEVELOPMENT-02035PV75NM |  | NO RESOURCE (1) | PV | SUN |  | 2014-05-27 | Massachusetts Electric Company | MA | 021 | RI | SEMA |  | 0.075 | 0 | 0 | 0
46486 | WB HUNT-02176PV75NM |  | NO RESOURCE (1) | PV | SUN |  | 2014-06-02 | Massachusetts Electric Company | MA | 017 | BOSTON | NEMA |  | 0.075 | 0 | 0 | 0
46487 | CIDER HILL-01913PV78NM |  | NO RESOURCE (1) | PV | SUN |  | 2014-06-02 | Massachusetts Electric Company | MA | 009 | BOSTON | NEMA |  | 0.078 | 0 | 0 | 0
46537 | CUMMINGS-0191PV82NM |  | NO RESOURCE (1) | PV | SUN |  | 2014-06-02 | Massachusetts Electric Company | MA | 009 | BOSTON | NEMA |  | 0.082 | 0 | 0 | 0
46538 | SILVIA-02720PV75NM |  | NO RESOURCE (1) | PV | SUN |  | 2014-06-04 | Massachusetts Electric Company | MA | 005 | SEMA | SEMA |  | 0.075 | 0 | 0 | 0
46539 | BCC SEA QALIBC-01854PV66NM |  | NO RESOURCE (1) | PV | SUN |  | 2014-06-04 | Massachusetts Electric Company | MA | 017 | CMA/NEMA | WCMA |  | 0.066 | 0 | 0 | 0.029
46540 | NPP DEVELOPMENT-02035PV62NM |  | NO RESOURCE (1) | PV | SUN |  | 2014-06-04 | Massachusetts Electric Company | MA | 021 | RI | SEMA |  | 0.062 | 0 | 0 | 0.015
46541 | TEKNOR APEX-02703PV75NM |  | NO RESOURCE (1) | PV | SUN |  | 2014-06-11 | Massachusetts Electric Company | MA | 023 | RI | SEMA |  | 0.075 | 0 | 0 | 0
46564 | EPG SOLAR-01005PV2000NM | 38944 | Barre I | PV | SUN |  | 2014-06-25 | Massachusetts Electric Company | MA | 027 | WMA | WCMA |  | 2 | 0 | 0 | 0.837
46565 | CABOT BEVERLY-01915PV2000NM | 41421 | MA_424_2 PV_3 CAILIN RD_BEVERLY | PV | SUN |  | 2014-06-25 | Massachusetts Electric Company | MA | 009 | BOSTON | NEMA |  | 2 | 0 | 0 | 1.02
46566 | PRECISE PACKAGING-02720PV250NM | 41365 | MA_345_0.25 PV_1140 AIRPORT RD_FALL RIVER | PV | SUN |  | 2014-07-01 | Massachusetts Electric Company | MA | 005 | SEMA | SEMA |  | 0.25 | 0 | 0 | 0.069
46567 | NORTH BROOKFIELD-01535PV3000NM | 41354 | MA_333_3 PV_38 MADBROOK RD_N BROOKFIELD | PV | SUN |  | 2014-07-01 | Massachusetts Electric Company | MA | 027 | WMA | WCMA |  | 3 | 0 | 0 | 1.516
46568 | GLC-MA SOLAR-01440PV1000NM | 38510 | City of Gardner - Mill St. | PV | SUN |  | 2014-07-01 | Massachusetts Electric Company | MA | 027 | WMA | WCMA |  | 1 | 0 | 0 | 0.38
46569 | NUGEN NCMC (PV) |  | NO RESOURCE (1) | PV | SUN |  | 2014-07-01 | Fitchburg Gas & Electric Light Company | MA | 027 | WMA | WCMA |  | 1 | 0 | 0 | 0.46
46570 | NUGEN LUN (PV) |  | NO RESOURCE (1) | PV | SUN |  | 2014-07-01 | Fitchburg Gas & Electric Light Company | MA | 027 | WMA | WCMA |  | 2.5 | 0 | 0 | 1.364
46607 | HARVARD SOLAR-01451PV460NM | 41272 | MA_291_0.26 PV_297 AYER RD_HARVARD | PV | SUN |  | 2014-07-10 | Massachusetts Electric Company | MA | 027 | CMA/NEMA | WCMA |  | 0.46 | 0 | 0 | 0.222
46636 | GOOSE RIVER HYDRO, INC. |  | NO RESOURCE (1) | HDR | WAT |  | 2014-08-01 | Goose River Hydro, Inc. | ME | 027 | ME | ME |  | 0.375 | 0 | 0 | 0
46641 | 205 STURBRIDGE-01010PV3000NM | 41476 | MA_394_2 PV_205 STURBRIDGE RD_BRIMFIELD | PV | SUN |  | 2014-08-05 | Massachusetts Electric Company | MA | 013 | WMA | WCMA |  | 3 | 0 | 0 | 0.963
46643 | EPG SOLAR-01005PV1500NM | 38970 | Barre II | PV | SUN |  | 2014-08-05 | Massachusetts Electric Company | MA | 027 | WMA | WCMA |  | 1.5 | 0 | 0 | 0.815
46644 | UGT RENEW ENERGY-01540PV2750NM | 41360 | MA_304_2.75 PV_51 FEDERAL-HILL RD_OXFORD | PV | SUN |  | 2014-08-07 | Massachusetts Electric Company | MA | 027 | WMA | WCMA |  | 2.75 | 0 | 0 | 1.528
46645 | NEXAMP CAPITAL-01007PV1300NM | 38381 | Belchertown SEd | PV | SUN |  | 2014-08-05 | Massachusetts Electric Company | MA | 015 | WMA | WCMA |  | 1.3 | 0 | 0 | 0.612
46646 | SOLTAS ENERGY-01010PV2000NM | 41237 | MA_395_2 PV_201 Sturbridge Road_Brimfield | PV | SUN |  | 2014-08-07 | Massachusetts Electric Company | MA | 013 | WMA | WCMA |  | 2 | 0 | 0 | 1.775
46647 | BLUEWAVE CAPITAL-02769PV1000NM |  | NO RESOURCE (1) | PV | SUN |  | 2014-08-07 | Massachusetts Electric Company | MA | 005 | RI | SEMA |  | 1 | 0 | 0 | 0.406
46653 | WESTBORO SOLAR-01581PV1820NM | 41367 | MA_348_1.82 PV_120 South Street_WESTBOROUGH | PV | SUN |  | 2014-08-15 | Massachusetts Electric Company | MA | 027 | CMA/NEMA | WCMA |  | 1.82 | 0 | 0 | 0.682
46657 | INDIAN HILL-01069PV1000NM | 41383 | MA_396_1 PV_203 STATE ST_PALMER | PV | SUN |  | 2014-08-20 | Massachusetts Electric Company | MA | 013 | WMA | WCMA |  | 1 | 0 | 0 | 0.553
46659 | BROWN SOLAR-01069PV1000NM | 41385 | MA_398_1 PV_203 STATE ST_PALMER | PV | SUN |  | 2014-08-20 | Massachusetts Electric Company | MA | 013 | WMA | WCMA |  | 1 | 0 | 0 | 0.55
46660 | STATE SOLAR-01069PV1000NM | 41384 | MA_397_1 PV_203 STATE ST_PALMER | PV | SUN |  | 2014-08-20 | Massachusetts Electric Company | MA | 013 | WMA | WCMA |  | 1 | 0 | 0 | 0.55
46662 | DISTRIBUTOR CORP-02148PV300NM |  | NO RESOURCE (1) | PV | SUN |  | 2014-09-03 | Massachusetts Electric Company | MA | 017 | BOSTON | NEMA |  | 0.3 | 0 | 0 | 0
46664 | NEXAMP CAPITAL-01543PV4999NM | 38380 | Treasure Valley- SE | PV | SUN |  | 2014-09-03 | Massachusetts Electric Company | MA | 027 | WMA | WCMA |  | 4.999 | 0 | 0 | 2.415
46665 | SX INDUSTRIES-02072PV170NM |  | NO RESOURCE (1) | PV | SUN |  | 2014-09-05 | Massachusetts Electric Company | MA | 021 | SEMA | SEMA |  | 0.17 | 0 | 0 | 0
46666 | CUMMINGS-01915PV224NM |  | NO RESOURCE (1) | PV | SUN |  | 2014-09-05 | Massachusetts Electric Company | MA | 009 | BOSTON | NEMA |  | 0.224 | 0 | 0 | 0
46667 | E NAZARENE-02170PV85NM |  | NO RESOURCE (1) | PV | SUN |  | 2014-09-05 | Massachusetts Electric Company | MA | 021 | SEMA | SEMA |  | 0.085 | 0 | 0 | 0
46691 | CORNERSTONE-01057PV3000NM |  | NO RESOURCE (1) | PV | SUN |  | 2014-09-12 | Massachusetts Electric Company | MA | 013 | WMA | WCMA |  | 3 | 0 | 0 | 1.571
46717 | EAST BAY-02915PV70NM |  | NO RESOURCE (1) | PV | SUN |  | 2014-09-19 | The Narragansett Electric Company | RI | 007 | RI | RI |  | 0.07 | 0 | 0 | 0
46718 | EXTRA SPACE-02151PV144.3NM |  | NO RESOURCE (1) | PV | SUN |  | 2014-09-19 | Massachusetts Electric Company | MA | 025 | BOSTON | NEMA |  | 0.144 | 0 | 0 | 0
46719 | STONEHILL COLL-02356PV2225QF |  | NO RESOURCE (1) | PV | SUN |  | 2014-09-19 | Massachusetts Electric Company | MA | 005 | SEMA | SEMA |  | 4.391 | 0 | 0 | 0.187
46721 | ALL AMERICAN-02852PV250DG | 38864 | DGSC PV250_65 All American Way_North Kingstown | PV | SUN |  | 2014-09-24 | The Narragansett Electric Company | RI | 009 | RI | RI |  | 0.25 | 0 | 0 | 0.143
46731 | BILLERICA-01821PV4999NM | 38567 | Billerica | PV | SUN |  | 2014-09-26 | Massachusetts Electric Company | MA | 017 | CMA/NEMA | WCMA |  | 4.999 | 0 | 0 | 2.305
46732 | PIONEER SOLAR-01453PV995NM |  | NO RESOURCE (1) | PV | SUN |  | 2014-09-26 | Massachusetts Electric Company | MA | 027 | WMA | WCMA |  | 0.995 | 0 | 0 | 0
46733 | TKS SOLAR-02301PV180NM |  | NO RESOURCE (1) | PV | SUN |  | 2014-09-26 | Massachusetts Electric Company | MA | 023 | SEMA | SEMA |  | 0.18 | 0 | 0 | 0.061
46911 | NEXTSUN ENERGY-02896PV850DG | 38865 | DGSC PV850_582 Great Rd_North Smithfield | PV | SUN |  | 2014-12-04 | The Narragansett Electric Company | RI | 007 | RI | RI |  | 0.85 | 0 | 0 | 0.48
46913 | WOONSOCKET-02895PV190DG |  | NO RESOURCE (1) | PV | SUN |  | 2014-12-10 | The Narragansett Electric Company | RI | 007 | RI | RI |  | 0.19 | 0 | 0 | 0.072
46914 | BILLERICA-01523PV2499NM | 41347 | MA_301_2 PV_0 SHIRLEY RD_LANCASTER | PV | SUN |  | 2014-12-15 | Massachusetts Electric Company | MA | 027 | CMA/NEMA | WCMA |  | 2.499 | 0 | 0 | 1.122
46915 | NEXAMP-01844PV2000NM | 41238 | MA_440_2 PV_48 Ayers Village Rd_METHUEN | PV | SUN |  | 2014-12-12 | Massachusetts Electric Company | MA | 009 | BOSTON | NEMA |  | 2 | 0 | 0 | 1.017
46917 | NEWPORT VINEYARDS-02882PV50DG |  | NO RESOURCE (1) | PV | SUN |  | 2014-12-15 | The Narragansett Electric Company | RI | 005 | SEMA | RI |  | 0.05 | 0 | 0 | 0.023
46918 | TOWN OF WESTFORD-01452PV2800NM | 38480 | Hubbardston SE | PV | SUN |  | 2014-12-17 | Massachusetts Electric Company | MA | 027 | CMA/NEMA | WCMA |  | 2.8 | 0 | 0 | 1.251
46924 | BILLERICA-01523PV2500NM | 41359 | MA_300_2.5 PV_0 SHIRLEY RD_LANCASTER | PV | SUN |  | 2014-12-15 | Massachusetts Electric Company | MA | 027 | CMA/NEMA | WCMA |  | 2.5 | 0 | 0 | 1.1
46925 | GLC-MA SOLAR-01440PV1980NM | 41182 | MA_338_2 PV_808 WEST ST_GARDNER | PV | SUN |  | 2014-12-17 | Massachusetts Electric Company | MA | 027 | CMA/NEMA | WCMA |  | 1.98 | 0 | 0 | 0.979
46926 | STILLWATER-02917PV56DG |  | NO RESOURCE (1) | PV | SUN |  | 2014-12-17 | The Narragansett Electric Company | RI | 007 | RI | RI |  | 0.056 | 0 | 0 | 0.021
46947 | AMERIPRIDE-01607PV225NM |  | NO RESOURCE (1) | PV | SUN |  | 2015-01-12 | Massachusetts Electric Company | MA | 027 | CMA/NEMA | WCMA |  | 0.225 | 0 | 0 | 0
46948 | MILFORD IND-01757PV170NM |  | NO RESOURCE (1) | PV | SUN |  | 2015-01-12 | Massachusetts Electric Company | MA | 027 | RI | SEMA |  | 0.17 | 0 | 0 | 0.091
46949 | NEW SALEM-01452PV675NM |  | NO RESOURCE (1) | PV | SUN |  | 2015-01-12 | Massachusetts Electric Company | MA | 027 | WMA | WCMA |  | 0.675 | 0 | 0 | 0.365
46951 | OAKFIELD WIND |  | NO RESOURCE (1) | WT | WND |  | 2015-10-29 | Evergreen Wind Power II, LLC | ME | 003 | BHE | ME | 57002 | 140.6 | 43.155 | 43.155 | 16.605
46952 | TOWN OF WENDELL-01876PV260NM |  | NO RESOURCE (1) | PV | SUN |  | 2015-01-16 | Massachusetts Electric Company | MA | 017 | CMA/NEMA | WCMA |  | 0.26 | 0 | 0 | 0.12
46953 | MACHINE INC-02072PV75NM |  | NO RESOURCE (1) | PV | SUN |  | 2015-01-16 | Massachusetts Electric Company | MA | 021 | SEMA | SEMA |  | 0.075 | 0 | 0 | 0
46954 | PROTECTOWIRE-02359PV70NM |  | NO RESOURCE (1) | PV | SUN |  | 2015-01-16 | Massachusetts Electric Company | MA | 023 | SEMA | SEMA |  | 0.07 | 0 | 0 | 0
46955 | MASS FISHERIES-01581PV251NM |  | NO RESOURCE (1) | PV | SUN |  | 2015-01-20 | Massachusetts Electric Company | MA | 027 | CMA/NEMA | WCMA |  | 0.251 | 0 | 0 | 0
46982 | GLOBAL LIQUORS-02720PV85NM |  | NO RESOURCE (1) | PV | SUN |  | 2015-01-28 | Massachusetts Electric Company | MA | 005 | SEMA | SEMA |  | 0.085 | 0 | 0 | 0
46984 | FIVEMILE RIVER1-01503PV750NM | 38533 | Home Depot - Berlin 1 | PV | SUN |  | 2015-01-29 | Massachusetts Electric Company | MA | 027 | CMA/NEMA | WCMA |  | 0.75 | 0 | 0 | 0.379
46985 | FIVEMILE RIVER2-01503PV750NM | 38555 | Berlin 2 | PV | SUN |  | 2015-01-29 | Massachusetts Electric Company | MA | 027 | CMA/NEMA | WCMA |  | 0.75 | 0 | 0 | 0.364
46986 | FIVEMILE RIVER3-01503PV750NM | 38556 | Berlin 3 | PV | SUN |  | 2015-01-29 | Massachusetts Electric Company | MA | 027 | CMA/NEMA | WCMA |  | 0.75 | 0 | 0 | 0.369
46987 | FIVEMILE RIVER4-01503PV750NM | 38559 | Berlin 4 | PV | SUN |  | 2015-01-29 | Massachusetts Electric Company | MA | 027 | CMA/NEMA | WCMA |  | 0.75 | 0 | 0 | 0.381
46992 | RIN LOGISTICS-02720PV1500NM |  | NO RESOURCE (1) | PV | SUN |  | 2015-02-02 | Massachusetts Electric Company | MA | 005 | SEMA | SEMA |  | 1.5 | 0 | 0 | 0.885
46993 | PARAGON HOLDINGS-01740PV995NM |  | NO RESOURCE (1) | PV | SUN |  | 2015-02-02 | Massachusetts Electric Company | MA | 027 | CMA/NEMA | WCMA |  | 0.995 | 0 | 0 | 0
46998 | STEERE ELECTRIC-02814PV72DG |  | NO RESOURCE (1) | PV | SUN |  | 2015-02-02 | The Narragansett Electric Company | RI | 007 | RI | RI |  | 0.072 | 0 | 0 | 0.039
47002 | ONE KENWOOD-02038PV266NM | 41151 | MA_355_0.266 PV_1 KENWOOD CI_FRANKLIN | PV | SUN |  | 2015-02-10 | Massachusetts Electric Company | MA | 021 | RI | SEMA |  | 0.266 | 0 | 0 | 0.124
47003 | S SHORE MILLWORK-02766PV648NM |  | NO RESOURCE (1) | PV | SUN |  | 2015-02-10 | Massachusetts Electric Company | MA | 005 | RI | SEMA |  | 0.648 | 0 | 0 | 0
47004 | IRON MOUNTAIN-01532PV760NM |  | NO RESOURCE (1) | PV | SUN |  | 2015-02-10 | Massachusetts Electric Company | MA | 027 | CMA/NEMA | WCMA |  | 0.76 | 0 | 0 | 0
47007 | FRANKLIN FORD-02038PV140NM |  | NO RESOURCE (1) | PV | SUN |  | 2015-02-12 | Massachusetts Electric Company | MA | 021 | RI | SEMA |  | 0.14 | 0 | 0 | 0
47008 | MCGEE TOYOTA-02339PV85NM |  | NO RESOURCE (1) | PV | SUN |  | 2015-02-12 | Massachusetts Electric Company | MA | 023 | RI | SEMA |  | 0.085 | 0 | 0 | 0
47020 | NEXAMP-02898PV499DG | 38869 | DGSC PV499_76 Silson Rd_Richmond | PV | SUN |  | 2015-02-19 | The Narragansett Electric Company | RI | 009 | RI | RI |  | 0.499 | 0 | 0 | 0.218
47032 | ABINGTON TARGET-02351PV418NM |  | NO RESOURCE (1) | PV | SUN |  | 2015-02-27 | Massachusetts Electric Company | MA | 023 | SEMA | SEMA |  | 0.418 | 0 | 0 | 0
47033 | HANOVER TARGET-02339PV441NM |  | NO RESOURCE (1) | PV | SUN |  | 2015-02-27 | Massachusetts Electric Company | MA | 023 | RI | SEMA |  | 0.441 | 0 | 0 | 0
47034 | MARLBORO TARGET-01752PV441NM |  | NO RESOURCE (1) | PV | SUN |  | 2015-02-27 | Massachusetts Electric Company | MA | 017 | CMA/NEMA | WCMA |  | 0.441 | 0 | 0 | 0
47035 | MILFORD TARGET-01757PV302NM |  | NO RESOURCE (1) | PV | SUN |  | 2015-03-02 | Massachusetts Electric Company | MA | 027 | RI | SEMA |  | 0.302 | 0 | 0 | 0
47036 | NORTHBORO WALMART-01532PV368NM |  | NO RESOURCE (1) | PV | SUN |  | 2015-03-02 | Massachusetts Electric Company | MA | 027 | CMA/NEMA | WCMA |  | 0.368 | 0 | 0 | 0
47037 | LYNN WALMART-01905PV232NM |  | NO RESOURCE (1) | PV | SUN |  | 2015-03-02 | Massachusetts Electric Company | MA | 009 | BOSTON | NEMA |  | 0.232 | 0 | 0 | 0
47060 | HANNAFORD FOOD-01535PV120NM |  | NO RESOURCE (1) | PV | SUN |  | 2015-03-18 | Massachusetts Electric Company | MA | 027 | WMA | WCMA |  | 0.12 | 0 | 0 | 0
47061 | WHITTIER FARMS-01590PV114NM |  | NO RESOURCE (1) | PV | SUN |  | 2015-03-18 | Massachusetts Electric Company | MA | 027 | CMA/NEMA | WCMA |  | 0.114 | 0 | 0 | 0.064
47063 | SWISS TURN-01540PV100NM |  | NO RESOURCE (1) | PV | SUN |  | 2015-03-20 | Massachusetts Electric Company | MA | 027 | WMA | WCMA |  | 0.1 | 0 | 0 | 0
47064 | 1ST CONGREGATION-02176PV90NM |  | NO RESOURCE (1) | PV | SUN |  | 2015-03-20 | Massachusetts Electric Company | MA | 017 | BOSTON | NEMA |  | 0.09 | 0 | 0 | 0
47092 | 3 VENUS WAY-02703PV750NM |  | NO RESOURCE (1) | PV | SUN |  | 2015-04-21 | Massachusetts Electric Company | MA | 005 | RI | SEMA |  | 0.75 | 0 | 0 | 0
47093 | SWANSEA MALL-02777PV499NM |  | NO RESOURCE (1) | PV | SUN |  | 2015-04-21 | Massachusetts Electric Company | MA | 005 | RI | SEMA |  | 0.499 | 0 | 0 | 0
47094 | MACY'S SAUGUS-01906PV278NM |  | NO RESOURCE (1) | PV | SUN |  | 2015-04-21 | Massachusetts Electric Company | MA | 009 | BOSTON | NEMA |  | 0.278 | 0 | 0 | 0
47095 | MILFORD IND PLAZA-01757PV170NM |  | NO RESOURCE (1) | PV | SUN |  | 2015-04-23 | Massachusetts Electric Company | MA | 027 | RI | SEMA |  | 0.17 | 0 | 0 | 0.092
47096 | JENIKE AND JO-01879PV150NM |  | NO RESOURCE (1) | PV | SUN |  | 2015-04-23 | Massachusetts Electric Company | MA | 017 | CMA/NEMA | WCMA |  | 0.15 | 0 | 0 | 0
47097 | PREFERRED FREEZER-02322PV990NM |  | NO RESOURCE (1) | PV | SUN |  | 2015-04-24 | Massachusetts Electric Company | MA | 021 | SEMA | SEMA |  | 0.99 | 0 | 0 | 0
47125 | BOW STREET HYDRO | 875 | RIVER BEND | HDR | WAT |  | 2015-05-01 | Massachusetts Municipal Wholesale Electric Company | NH | 013 | NH | NH |  | 0.236 | 0.189 | 0.189 | 0
47126 | CITY OF QUINCY-02171PV132NM |  | NO RESOURCE (1) | PV | SUN |  | 2015-04-29 | Massachusetts Electric Company | MA | 021 | SEMA | SEMA |  | 0.132 | 0 | 0 | 0
47127 | CITY OF QUINCY-02169PV144NM |  | NO RESOURCE (1) | PV | SUN |  | 2015-04-29 | Massachusetts Electric Company | MA | 021 | SEMA | SEMA |  | 0.144 | 0 | 0 | 0
47128 | CITY OF QUINCY-02170PV195NM |  | NO RESOURCE (1) | PV | SUN |  | 2015-04-29 | Massachusetts Electric Company | MA | 021 | SEMA | SEMA |  | 0.195 | 0 | 0 | 0
47129 | CITY OF QUINCY-02169PV129NM |  | NO RESOURCE (1) | PV | SUN |  | 2015-05-01 | Massachusetts Electric Company | MA | 021 | SEMA | SEMA |  | 0.129 | 0 | 0 | 0
47210 | LEICESTER ONE-01524PV4883NM | 41395 | MA_281_4.883 PV_370 Auburn St_LEICESTER | PV | SUN |  | 2015-05-21 | Massachusetts Electric Company | MA | 027 | WMA | WCMA |  | 4.883 | 0 | 0 | 2.345
47211 | SYNCARPHA-01453PV2000NM | 40664 | Syncarpha Massachusetts | PV | SUN |  | 2015-05-21 | Massachusetts Electric Company | MA | 027 | CMA/NEMA | WCMA |  | 2 | 0 | 0 | 1.083
47263 | WARILA-01523PV150NM |  | NO RESOURCE (1) | PV | SUN |  | 2015-06-15 | Massachusetts Electric Company | MA | 027 | CMA/NEMA | WCMA |  | 0.15 | 0 | 0 | 0
47264 | MERRIMACK REALITY-01830PV100NM |  | NO RESOURCE (1) | PV | SUN |  | 2015-06-15 | Massachusetts Electric Company | MA | 009 | BOSTON | NEMA |  | 0.1 | 0 | 0 | 0
47265 | LMP FRANKLIN-02038PV490NM |  | NO RESOURCE (1) | PV | SUN |  | 2015-06-15 | Massachusetts Electric Company | MA | 021 | RI | SEMA |  | 0.49 | 0 | 0 | 0.202
47266 | EAST COASTWELDING-01950PV100NM |  | NO RESOURCE (1) | PV | SUN |  | 2015-06-24 | Massachusetts Electric Company | MA | 009 | BOSTON | NEMA |  | 0.1 | 0 | 0 | 0
47267 | BLACKMARBLEMOTOR-02151PV241NM |  | NO RESOURCE (1) | PV | SUN |  | 2015-06-24 | Massachusetts Electric Company | MA | 025 | BOSTON | NEMA |  | 0.241 | 0 | 0 | 0
47281 | SWANSEA MALL-02777PV260QF |  | NO RESOURCE (1) | PV | SUN |  | 2015-06-19 | Massachusetts Electric Company | MA | 005 | RI | SEMA |  | 0.26 | 0 | 0 | 0.252
47282 | CITY OF QUINCY-02171PV225NM |  | NO RESOURCE (1) | PV | SUN |  | 2015-06-22 | Massachusetts Electric Company | MA | 021 | SEMA | SEMA |  | 0.225 | 0 | 0 | 0
47283 | NATIONAL MARKER-02896PV186NM |  | NO RESOURCE (1) | PV | SUN |  | 2015-06-22 | The Narragansett Electric Company | RI | 007 | RI | RI |  | 0.186 | 0 | 0 | 0
47284 | LARRY LUNDIN-02333PV180NM |  | NO RESOURCE (1) | PV | SUN |  | 2015-06-22 | Massachusetts Electric Company | MA | 023 | SEMA | SEMA |  | 0.18 | 0 | 0 | 0.058
47311 | PETERBOROUGH WWTF PV |  | NO RESOURCE (1) | PV | SUN |  | 2015-07-24 | Public Service Company of New Hampshire | NH | 011 | NH | NH |  | 0.75 | 0 | 0 | 0.315
47312 | SKATE 3-01879PV491NM |  | NO RESOURCE (1) | PV | SUN |  | 2015-07-15 | Massachusetts Electric Company | MA | 017 | CMA/NEMA | WCMA |  | 0.491 | 0 | 0 | 0
47313 | MACYS MARLBORO-01752PV371NM |  | NO RESOURCE (1) | PV | SUN |  | 2015-07-15 | Massachusetts Electric Company | MA | 017 | CMA/NEMA | WCMA |  | 0.371 | 0 | 0 | 0
47357 | JOHNSTON SOLAR-02919PV1375DG | 38868 | DGSC PV1375_101 Peck Hill Rd_Johnston | PV | SUN |  | 2015-07-21 | The Narragansett Electric Company | RI | 007 | RI | RI |  | 1.375 | 0 | 0 | 0.493
47364 | HA MA SOLAR-01222PV999NM | 41333 | MA_415_0.999 PV_76 E STAHL RD_ASHLEY FALLS | PV | SUN |  | 2015-07-22 | Massachusetts Electric Company | MA | 003 | WMA | WCMA |  | 0.999 | 0 | 0 | 0.542
47365 | WILLIAMS COLLEGE-01267PV414NM |  | NO RESOURCE (1) | PV | SUN |  | 2015-07-22 | Massachusetts Electric Company | MA | 003 | WMA | WCMA |  | 0.414 | 0 | 0 | 0
47366 | COMERFORD 1 | 380 | COMERFORD | HW | WAT |  | 1930-01-01 | Great River Hydro, LLC | NH | 009 | NH | NH | 2349 | 35.1 | 22.646 | 22.646 | 22.646
47367 | COMERFORD 2 | 380 | COMERFORD | HW | WAT |  | 1930-01-01 | Great River Hydro, LLC | NH | 009 | NH | NH | 2349 | 48.6 | 48.587 | 48.587 | 48.245
47368 | COMERFORD 3 | 380 | COMERFORD | HW | WAT |  | 1930-01-01 | Great River Hydro, LLC | NH | 009 | NH | NH | 2349 | 48.6 | 48.587 | 48.587 | 48.245
47369 | COMERFORD 4 | 380 | COMERFORD | HW | WAT |  | 1930-01-01 | Great River Hydro, LLC | NH | 009 | NH | NH | 2349 | 48.6 | 48.587 | 48.587 | 48.245
47370 | MOORE 1 | 496 | MOORE | HW | WAT |  | 1956-01-01 | Great River Hydro, LLC | NH | 009 | NH | NH | 2351 / 1-4 | 47.7 | 47.793 | 47.793 | 47.258
47371 | MOORE 2 | 496 | MOORE | HW | WAT |  | 1956-01-01 | Great River Hydro, LLC | NH | 009 | NH | NH | 2351 / 1-4 | 47.7 | 47.794 | 47.794 | 47.258
47372 | MOORE 3 | 496 | MOORE | HW | WAT |  | 1956-01-01 | Great River Hydro, LLC | NH | 009 | NH | NH | 2351 / 1-4 | 47.7 | 47.794 | 47.794 | 47.258
47373 | MOORE 4 | 496 | MOORE | HW | WAT |  | 1956-01-01 | Great River Hydro, LLC | NH | 009 | NH | NH | 2351 / 1-4 | 47.7 | 47.794 | 47.794 | 47.258
47374 | NEW BEDFORD RED AUTH #2283 | 38374 | Plymouth | PV | SUN |  | 2015-08-04 | NSTAR Electric Company | MA | 023 | SEMA | SEMA |  | 4.26 | 0 | 0 | 2.333
47377 | BLUEWAVE - MATTAPOISETT 2260 | 38531 | Mattapoisett 1 | PV | SUN |  | 2015-08-07 | NSTAR Electric Company | MA | 023 | SEMA | SEMA |  | 0.75 | 0 | 0 | 0.437
47378 | BLUEWAVE - MATTAPOISETT 2261 | 38530 | Mattapoisett 2 | PV | SUN |  | 2015-08-07 | NSTAR Electric Company | MA | 023 | SEMA | SEMA |  | 0.75 | 0 | 0 | 0.437
47379 | GARDNER WALMART-01440PV278NM |  | NO RESOURCE (1) | PV | SUN |  | 2015-08-11 | Massachusetts Electric Company | MA | 027 | CMA/NEMA | WCMA |  | 0.278 | 0 | 0 | 0
47390 | BUCKSPORT | 1288 | BUCKSPORT ENERGY 4 | GT | NG | DFO | 2001-01-01 | Bucksport Generation LLC | ME | 009 | BHE | ME |  | 282.744 | 172.831 | 172.831 | 164.666
47391 | CHELMSFORD DPW-01824PV335NM |  | NO RESOURCE (1) | PV | SUN |  | 2015-08-25 | Massachusetts Electric Company | MA | 017 | CMA/NEMA | WCMA |  | 0.335 | 0 | 0 | 0.146
47392 | MCCARTHY SCHOOL-01824PV300NM |  | NO RESOURCE (1) | PV | SUN |  | 2015-08-25 | Massachusetts Electric Company | MA | 017 | CMA/NEMA | WCMA |  | 0.3 | 0 | 0 | 0.104
47393 | HARRINGTON SCHOOL-01824PV295NM |  | NO RESOURCE (1) | PV | SUN |  | 2015-08-27 | Massachusetts Electric Company | MA | 017 | CMA/NEMA | WCMA |  | 0.295 | 0 | 0 | 0.127
47399 | NM-BWC ORIGINATION |  | NO RESOURCE (1) | PV | SUN |  | 2015-08-24 | NSTAR Electric Company | MA | 015 | WMA | WCMA |  | 0.833 | 0 | 0 | 0.402
47407 | NM-LYNN EDWARDS |  | NO RESOURCE (1) | PV | SUN |  | 2015-08-24 | NSTAR Electric Company | MA | 015 | WMA | WCMA |  | 0.095 | 0 | 0 | 0.038
47410 | CHELMSFORD HIGH-01824PV225NM |  | NO RESOURCE (1) | PV | SUN |  | 2015-08-27 | Massachusetts Electric Company | MA | 017 | CMA/NEMA | WCMA |  | 0.225 | 0 | 0 | 0.106
47411 | PARKER SCHOOL-01824PV225NM |  | NO RESOURCE (1) | PV | SUN |  | 2015-08-27 | Massachusetts Electric Company | MA | 017 | CMA/NEMA | WCMA |  | 0.225 | 0 | 0 | 0.088
47412 | BYAM SCHOOL-01824-PV225NM |  | NO RESOURCE (1) | PV | SUN |  | 2015-09-01 | Massachusetts Electric Company | MA | 017 | CMA/NEMA | WCMA |  | 0.225 | 0 | 0 | 0.074
47413 | SOUTH ROW SCHOOL-01824PV150NM |  | NO RESOURCE (1) | PV | SUN |  | 2015-09-01 | Massachusetts Electric Company | MA | 017 | CMA/NEMA | WCMA |  | 0.15 | 0 | 0 | 0
47414 | WESTLAND SCHOOL-01824PV100NM |  | NO RESOURCE (1) | PV | SUN |  | 2015-09-01 | Massachusetts Electric Company | MA | 017 | CMA/NEMA | WCMA |  | 0.1 | 0 | 0 | 0
47415 | CENTER SCHOOL-01824PV75NM |  | NO RESOURCE (1) | PV | SUN |  | 2015-09-03 | Massachusetts Electric Company | MA | 017 | CMA/NEMA | WCMA |  | 0.75 | 0 | 0 | 0
47419 | NM-TOWN OF WEST SPRINGFIELD | 40595 | Southwick | PV | SUN |  | 2015-08-24 | NSTAR Electric Company | MA | 013 | WMA | WCMA |  | 3.3 | 0 | 0 | 2.046
47420 | NM-TOWN OF LONGMEADOW |  | NO RESOURCE (1) | PV | SUN |  | 2015-08-24 | NSTAR Electric Company | MA | 013 | WMA | WCMA |  | 3.34 | 0 | 0 | 1.805
47421 | NM-TOWN OF ASHFIELD |  | NO RESOURCE (1) | PV | SUN |  | 2015-08-24 | NSTAR Electric Company | MA | 015 | WMA | WCMA |  | 2.5 | 0 | 0 | 1.244
47422 | NM-UMASS AMHERST |  | NO RESOURCE (1) | PV | SUN |  | 2015-08-24 | NSTAR Electric Company | MA | 011 | WMA | WCMA |  | 2 | 0 | 0 | 1.032
47423 | BRISTOLCOMMCOLL-02720PV2000NM |  | NO RESOURCE (1) | PV | SUN |  | 2015-08-25 | Massachusetts Electric Company | MA | 005 | SEMA | SEMA |  | 2 | 0 | 0 | 0
47424 | SUN EDISON - SUDBURY 2417 | 38378 | LSRHS | PV | SUN |  | 2015-09-01 | NSTAR Electric Company | MA | 017 | BOSTON | NEMA |  | 0.98 | 0 | 0 | 0.44
47443 | HA MA SOLAR-01036PV3500NM | 41419 | MA_421_3.5 PV_229 SOMERS RD_HAMPDEN | PV | SUN |  | 2015-09-23 | Massachusetts Electric Company | MA | 013 | WMA | WCMA |  | 3.5 | 0 | 0 | 1.865
47444 | SUN EDISON ORIG3-02769PV3334NM | 41352 | MA_340_3.334 PV_280 SUMMER ST_REHOBOTH | PV | SUN |  | 2015-09-23 | Massachusetts Electric Company | MA | 005 | RI | SEMA |  | 3.334 | 0 | 0 | 1.878
47445 | NORTH ADAMS-01247PV2250NM | 40698 | Syncarpha North Adams | PV | SUN |  | 2015-09-23 | Massachusetts Electric Company | MA | 003 | WMA | WCMA |  | 2.25 | 0 | 0 | 1.453
47446 | BWC 5 MILE RIVER-01519PV2000NM | 38560 | Grafton | PV | SUN |  | 2015-09-25 | Massachusetts Electric Company | MA | 027 | CMA/NEMA | WCMA |  | 2 | 0 | 0 | 0.855
47447 | BWC 5 MILE RIVER-01031PV1890NM | 41413 | MA_380_1.89 PV_262 LOWER RD_GILBERTVILLE | PV | SUN |  | 2015-09-25 | Massachusetts Electric Company | MA | 027 | WMA | WCMA |  | 1.89 | 0 | 0 | 0.809
47448 | BWC 5 MILE RIVER-01031PV1000NM | 41417 | MA_381_1 PV_262 LOWER RD_GILBERTVILLE | PV | SUN |  | 2015-09-25 | Massachusetts Electric Company | MA | 027 | WMA | WCMA |  | 1 | 0 | 0 | 0.496
47455 | BROCKTON WALMART-02301PV252QF |  | NO RESOURCE (1) | PV | SUN |  | 2015-09-28 | Massachusetts Electric Company | MA | 023 | SEMA | SEMA |  | 0.252 | 0 | 0 | 0
47477 | TOWN OF WAREHAM 2155 |  | NO RESOURCE (1) | PV | SUN |  | 2015-09-29 | NSTAR Electric Company | MA | 023 | SEMA | SEMA |  | 4.75 | 0 | 0 | 2.812
47484 | TOWN OF DARTMOUTH 1924 |  | NO RESOURCE (1) | PV | SUN |  | 2015-10-05 | NSTAR Electric Company | MA | 005 | SEMA | SEMA |  | 2.75 | 0 | 0 | 1.281
47485 | TOWN OF DARTMOUTH 1925 |  | NO RESOURCE (1) | PV | SUN |  | 2015-10-05 | NSTAR Electric Company | MA | 005 | SEMA | SEMA |  | 4 | 0 | 0 | 1.453
47486 | PLAINVILLE GAMING-02762PV615QF |  | NO RESOURCE (1) | PV | SUN |  | 2015-10-08 | Massachusetts Electric Company | MA | 021 | RI | SEMA |  | 0.615 | 0 | 0 | 0
47487 | N KINGSTOWN SOLAR-02852PV495DG | 38881 | DGSC PV495_1720 Davisville Rd_North Kingstown | PV | SUN |  | 2015-10-16 | The Narragansett Electric Company | RI | 009 | RI | RI |  | 0.495 | 0 | 0 | 0.203
47504 | CVEC EDGARTOWN - 1886 | 40765 | CVEC EDGARTOWN - 1886 | PV | SUN |  | 2015-10-29 | NSTAR Electric Company | MA | 007 | SEMA | SEMA |  | 1.083 | 0 | 0 | 0.395
47505 | CVEC EDGARTOWN - 1887 | 40778 | CVEC EDGARTOWN - 1887 | PV | SUN |  | 2015-10-29 | NSTAR Electric Company | MA | 007 | SEMA | SEMA |  | 1.083 | 0 | 0 | 0.504
47506 | CVEC HARWICH - 1913 | 40777 | CVEC HARWICH - 1913 | PV | SUN |  | 2015-10-29 | NSTAR Electric Company | MA | 001 | SEMA | SEMA |  | 4 | 0 | 0 | 1.904
47530 | SEEKONK WALMART-02771PV230QF |  | NO RESOURCE (1) | PV | SUN |  | 2015-11-03 | Massachusetts Electric Company | MA | 005 | RI | SEMA |  | 0.23 | 0 | 0 | 0
47699 | H&V-01472ST3519QF |  | NO RESOURCE (1) | ST | NG |  | 2015-12-04 | Massachusetts Electric Company | MA | 017 | CMA/NEMA | WCMA |  | 3.519 | 0.073 | 0.073 | 0
47703 | WEST ST NOMINEE-01747PV490NM | 41150 | MA_354_0.49 PV_142 WEST ST_HOPEDALE | PV | SUN |  | 2015-12-04 | Massachusetts Electric Company | MA | 027 | RI | SEMA |  | 0.49 | 0 | 0 | 0.139
47731 | 245 RIVER STREET PLACE LLC |  | NO RESOURCE (1) | PV | SUN |  | 2015-12-14 | Fitchburg Gas & Electric Light Company | MA | 027 | WMA | WCMA |  | 0.4 | 0 | 0 | 0.153
47741 | FUTURE GEN WIND | 38669 | Future Gen Wind | WT | WND |  | 2016-08-16 | Consolidated Edison Energy, Inc | MA | 023 | SEMA | SEMA | 59622 | 7.6 | 1.794 | 1.794 | 1.102
47749 | UI RCP BGPT PV |  | NO RESOURCE (1) | PV | SUN |  | 2015-12-17 | United Illuminating Company, The | CT | 001 | SWCT | CT |  | 2.2 | 0 | 0 | 1.184
47752 | AMPERSAND BROOKLYN DAM HYDRO |  | NO RESOURCE (1) | HDR | WAT |  | 2015-12-18 | Public Service Company of New Hampshire | NH | 007 | NH | NH |  | 0.6 | 0.259 | 0.259 | 0.129
47836 | QUABBIN WIRE-01082PV70NM |  | NO RESOURCE (1) | PV | SUN |  | 2015-12-29 | Massachusetts Electric Company | MA | 015 | WMA | WCMA |  | 0.07 | 0 | 0 | 0
47837 | QUABBIN WIRE-01082PV224NM |  | NO RESOURCE (1) | PV | SUN |  | 2015-12-29 | Massachusetts Electric Company | MA | 015 | WMA | WCMA |  | 0.224 | 0 | 0 | 0
47838 | GOODING FAMILY-02302PV250NM |  | NO RESOURCE (1) | PV | SUN |  | 2015-12-29 | Massachusetts Electric Company | MA | 023 | SEMA | SEMA |  | 0.25 | 0 | 0 | 0.091
47950 | LANDOFTHESKY250-01005PVNM | 41186 | MA_402_0.48 PV_250 SPRING-HILL RD_BARRE | PV | SUN |  | 2016-02-16 | Massachusetts Electric Company | MA | 027 | WMA | WCMA |  | 0.48 | 0 | 0 | 0.226
47951 | LANDOFTHESKY251-01005PVNM | 41297 | MA_437_0.48 PV_251 Spring Hill Road_Barre | PV | SUN |  | 2016-02-16 | Massachusetts Electric Company | MA | 027 | WMA | WCMA |  | 0.48 | 0 | 0 | 0.239
47952 | LANDOFTHESKY252-01005PVNM | 41188 | MA_403_0.48 PV_252 SPRING-HILL RD_BARRE | PV | SUN |  | 2016-02-16 | Massachusetts Electric Company | MA | 027 | WMA | WCMA |  | 0.48 | 0 | 0 | 0.241
47953 | LANDOFTHESKY253-01005PVNM | 41190 | MA_404_0.48 PV_253 SPRING-HILL RD_BARRE | PV | SUN |  | 2016-02-16 | Massachusetts Electric Company | MA | 027 | WMA | WCMA |  | 0.48 | 0 | 0 | 0.155
47954 | WINN SOLAR THREE-01841PV115NM |  | NO RESOURCE (1) | PV | SUN |  | 2016-02-12 | Massachusetts Electric Company | MA | 009 | CMA/NEMA | WCMA |  | 0.115 | 0 | 0 | 0.05
47955 | BELLINGHAM PLAZA-02019PV198QF |  | NO RESOURCE (1) | PV | SUN |  | 2016-02-12 | Massachusetts Electric Company | MA | 021 | RI | SEMA |  | 0.198 | 0 | 0 | 0.077
47956 | ANDOVER COMPANIES-01810PV494NM | 41132 | MA_103_0.494 PV_95 OLD-RIVER RD_ANDOVER | PV | SUN |  | 2016-02-12 | Massachusetts Electric Company | MA | 009 | CMA/NEMA | WCMA |  | 0.494 | 0 | 0 | 0.266
47959 | ZORENA-01590PV100NM |  | NO RESOURCE (1) | PV | SUN |  | 2016-02-22 | Massachusetts Electric Company | MA | 027 | CMA/NEMA | WCMA |  | 0.1 | 0 | 0 | 0.039
47983 | JLS MAILING SVS-01876PV490NM |  | NO RESOURCE (1) | PV | SUN |  | 2016-03-11 | Massachusetts Electric Company | MA | 023 | SEMA | SEMA |  | 0.49 | 0 | 0 | 0
47984 | BJ'S WHOLESALE-01532PV460NM |  | NO RESOURCE (1) | PV | SUN |  | 2016-03-11 | Massachusetts Electric Company | MA | 027 | CMA/NEMA | WCMA |  | 0.46 | 0 | 0 | 0
47985 | DENNISON LUBRICANT01607PV308QF |  | NO RESOURCE (1) | PV | SUN |  | 2016-03-11 | Massachusetts Electric Company | MA | 027 | CMA/NEMA | WCMA |  | 0.308 | 0 | 0 | 0.099
47986 | TARGET LEOMINSTER-01453PV184QF |  | NO RESOURCE (1) | PV | SUN |  | 2016-03-14 | Massachusetts Electric Company | MA | 027 | WMA | WCMA |  | 0.184 | 0 | 0 | 0
47987 | LAMOUREUX FORD-01515PV100NM |  | NO RESOURCE (1) | PV | SUN |  | 2016-03-14 | Massachusetts Electric Company | MA | 027 | WMA | WCMA |  | 0.1 | 0 | 0 | 0
47991 | SOLTERRA LLC SOLAR PROJECT |  | NO RESOURCE (1) | PV | SUN |  | 2017-01-04 | Clearway Power Marketing LLC | MA | 027 | WMA | WCMA | 60391 | 15.7035 | 0 | 0 | 7.709
47992 | BREAKAWAY ICE-01876PV120NM |  | NO RESOURCE (1) | PV | SUN |  | 2016-03-22 | Massachusetts Electric Company | MA | 017 | BOSTON | NEMA |  | 0.12 | 0 | 0 | 0
47993 | 217 EAST RD SOLAR-01220PV996NM |  | NO RESOURCE (1) | PV | SUN |  | 2016-03-24 | Massachusetts Electric Company | MA | 003 | WMA | WCMA |  | 0.996 | 0 | 0 | 0.591
47994 | NAT GRID ATTLEBORO02703PV996QF | 38704 | Richardson Ave Attleboro PV 2 | PV | SUN |  | 2016-03-24 | Massachusetts Electric Company | MA | 005 | RI | SEMA |  | 0.996 | 0 | 0 | 0.53
47995 | NATL GRID SHIRLEY-01464PV996QF | 38538 | Groton Road Shirley PV | PV | SUN |  | 2016-03-24 | Massachusetts Electric Company | MA | 017 | CMA/NEMA | WCMA |  | 0.996 | 0 | 0 | 0.399
47996 | NAT GRID CHARLTON-01507PV684QF | 38528 | 29 Oxford Rd Charlton PV | PV | SUN |  | 2016-03-28 | Massachusetts Electric Company | MA | 027 | WMA | WCMA |  | 0.684 | 0 | 0 | 0.342
48022 | WINN SOLAR THREE-01852PV120NM |  | NO RESOURCE (1) | PV | SUN |  | 2016-03-30 | Massachusetts Electric Company | MA | 017 | CMA/NEMA | WCMA |  | 0.12 | 0 | 0 | 0.061
48075 | STONY HILL SOLAR-01036PV499NM | 41250 | MA_82_0.499 PV_39 STONY-HILL RD_HAMPDEN | PV | SUN |  | 2016-04-01 | Massachusetts Electric Company | MA | 013 | WMA | WCMA |  | 0.499 | 0 | 0 | 0.214
48081 | APOLLO SOLAR-01876PV268NM |  | NO RESOURCE (1) | PV | SUN |  | 2016-04-01 | Massachusetts Electric Company | MA | 017 | CMA/NEMA | WCMA |  | 0.268 | 0 | 0 | 0
48082 | HANCOCK WIND |  | NO RESOURCE (1) | WT | WND |  | 2016-12-14 | Hancock Wind, LLC | ME | 009 | BHE | ME | 58686 | 61.37 | 17.233 | 17.233 | 7.193
48083 | FRENCH RIVER | 38845 | BWC French River, LLC | PV | SUN |  | 2016-12-02 | Boston Energy Trading and Marketing LLC | MA | 027 | WMA | WCMA | 61342 | 12.35 | 0 | 0 | 7.125
48120 | GRANITE RIDGE ENERGY 1A | 1625 | GRANITE RIDGE ENERGY | CC | NG |  | 2003-04-01 | Calpine Energy Services, LP | NH | 015 | NH | NH | 55170 | 395.25 | 369.636 | 369.636 | 332.944
48121 | GRANITE RIDGE ENERGY 1B | 1625 | GRANITE RIDGE ENERGY | CC | NG |  | 2003-04-01 | Calpine Energy Services, LP | NH | 015 | NH | NH | 55170 | 395.25 | 369.636 | 369.636 | 332.944
48166 | MAYBURY ASSOC-01028PV250QF |  | NO RESOURCE (1) | PV | SUN |  | 2016-04-11 | Massachusetts Electric Company | MA | 013 | WMA | WCMA |  | 0.25 | 0 | 0 | 0.012
48167 | RANDOLP & BALDWIN-01432PV80QF |  | NO RESOURCE (1) | PV | SUN |  | 2016-04-13 | Massachusetts Electric Company | MA | 017 | CMA/NEMA | WCMA |  | 0.08 | 0 | 0 | 0.003
48170 | SYNCARPHA PALMER-01069PV4995NM | 41309 | MA_4_4.995 PV_311 EMERY ST_PALMER | PV | SUN |  | 2016-04-14 | Massachusetts Electric Company | MA | 013 | WMA | WCMA |  | 4.995 | 0 | 0 | 2.583
48171 | HALIFAX SOLAR NG-02338PV2500NM | 41436 | MA_372_2.492 PV_0 MONPONSETT ST_HALIFAX | PV | SUN |  | 2016-04-14 | Massachusetts Electric Company | MA | 023 | SEMA | SEMA |  | 2.5 | 0 | 0 | 1.43
48172 | BLUEWAVE CAPITAL-02769PV1670NM | 41083 | MA_22_1.67 PV_60 MARTIN ST_REHOBOTH | PV | SUN |  | 2016-04-15 | Massachusetts Electric Company | MA | 005 | RI | SEMA |  | 1.67 | 0 | 0 | 1.055
48177 | PARKRIDGE-01835PV92.4QF |  | NO RESOURCE (1) | PV | SUN |  | 2016-04-15 | Massachusetts Electric Company | MA | 009 | BOSTON | NEMA |  | 0.092 | 0 | 0 | 0.047
48178 | PLAINVILLE TARGET-02762PV414QF |  | NO RESOURCE (1) | PV | SUN |  | 2016-04-19 | Massachusetts Electric Company | MA | 021 | RI | SEMA |  | 0.414 | 0 | 0 | 0.002
48205 | GENERAL WOODWKNG2-01851PV100NM |  | NO RESOURCE (1) | PV | SUN |  | 2016-04-22 | Massachusetts Electric Company | MA | 017 | CMA/NEMA | WCMA |  | 0.1 | 0 | 0 | 0.036
48206 | GENERAL WOODWKNG1-01851PV224NM |  | NO RESOURCE (1) | PV | SUN |  | 2016-04-22 | Massachusetts Electric Company | MA | 017 | CMA/NEMA | WCMA |  | 0.224 | 0 | 0 | 0.047
48221 | 146 SUPPLY CTR-01527PV98NM |  | NO RESOURCE (1) | PV | SUN |  | 2016-05-05 | Massachusetts Electric Company | MA | 027 | CMA/NEMA | WCMA |  | 0.098 | 0 | 0 | 0.023
48225 | SWANSEA TARGET-02777PV483QF |  | NO RESOURCE (1) | PV | SUN |  | 2016-05-02 | Massachusetts Electric Company | MA | 005 | RI | SEMA |  | 0.483 | 0 | 0 | 0.053
48226 | UXBRIDGE PRO STGE-01569PV265QF |  | NO RESOURCE (1) | PV | SUN |  | 2016-05-02 | Massachusetts Electric Company | MA | 027 | RI | SEMA |  | 0.265 | 0.012 | 0.012 | 0.028
48232 | TOWN OF WENDELL-01473PV600NM | 41341 | MA_422_0.6 PV_100 SIMPLEX DR_WESTMINSTER | PV | SUN |  | 2016-05-09 | Massachusetts Electric Company | MA | 027 | WMA | WCMA |  | 0.6 | 0 | 0 | 0.34
48239 | CYN OIL CORP-02072PV100NM |  | NO RESOURCE (1) | PV | SUN |  | 2016-05-11 | Massachusetts Electric Company | MA | 021 | SEMA | SEMA |  | 0.1 | 0 | 0 | 0.029
48249 | WORC BURNCOAT-01606PV252QF |  | NO RESOURCE (1) | PV | SUN |  | 2016-05-11 | Massachusetts Electric Company | MA | 027 | CMA/NEMA | WCMA |  | 0.252 | 0.067 | 0.067 | 0.074
48250 | WORC FOREST GROVE-01605PV87QF |  | NO RESOURCE (1) | PV | SUN |  | 2016-05-13 | Massachusetts Electric Company | MA | 027 | CMA/NEMA | WCMA |  | 0.087 | 0 | 0 | 0
48314 | NAT GRID MILLBURY-01527PV684QF | 38539 | 40 Auburn Rd Millbury PV | PV | SUN |  | 2016-05-18 | Massachusetts Electric Company | MA | 027 | WMA | WCMA |  | 0.684 | 0 | 0 | 0.23
48321 | WORC CHANDLER-01602PV100QF |  | NO RESOURCE (1) | PV | SUN |  | 2016-05-17 | Massachusetts Electric Company | MA | 027 | CMA/NEMA | WCMA |  | 0.1 | 0 | 0 | 0
48400 | SOMERSET SCHOOL-02726PV240NM |  | NO RESOURCE (1) | PV | SUN |  | 2016-05-18 | Massachusetts Electric Company | MA | 005 | RI | SEMA |  | 0.24 | 0 | 0 | 0.044
48401 | EVERSOURCE PV N2123 |  | NO RESOURCE (1) | PV | SUN |  | 2016-05-19 | Public Service Company of New Hampshire | NH | 011 | NH | NH |  | 0.121 | 0 | 0 | 0.015
48402 | MERCURY WIRE-01562PV224NM |  | NO RESOURCE (1) | PV | SUN |  | 2016-05-19 | Massachusetts Electric Company | MA | 027 | CMA/NEMA | WCMA |  | 0.224 | 0 | 0 | 0
48403 | FACILITY MGT CORP-01747PV200NM |  | NO RESOURCE (1) | PV | SUN |  | 2016-05-19 | Massachusetts Electric Company | MA | 027 | RI | SEMA |  | 0.2 | 0 | 0 | 0.027
48406 | HERRICKS INC-01364PV112NM |  | NO RESOURCE (1) | PV | SUN |  | 2016-05-20 | Massachusetts Electric Company | MA | 011 | WMA | WCMA |  | 0.112 | 0 | 0 | 0.017
48407 | ENRIGHT LLC-01879PV300NM |  | NO RESOURCE (1) | PV | SUN |  | 2016-05-24 | Massachusetts Electric Company | MA | 017 | CMA/NEMA | WCMA |  | 0.3 | 0 | 0 | 0.159
48426 | 19 POND RD LLC-01930PV200NM |  | NO RESOURCE (1) | PV | SUN |  | 2016-05-26 | Massachusetts Electric Company | MA | 009 | BOSTON | NEMA |  | 0.2 | 0 | 0 | 0.08
48583 | HYDE TOOLS INC-01550PV480NM |  | NO RESOURCE (1) | PV | SUN |  | 2016-06-01 | Massachusetts Electric Company | MA | 027 | WMA | WCMA |  | 0.48 | 0 | 0 | 0
48584 | LAND OF THE SKY1-01550PV480NM | 41159 | MA_202_0.48 PV_719 GUELPHWOOD RD_SOUTHBRIDGE | PV | SUN |  | 2016-06-01 | Massachusetts Electric Company | MA | 027 | WMA | WCMA |  | 0.48 | 0 | 0 | 0.268
48585 | LAND OF THE SKY2-01550PV480NM | 41173 | MA_312_0.48 PV_720 GUELPHWOOD RD_SOUTHBRIDGE | PV | SUN |  | 2016-06-01 | Massachusetts Electric Company | MA | 027 | WMA | WCMA |  | 0.48 | 0 | 0 | 0.288
48586 | LAND OF THE SKY3-01550PV480NM | 41174 | MA_313_0.48 PV_721 GUELPHWOOD RD_SOUTHBRIDGE | PV | SUN |  | 2016-06-01 | Massachusetts Electric Company | MA | 027 | WMA | WCMA |  | 0.48 | 0 | 0 | 0.272
48587 | LAND OF THE SKY4-01550PV480NM | 41175 | MA_314_0.48 PV_722 GUELPHWOOD RD_SOUTHBRIDGE | PV | SUN |  | 2016-06-01 | Massachusetts Electric Company | MA | 027 | WMA | WCMA |  | 0.48 | 0 | 0 | 0.286
48588 | SOLARCITY CORP-01096PV2266NM |  | NO RESOURCE (1) | PV | SUN |  | 2016-06-01 | Massachusetts Electric Company | MA | 015 | WMA | WCMA |  | 2.266 | 0 | 0 | 1.072
48643 | DURHAM PV N3524 |  | NO RESOURCE (1) | PV | SUN |  | 2016-06-27 | Public Service Company of New Hampshire | NH | 017 | NH | NH |  | 0.504 | 0 | 0 | 0.246
48645 | PISGAH MOUNTAIN WIND |  | NO RESOURCE (1) | WT | WND |  | 2016-12-16 | SWEB Development USA, LLC | ME | 019 | BHE | ME | 60404 | 9.5 | 3.611 | 3.611 | 1.332
48650 | LONG SUBARU-01570PV75NM |  | NO RESOURCE (1) | PV | SUN |  | 2016-07-06 | Massachusetts Electric Company | MA | 027 | CMA/NEMA | WCMA |  | 0.075 | 0 | 0 | 0
48651 | TRINITY EMS-01853PV64.8QF |  | NO RESOURCE (1) | PV | SUN |  | 2016-07-06 | Massachusetts Electric Company | MA | 017 | CMA/NEMA | WCMA |  | 0.065 | 0 | 0 | 0.009
48659 | MILTON PV N3084 |  | NO RESOURCE (1) | PV | SUN |  | 2016-07-12 | Public Service Company of New Hampshire | NH | 017 | NH | NH |  | 0.75 | 0 | 0 | 0.417
48664 | S COUNTY-02822PV878DG | 38884 | DGSC PV912_260 South County Trail_Exeter | PV | SUN |  | 2016-07-19 | The Narragansett Electric Company | RI | 009 | RI | RI |  | 0.878 | 0 | 0 | 0.422
48665 | IMPERIAL DELTAH-02914PV264NM |  | NO RESOURCE (1) | PV | SUN |  | 2016-07-27 | The Narragansett Electric Company | RI | 007 | RI | RI |  | 0.264 | 0 | 0 | 0.036
48672 | THEDODGECO-01821PV172NM |  | NO RESOURCE (1) | PV | SUN |  | 2016-07-22 | Massachusetts Electric Company | MA | 017 | CMA/NEMA | WCMA |  | 0.172 | 0 | 0 | 0
48674 | RES.RD.HOLDINGS-02136PV2500NM | 41338 | MA_420_2.5 PV_293 PARK ST_HOUSATONIC | PV | SUN |  | 2016-07-27 | Massachusetts Electric Company | MA | 003 | WMA | WCMA |  | 2.5 | 0 | 0 | 1.428
48675 | HARBOR SOLAR LLC-02324PV989NM |  | NO RESOURCE (1) | PV | SUN |  | 2016-07-28 | Massachusetts Electric Company | MA | 023 | SEMA | SEMA |  | 0.989 | 0 | 0 | 0.409
48676 | HARBOR SOLAR 2-02324PV1978NM |  | NO RESOURCE (1) | PV | SUN |  | 2016-07-28 | Massachusetts Electric Company | MA | 023 | SEMA | SEMA |  | 1.978 | 0 | 0 | 1.11
48694 | MERCURY (198)-01543PV2000NM |  | NO RESOURCE (1) | PV | SUN |  | 2016-08-02 | Massachusetts Electric Company | MA | 027 | WMA | WCMA |  | 2 | 0 | 0 | 0.721
48695 | SALEM 5 | 38089 | Combined Cycle | CC | NG |  | 2018-05-31 | Footprint Power Salem Harbor Development LP | MA | 009 | BOSTON | NEMA | 60903 | 304.13 | 352.636 | 347.101 | 337.797
48696 | SALEM 6 | 38089 | Combined Cycle | CC | NG |  | 2018-05-31 | Footprint Power Salem Harbor Development LP | MA | 009 | BOSTON | NEMA | 60903 | 304.13 | 352.01 | 352.01 | 337.241
48697 | MCI TELECOM-01507PV772.8QF |  | NO RESOURCE (1) | PV | SUN |  | 2016-08-03 | Massachusetts Electric Company | MA | 027 | WMA | WCMA |  | 0.772 | 0 | 0 | 0
48698 | STORZ 2101B-01507PV2000NM | 41044 | MA_323_2 PV_19 CARPENTER-HILL RD_CHARLTON | PV | SUN |  | 2016-08-02 | Massachusetts Electric Company | MA | 027 | WMA | WCMA |  | 2 | 0 | 0 | 1.043
48705 | SUN E. BRDGEWTR-02324PV3000NM | 38376 | Landcraft | PV | SUN |  | 2016-08-02 | Massachusetts Electric Company | MA | 023 | SEMA | SEMA |  | 3 | 0 | 0 | 1.373
48713 | STORZ 2101A-01507PV2000NM | 41050 | MA_325_2 PV_91 CARPENTER-HILL RD_CHARLTON | PV | SUN |  | 2016-08-01 | Massachusetts Electric Company | MA | 027 | WMA | WCMA |  | 2 | 0 | 0 | 1.016
48714 | ONSET EAST | 38701 | Onset East | PV | SUN |  | 2016-08-04 | NSTAR Electric Company | MA | 023 | SEMA | SEMA |  | 1 | 0 | 0 | 0.611
48715 | ONSET WEST | 38702 | Onset West | PV | SUN |  | 2016-08-04 | NSTAR Electric Company | MA | 023 | SEMA | SEMA |  | 1 | 0 | 0 | 0.597
48718 | BRODIE MT RD-01237PV2000NM | 41152 | MA_378_2 PV_0 BRODIE-MOUNTAIN RD_HANCOCK | PV | SUN |  | 2016-08-03 | Massachusetts Electric Company | MA | 003 | WMA | WCMA |  | 2 | 0 | 0 | 1.048
48719 | HOUSATONIC-WARE-01092PV960NM | 41337 | MA_391_0.96 PV_70 WARE RD_WEST WARREN | PV | SUN |  | 2016-08-04 | Massachusetts Electric Company | MA | 027 | WMA | WCMA |  | 0.96 | 0 | 0 | 0.511
48720 | WESTBROOKFIELD-01585PV1400NM | 41351 | MA_330_1.4 PV_175-185 E MAIN RD_W BROOKFIELD | PV | SUN |  | 2016-08-09 | Massachusetts Electric Company | MA | 027 | WMA | WCMA |  | 1.4 | 0 | 0 | 0.594
48721 | HOUSATONIC SPRING-01092PV952NM | 41213 | MA_390_0.952 PV_87 SPRING ST_WEST WARREN | PV | SUN |  | 2016-08-09 | Massachusetts Electric Company | MA | 027 | WMA | WCMA |  | 0.952 | 0 | 0 | 0.529
48722 | BURTON VILLAGE-01452PV96QF |  | NO RESOURCE (1) | PV | SUN |  | 2016-08-11 | Massachusetts Electric Company | MA | 027 | CMA/NEMA | WCMA |  | 0.096 | 0 | 0 | 0.018
48723 | INDEPENDENCE2575-02072PV1725NM |  | NO RESOURCE (1) | PV | SUN |  | 2016-08-11 | Massachusetts Electric Company | MA | 021 | SEMA | SEMA |  | 1.725 | 0 | 0 | 0.846
48726 | 510PV DEV. 2-01566PV996QF | 38545 | 90 River Rd Sturbridge PV | PV | SUN |  | 2016-08-08 | Massachusetts Electric Company | MA | 027 | WMA | WCMA |  | 0.996 | 0 | 0 | 0.445
48727 | 510PVDEVKELLY1-01566PV996QF | 38544 | 17 Kelly Rd Sturbridge PV | PV | SUN |  | 2016-08-08 | Massachusetts Electric Company | MA | 027 | WMA | WCMA |  | 0.996 | 0 | 0 | 0.385
48728 | MECO.LCSTR-01524PV684QF | 38494 | 24 Boutilier Rd Leicester PV | PV | SUN |  | 2016-08-11 | Massachusetts Electric Company | MA | 027 | WMA | WCMA |  | 0.684 | 0 | 0 | 0.288
48741 | CECSOLAR#1050-01569PV950NM | 41270 | MA_65_0.95 PV_890 MONAHAN DR_UXBRIDGE | PV | SUN |  | 2016-08-16 | Massachusetts Electric Company | MA | 027 | RI | SEMA |  | 0.95 | 0 | 0 | 0.517
48742 | HOUSATONIC 1734-01236PV2100NM | 41422 | MA_416_1.988 PV_67 VAN-DEUSENVILLE RD_HOUSATONIC | PV | SUN |  | 2016-08-16 | Massachusetts Electric Company | MA | 003 | WMA | WCMA |  | 2.1 | 0 | 0 | 1.189
48743 | ECASOLAR39TOZERRD-01915PV840NM | 41221 | MA_425_0.84 PV_39 TOZER RD_BEVERLY | PV | SUN |  | 2016-08-12 | Massachusetts Electric Company | MA | 009 | BOSTON | NEMA |  | 0.84 | 0 | 0 | 0.398
48747 | BRAUNSEXPRESS-01747PV164NM |  | NO RESOURCE (1) | PV | SUN |  | 2016-08-18 | Massachusetts Electric Company | MA | 027 | RI | SEMA |  | 0.164 | 0 | 0 | 0.086
48748 | RANDOLPH&BALDWIN-01432PV79.2NM |  | NO RESOURCE (1) | PV | SUN |  | 2016-08-17 | Massachusetts Electric Company | MA | 017 | CMA/NEMA | WCMA |  | 0.079 | 0 | 0 | 0
48749 | ARSENAULT2103-01585PV800NM | 41353 | MA_331_0.8 PV_94 JOHN-GILBERT RD_W BROOKFIELD | PV | SUN |  | 2016-08-23 | Massachusetts Electric Company | MA | 027 | WMA | WCMA |  | 0.8 | 0 | 0 | 0.426
48750 | BLUEWAVE 8861-01540PV1500NM |  | NO RESOURCE (1) | PV | SUN |  | 2016-08-24 | Massachusetts Electric Company | MA | 027 | WMA | WCMA |  | 1.5 | 0 | 0 | 0.627
48751 | BLUEWAVE5149-02766PV750NM | 41091 | MA_361_0.75 PV_0 FAIRLEE LN_NORTON | PV | SUN |  | 2016-08-24 | Massachusetts Electric Company | MA | 005 | SEMA | SEMA |  | 0.75 | 0 | 0 | 0.417
48752 | BLUEWAVE 5161-02766PV750NM | 41092 | MA_362_0.75 PV_0 FAIRLEE LN_NORTON | PV | SUN |  | 2016-08-24 | Massachusetts Electric Company | MA | 005 | SEMA | SEMA |  | 0.75 | 0 | 0 | 0.365
48753 | CEREBRAL PALSY-02072PV112QF |  | NO RESOURCE (1) | PV | SUN |  | 2016-08-19 | Massachusetts Electric Company | MA | 021 | SEMA | SEMA |  | 0.112 | 0 | 0 | 0
48754 | NEA BELLINGHAM 1A | 507 | NEA BELLINGHAM | CC | NG | DFO | 1991-10-01 | NextEra Energy Marketing, LLC | MA | 021 | RI | SEMA | 10307 | 272.46 | 160.26 | 160.26 | 142.699
48755 | NEA BELLINGHAM 1B | 507 | NEA BELLINGHAM | CC | NG | DFO | 1991-10-01 | NextEra Energy Marketing, LLC | MA | 021 | RI | SEMA | 10307 | 258.12 | 160.259 | 160.259 | 142.698
48756 | QUINCYSCHOOLS4785-02169PV135NM |  | NO RESOURCE (1) | PV | SUN |  | 2016-08-18 | Massachusetts Electric Company | MA | 021 | SEMA | SEMA |  | 0.135 | 0 | 0 | 0
48757 | SAFEHARBOROTIS-01581PV741NM | 41148 | MA_349_0.741 PV_53 OTIS ST_WESTBOROUGH | PV | SUN |  | 2016-08-26 | Massachusetts Electric Company | MA | 027 | CMA/NEMA | WCMA |  | 0.741 | 0 | 0 | 0.367
48758 | CEDEV.MEETINGST-02905PV75NM |  | NO RESOURCE (1) | PV | SUN |  | 2016-08-18 | The Narragansett Electric Company | RI | 007 | RI | RI |  | 0.075 | 0 | 0 | 0
48764 | QUINCYPALMERST-02169PV120NM |  | NO RESOURCE (1) | PV | SUN |  | 2016-08-23 | Massachusetts Electric Company | MA | 021 | SEMA | SEMA |  | 0.12 | 0 | 0 | 0
48765 | QUINCYQPSOFFICE-02169PV96NM |  | NO RESOURCE (1) | PV | SUN |  | 2016-08-23 | Massachusetts Electric Company | MA | 021 | SEMA | SEMA |  | 0.096 | 0 | 0 | 0
48766 | CECSOLAR#1045-01569PV728NM | 41202 | MA_352_0.728 PV_62 COMMERCE DR_UXBRIDGE | PV | SUN |  | 2016-08-26 | Massachusetts Electric Company | MA | 027 | RI | SEMA |  | 0.728 | 0 | 0 | 0.411
48767 | 510PVDEVNASHUARD-01463PV990NM | 41259 | MA_50_0.984 PV_173 NASHUA RD_PEPPERELL | PV | SUN |  | 2016-08-26 | Massachusetts Electric Company | MA | 017 | CMA/NEMA | WCMA |  | 0.99 | 0 | 0 | 0.533
48768 | QUINCY_BILLINGS-02171PV63NM |  | NO RESOURCE (1) | PV | SUN |  | 2016-08-25 | Massachusetts Electric Company | MA | 021 | SEMA | SEMA |  | 0.063 | 0 | 0 | 0
48774 | FOSTER-SOLAR-02857PV1170RIDG | 38883 | DGSC PV1170_23 Theodore Foster Rd_Foster | PV | SUN |  | 2016-08-19 | The Narragansett Electric Company | RI | 007 | RI | RI |  | 1.17 | 0 | 0 | 0.538
48778 | CECSOLAR#1051-01569PV450NM | 41434 | MA_116_0.45 PV_891 MONAHAN DR_UXBRIDGE | PV | SUN |  | 2016-08-24 | Massachusetts Electric Company | MA | 027 | RI | SEMA |  | 0.45 | 0 | 0 | 0.256
48787 | KNIGHT FARM-02828PV70NM |  | NO RESOURCE (1) | PV | SUN |  | 2016-08-25 | The Narragansett Electric Company | RI | 007 | RI | RI |  | 0.07 | 0 | 0 | 0.019
48788 | HOWLANDASS.-02865PV136NM |  | NO RESOURCE (1) | PV | SUN |  | 2016-08-26 | The Narragansett Electric Company | RI | 007 | RI | RI |  | 0.136 | 0 | 0 | 0
48801 | BELLAENERGY5140-02715PV499NM | 41355 | MA_83_0.499 PV_1401 WILLIAMS ST_DIGHTON | PV | SUN |  | 2016-08-26 | Massachusetts Electric Company | MA | 005 | SEMA | SEMA |  | 0.499 | 0 | 0 | 0.267
48810 | 510PVDEV.ELLIS RD-01473PV480NM | 41112 | MA_108_0.48 PV_51 ELLIS RD_WESTMINSTER | PV | SUN |  | 2016-09-01 | Massachusetts Electric Company | MA | 027 | WMA | WCMA |  | 0.48 | 0 | 0 | 0.262
48811 | ALVES238E.MAINRD-02842PV86.4NM |  | NO RESOURCE (1) | PV | SUN |  | 2016-09-01 | The Narragansett Electric Company | RI | 005 | RI | RI |  | 0.086 | 0 | 0 | 0.043
48812 | PRINTGUARD-01527PV100NM |  | NO RESOURCE (1) | PV | SUN |  | 2016-08-30 | Massachusetts Electric Company | MA | 027 | CMA/NEMA | WCMA |  | 0.1 | 0 | 0 | 0
48813 | WINDSORWOOD-02148PV140NM |  | NO RESOURCE (1) | PV | SUN |  | 2016-08-29 | Massachusetts Electric Company | MA | 017 | BOSTON | NEMA |  | 0.14 | 0 | 0 | 0
48814 | PALMERFOUNDRY-01069PV252NM |  | NO RESOURCE (1) | PV | SUN |  | 2016-08-29 | Massachusetts Electric Company | MA | 013 | WMA | WCMA |  | 0.252 | 0 | 0 | 0
48815 | NEXTSUNWALKERRD-01464PV2000NM | 41274 | MA_293_2 PV_56 WALKER RD_SHIRLEY | PV | SUN |  | 2016-08-31 | Massachusetts Electric Company | MA | 017 | CMA/NEMA | WCMA |  | 2 | 0 | 0 | 1.117
48816 | 510PVDEVBARRE-01005PV480NM | 41121 | MA_109_0.48 PV_771 S BARRE RD_BARRE | PV | SUN |  | 2016-08-31 | Massachusetts Electric Company | MA | 027 | WMA | WCMA |  | 0.48 | 0 | 0 | 0.279
48817 | TARGET#T2430-02886PV112NM |  | NO RESOURCE (1) | PV | SUN |  | 2016-08-29 | The Narragansett Electric Company | RI | 003 | RI | RI |  | 0.112 | 0 | 0 | 0
48818 | 510PV_NBROOKFIELD-01535PV480NM | 41120 | MA_110_0.48 PV_107 NEW-BRAINTREE RD_N BROOKFIELD | PV | SUN |  | 2016-08-31 | Massachusetts Electric Company | MA | 027 | WMA | WCMA |  | 0.48 | 0 | 0 | 0.276
48819 | BLUEWAVE7629-02766PV500NM | 41318 | MA_360_0.75 PV_0 FAIRLEE LN_NORTON | PV | SUN |  | 2016-08-30 | Massachusetts Electric Company | MA | 005 | SEMA | SEMA |  | 0.75 | 0 | 0 | 0.356
48820 | WNEWBURYMAINSTLLC-01985PV354NM | 41060 | MA_133_0.354 PV_694 MAIN ST_WEST NEWBURY | PV | SUN |  | 2016-09-02 | Massachusetts Electric Company | MA | 009 | BOSTON | NEMA |  | 0.354 | 0 | 0 | 0.22
48821 | EJRREALESTATE-01752PV300NM |  | NO RESOURCE (1) | PV | SUN |  | 2016-09-02 | Massachusetts Electric Company | MA | 017 | CMA/NEMA | WCMA |  | 0.3 | 0 | 0 | 0
48823 | LONG SUB.3685-01570PV140NM |  | NO RESOURCE (1) | PV | SUN |  | 2016-09-02 | Massachusetts Electric Company | MA | 027 | WMA | WCMA |  | 0.14 | 0 | 0 | 0
48824 | KJA PROPERTIES-02842PV63NM |  | NO RESOURCE (1) | PV | SUN |  | 2016-09-07 | The Narragansett Electric Company | RI | 005 | SEMA | RI |  | 0.063 | 0 | 0 | 0.016
48825 | MOTOMANCHESTER-02035PV255NM |  | NO RESOURCE (1) | PV | SUN |  | 2016-09-07 | Massachusetts Electric Company | MA | 021 | RI | SEMA |  | 0.255 | 0 | 0 | 0
48826 | BROOKFIELDWIRECO-01585PV1414NM |  | NO RESOURCE (1) | PV | SUN |  | 2016-09-02 | Massachusetts Electric Company | MA | 027 | WMA | WCMA |  | 1.414 | 0 | 0 | 0
48827 | UNIONSQUARERLTY-01453PV260NM |  | NO RESOURCE (1) | PV | SUN |  | 2016-09-02 | Massachusetts Electric Company | MA | 027 | CMA/NEMA | WCMA |  | 0.26 | 0 | 0 | 0
48828 | WINNSOLARWATERST-01604PV75.6NM |  | NO RESOURCE (1) | PV | SUN |  | 2016-09-02 | Massachusetts Electric Company | MA | 027 | CMA/NEMA | WCMA |  | 0.076 | 0 | 0 | 0.034
48840 | JPSULLIVAN-01434PV230NM |  | NO RESOURCE (1) | PV | SUN |  | 2016-09-08 | Massachusetts Electric Company | MA | 017 | CMA/NEMA | WCMA |  | 0.23 | 0 | 0 | 0
48841 | EXTRASPACEMAN.INC-01862PV76NM |  | NO RESOURCE (1) | PV | SUN |  | 2016-09-08 | Massachusetts Electric Company | MA | 017 | CMA/NEMA | WCMA |  | 0.076 | 0 | 0 | 0
48847 | EXTRASPACEBROCKTON-02301PV92NM |  | NO RESOURCE (1) | PV | SUN |  | 2016-09-08 | Massachusetts Electric Company | MA | 023 | SEMA | SEMA |  | 0.092 | 0 | 0 | 0
48848 | DANAWALLSUPPLY-01879PV68.4NM |  | NO RESOURCE (1) | PV | SUN |  | 2016-09-08 | Massachusetts Electric Company | MA | 017 | CMA/NEMA | WCMA |  | 0.068 | 0 | 0 | 0
48849 | RUTLANDPLAZALLC-01543PV70NM |  | NO RESOURCE (1) | PV | SUN |  | 2016-09-07 | Massachusetts Electric Company | MA | 027 | WMA | WCMA |  | 0.07 | 0 | 0 | 0
48850 | AIRTIGHTHOLDERS-01257PV250NM |  | NO RESOURCE (1) | PV | SUN |  | 2016-09-07 | Massachusetts Electric Company | MA | 003 | WMA | WCMA |  | 0.25 | 0 | 0 | 0
48856 | JIMARYLANDTRUST-01930PV108NM |  | NO RESOURCE (1) | PV | SUN |  | 2016-09-09 | Massachusetts Electric Company | MA | 009 | BOSTON | NEMA |  | 0.108 | 0 | 0 | 0
48857 | E.CALIGARI&SONS-01240PV112NM |  | NO RESOURCE (1) | PV | SUN |  | 2016-09-12 | Massachusetts Electric Company | MA | 003 | WMA | WCMA |  | 0.112 | 0 | 0 | 0
48858 | 530MAINSTR.E.LLC-01510PV183NM |  | NO RESOURCE (1) | PV | SUN |  | 2016-09-12 | Massachusetts Electric Company | MA | 027 | CMA/NEMA | WCMA |  | 0.183 | 0 | 0 | 0.065
48859 | BROOKFIELDWASTE-01506PV333NM | 41036 | MA_332_0.333 PV_0 QUABOAG ST_BROOKFIELD | PV | SUN |  | 2016-09-12 | Massachusetts Electric Company | MA | 027 | WMA | WCMA |  | 0.333 | 0 | 0 | 0.171
48860 | DUVAL'SPHARMACY-02382PV70NM |  | NO RESOURCE (1) | PV | SUN |  | 2016-09-12 | Massachusetts Electric Company | MA | 023 | SEMA | SEMA |  | 0.07 | 0 | 0 | 0
48861 | WILLIAMSTOWNYOUTH-01267PV80NM |  | NO RESOURCE (1) | PV | SUN |  | 2016-09-12 | Massachusetts Electric Company | MA | 003 | WMA | WCMA |  | 0.08 | 0 | 0 | 0
48862 | R.E.DEV.WILBRAHAM-01095PV750NM | 41273 | MA_74_0.75 PV_2720 BOSTON RD_WILBRAHAM | PV | SUN |  | 2016-09-09 | Massachusetts Electric Company | MA | 013 | WMA | WCMA |  | 0.75 | 0 | 0 | 0.412
48863 | WESTBOROTENNIS-01510PV486QF |  | NO RESOURCE (1) | PV | SUN |  | 2016-09-13 | Massachusetts Electric Company | MA | 027 | CMA/NEMA | WCMA |  | 0.486 | 0 | 0 | 0.091
48872 | PLUMBERSSUPPLY-01453PV100NM |  | NO RESOURCE (1) | PV | SUN |  | 2016-09-23 | Massachusetts Electric Company | MA | 027 | WMA | WCMA |  | 0.1 | 0 | 0 | 0
48874 | CLARKUNIVERSITY-01610PV140NM |  | NO RESOURCE (1) | PV | SUN |  | 2016-09-28 | Massachusetts Electric Company | MA | 027 | WMA | WCMA |  | 0.14 | 0.024 | 0.024 | 0.022
48876 | CVEC_CHATHAM_ID1911 | 40775 | CVEC CHATHAM 1911 | PV | SUN |  | 2016-10-03 | NSTAR Electric Company | MA | 001 | SEMA | SEMA |  | 1.5 | 0 | 0 | 0.74
48877 | CVEC_BREWSTER_ID1912 | 40776 | CVEC BREWSTER 1912 | PV | SUN |  | 2016-10-03 | NSTAR Electric Company | MA | 001 | SEMA | SEMA |  | 1.083 | 0 | 0 | 0.51
48879 | WAREHAM_MA1_LLC_ID1972361 |  | NO RESOURCE (1) | PV | SUN |  | 2016-10-03 | NSTAR Electric Company | MA | 023 | SEMA | SEMA |  | 2 | 0 | 0 | 0.655
48880 | TOWN_OF_MASHPEE_ID2049 |  | NO RESOURCE (1) | PV | SUN |  | 2016-10-03 | NSTAR Electric Company | MA | 001 | SEMA | SEMA |  | 1.5 | 0 | 0 | 0.735
48881 | CITY_OF_NEWBEDFORD_ID1939 |  | NO RESOURCE (1) | PV | SUN |  | 2016-10-03 | NSTAR Electric Company | MA | 005 | SEMA | SEMA |  | 1.5 | 0 | 0 | 0.757
48882 | CVEC_MARSTON_MILLS_ID1965 | 40770 | CVEC MARSTON MILLS 1964 1965 | PV | SUN |  | 2016-10-03 | NSTAR Electric Company | MA | 001 | SEMA | SEMA |  | 1.416 | 0 | 0 | 0.7
48883 | TOWN_OF_DENNIS_ID1712 |  | NO RESOURCE (1) | PV | SUN |  | 2016-10-03 | NSTAR Electric Company | MA | 001 | SEMA | SEMA |  | 2.5 | 0 | 0 | 1.045
48884 | CVEC_HYANNIS_ID2181 | 40774 | CVEC HYANNIS 2181 | PV | SUN |  | 2016-10-03 | NSTAR Electric Company | MA | 001 | SEMA | SEMA |  | 4.5 | 0 | 0 | 2.569
48885 | UMASS_DARTMOUTH_ID1849 |  | NO RESOURCE (1) | PV | SUN |  | 2016-10-03 | NSTAR Electric Company | MA | 005 | SEMA | SEMA |  | 4.5 | 0 | 0 | 2.519
48886 | TOWN_OF_SANDWICH_ID2043 |  | NO RESOURCE (1) | PV | SUN |  | 2016-10-03 | NSTAR Electric Company | MA | 001 | SEMA | SEMA |  | 3.5 | 0 | 0 | 1.887
48887 | PLYMOUTH_PUB_SCHS_ID1895 |  | NO RESOURCE (1) | PV | SUN |  | 2016-10-03 | NSTAR Electric Company | MA | 005 | SEMA | SEMA |  | 2.9 | 0 | 0 | 1.465
48888 | TOWN_OF_DENNIS_ID2115 |  | NO RESOURCE (1) | PV | SUN |  | 2016-10-03 | NSTAR Electric Company | MA | 001 | SEMA | SEMA |  | 2.5 | 0 | 0 | 1.146
48889 | CVEC_MARSTON_MILLS_ID1964 | 40770 | CVEC MARSTON MILLS 1964 1965 | PV | SUN |  | 2016-10-03 | NSTAR Electric Company | MA | 001 | SEMA | SEMA |  | 2 | 0 | 0 | 0.962
48895 | COSTAPROPMGMTLLC-02724PV150NM |  | NO RESOURCE (1) | PV | SUN |  | 2016-10-12 | Massachusetts Electric Company | MA | 005 | SEMA | SEMA |  | 0.15 | 0 | 0 | 0
48896 | SHAHEENBROSLLC-01913PV300NM |  | NO RESOURCE (1) | PV | SUN |  | 2016-10-12 | Massachusetts Electric Company | MA | 009 | BOSTON | NEMA |  | 0.3 | 0 | 0 | 0
48899 | BRANDYWICKLLC-02896PV1000RIDG | 38885 | DGSC PV1000_90 Tift Rd_North Smithfield | PV | SUN |  | 2016-10-11 | The Narragansett Electric Company | RI | 007 | RI | RI |  | 1 | 0 | 0 | 0.4
48913 | VALLEYST.MILL-02909PV98NM |  | NO RESOURCE (1) | PV | SUN |  | 2016-10-20 | The Narragansett Electric Company | RI | 007 | RI | RI |  | 0.098 | 0 | 0 | 0.047
48914 | DRACUTHOUS.AUTH-01507PV1980NM | 41053 | MA_329_1.98 PV_53 CITY-DEPOT RD_CHARLTON | PV | SUN |  | 2016-10-19 | Massachusetts Electric Company | MA | 027 | WMA | WCMA |  | 1.98 | 0 | 0 | 1.238
48915 | 510PVMOSSBERG-02703PV684QF | 38709 | Frank Mossberg Dr Atteleboro PV | PV | SUN |  | 2016-10-25 | Massachusetts Electric Company | MA | 005 | RI | SEMA |  | 0.684 | 0 | 0 | 0.247
48916 | BEVOVATIONSLLC-01453PV252NM |  | NO RESOURCE (1) | PV | SUN |  | 2016-10-25 | Massachusetts Electric Company | MA | 027 | WMA | WCMA |  | 0.252 | 0 | 0 | 0
48949 | 77LEICESTERLLC-01540PV100NM |  | NO RESOURCE (1) | PV | SUN |  | 2016-10-28 | Massachusetts Electric Company | MA | 027 | WMA | WCMA |  | 0.1 | 0 | 0 | 0
48955 | PATEL-REALTY-02721PV72NM |  | NO RESOURCE (1) | PV | SUN |  | 2016-11-01 | Massachusetts Electric Company | MA | 005 | SEMA | SEMA |  | 0.072 | 0 | 0 | 0
48960 | ATHENS ENERGY LLC_1 | 38943 | Athens Energy LLC_1 | ST | WDS |  | 2017-02-18 | Engie Energy Marketing NA, Inc | ME | 025 | ME | ME | 60457 | 8.5 | 7.1 | 7.1 | 7.1
48963 | BROOKSSTDEV-01606PV476NM |  | NO RESOURCE (1) | PV | SUN |  | 2016-11-16 | Massachusetts Electric Company | MA | 027 | CMA/NEMA | WCMA |  | 0.476 | 0 | 0 | 0
48975 | FISHER ROAD PV | 38961 | Fitchburg Solar, LLC | PV | SUN |  | 2016-12-01 | Fitchburg Gas & Electric Light Company | MA | 027 | WMA | WCMA |  | 0.54 | 0 | 0 | 0.273
49000 | AQUILACURTISHILL-01507PV1980NM | 41086 | MA_336_1.98 PV_28 CURTIS-HILL RD_CHARLTON | PV | SUN |  | 2016-12-01 | Massachusetts Electric Company | MA | 027 | WMA | WCMA |  | 1.98 | 0 | 0 | 1.219
49001 | NEXAMPFACTORYST-02893PV384NM |  | NO RESOURCE (1) | PV | SUN |  | 2016-12-01 | The Narragansett Electric Company | RI | 003 | RI | RI |  | 0.384 | 0 | 0 | 0.183
49002 | SOMERSETELEM.-02726PV270NM |  | NO RESOURCE (1) | PV | SUN |  | 2016-12-02 | Massachusetts Electric Company | MA | 005 | SEMA | SEMA |  | 0.27 | 0 | 0 | 0
49003 | APE.VINEYARDRD-02771PV150NM |  | NO RESOURCE (1) | PV | SUN |  | 2016-12-01 | Massachusetts Electric Company | MA | 005 | RI | SEMA |  | 0.15 | 0 | 0 | 0
49010 | ROCHESTER PV N3365 |  | NO RESOURCE (1) | PV | SUN |  | 2016-12-01 | Public Service Company of New Hampshire | NH | 017 | NH | NH |  | 0.5 | 0 | 0 | 0.046
49017 | AMERICANATHLETIC-01082PV75NM |  | NO RESOURCE (1) | PV | SUN |  | 2016-12-07 | Massachusetts Electric Company | MA | 015 | WMA | WCMA |  | 0.075 | 0 | 0 | 0
49029 | HOPE FARM SOLAR |  | NO RESOURCE (1) | PV | SUN |  | 2019-09-30 | Galt Power Inc. | RI | 007 | RI | RI |  | 8.32 | 0 | 0 | 2.902
49031 | C.H.YATESRUBBER-02720PV972NM |  | NO RESOURCE (1) | PV | SUN |  | 2016-12-07 | Massachusetts Electric Company | MA | 005 | SEMA | SEMA |  | 0.972 | 0 | 0 | 0
49055 | TOWN_OF_SUDBURY_ID2176 | 38661 | Heliovaas - Sudbury Solar | PV | SUN |  | 2016-12-12 | NSTAR Electric Company | MA | 017 | BOSTON | NEMA |  | 1.333 | 0 | 0 | 0.638
49063 | TOWN_OF_MEDWAY_ID1972386 |  | NO RESOURCE (1) | PV | SUN |  | 2016-12-13 | NSTAR Electric Company | MA | 023 | SEMA | SEMA |  | 4.5 | 0 | 0 | 2.302
49064 | TOWN_OF_WESTON_ID2055868 |  | NO RESOURCE (1) | PV | SUN |  | 2016-12-13 | NSTAR Electric Company | MA | 017 | BOSTON | NEMA |  | 1.795 | 0 | 0 | 0.987
49065 | DOVER PV N3015 |  | NO RESOURCE (1) | PV | SUN |  | 2016-12-21 | Public Service Company of New Hampshire | NH | 017 | NH | NH |  | 0.267 | 0 | 0 | 0.128
49070 | TOWN_OF_NEEDHAM_ID1989732 |  | NO RESOURCE (1) | PV | SUN |  | 2016-12-13 | NSTAR Electric Company | MA | 021 | BOSTON | NEMA |  | 3.12 | 0 | 0 | 0.98
49071 | CVEC_INC_VINEYARDHAVEN_ID1923 | 40772 | CVEC VINEYARD HAVEN 1923 | PV | SUN |  | 2016-12-13 | NSTAR Electric Company | MA | 007 | SEMA | SEMA |  | 1.083 | 0 | 0 | 0.431
49072 | TOWN_OF_ACTON_ID2056 | 38657 | Heliovaas - Acton Solar | PV | SUN |  | 2016-12-13 | NSTAR Electric Company | MA | 017 | BOSTON | NEMA |  | 1.5 | 0 | 0 | 0.649
49073 | CES_TIHONET_SOLAR_ID2350 |  | NO RESOURCE (1) | PV | SUN |  | 2016-12-14 | NSTAR Electric Company | MA | 023 | SEMA | SEMA |  | 1 | 0 | 0 | 0.567
49074 | WAREHAM_FIRE_DISTRICT_ID2128 |  | NO RESOURCE (1) | PV | SUN |  | 2016-12-14 | NSTAR Electric Company | MA | 023 | SEMA | SEMA |  | 0.583 | 0 | 0 | 0.28
49075 | TOPEKA_SOLAR1_ID2191 |  | NO RESOURCE (1) | PV | SUN |  | 2016-12-14 | NSTAR Electric Company | MA | 005 | SEMA | SEMA |  | 1 | 0 | 0 | 0.476
49076 | MASSDOT_ID1977739 |  | NO RESOURCE (1) | PV | SUN |  | 2016-12-14 | NSTAR Electric Company | MA | 023 | SEMA | SEMA |  | 0.5 | 0 | 0 | 0.262
49077 | IGS_SOLARLLC_ID2094068 |  | NO RESOURCE (1) | PV | SUN |  | 2016-12-14 | NSTAR Electric Company | MA | 001 | SEMA | SEMA |  | 0.3 | 0 | 0 | 0.124
49078 | BWC_ORIGIN_FAIRHAVEN_ID1964211 |  | NO RESOURCE (1) | PV | SUN |  | 2016-12-14 | NSTAR Electric Company | MA | 005 | SEMA | SEMA |  | 0.75 | 0 | 0 | 0.451
49081 | TOWN_OF_DUXBURY_ID2143 |  | NO RESOURCE (1) | PV | SUN |  | 2016-12-14 | NSTAR Electric Company | MA | 023 | SEMA | SEMA |  | 0.5 | 0 | 0 | 0.184
49082 | GLC_ACUSHNET_ID1819 |  | NO RESOURCE (1) | PV | SUN |  | 2016-12-14 | NSTAR Electric Company | MA | 023 | SEMA | SEMA |  | 1 | 0 | 0 | 0.225
49083 | TOWN_OF_CHILMARK_ID1981127 |  | NO RESOURCE (1) | PV | SUN |  | 2016-12-14 | NSTAR Electric Company | MA | 007 | SEMA | SEMA |  | 0.173 | 0 | 0 | 0.041
49084 | CVEC_INC_WESTTISBURY_ID2189 | 40771 | CVEC WEST TISBURY 2189 | PV | SUN |  | 2016-12-14 | NSTAR Electric Company | MA | 007 | SEMA | SEMA |  | 0.6 | 0 | 0 | 0.124
49085 | MARGUERITE_SMALL_SCHOOL_ID2168 | 40769 | CVEC MARGUERITE SMALL SCHOOL 2168 | PV | SUN |  | 2016-12-14 | NSTAR Electric Company | MA | 001 | SEMA | SEMA |  | 0.75 | 0 | 0 | 0.349
49086 | BRALEY_ROAD_SOLAR4_ID1896 |  | NO RESOURCE (1) | PV | SUN |  | 2016-12-14 | NSTAR Electric Company | MA | 005 | SEMA | SEMA |  | 1 | 0 | 0 | 0.333
49087 | SIPPICAN_COMM_SOLAR_ID2029145 |  | NO RESOURCE (1) | PV | SUN |  | 2016-12-14 | NSTAR Electric Company | MA | 023 | SEMA | SEMA |  | 0.783 | 0 | 0 | 0.395
49088 | CVEC_INC_ORLEANS_ID2217 | 40773 | CVEC ORLEANS 2217 | PV | SUN |  | 2016-12-14 | NSTAR Electric Company | MA | 001 | SEMA | SEMA |  | 0.5 | 0 | 0 | 0.18
49094 | FRIENDS_ACADEMY_ID2326 |  | NO RESOURCE (1) | PV | SUN |  | 2016-12-14 | NSTAR Electric Company | MA | 005 | SEMA | SEMA |  | 0.134 | 0 | 0 | 0.069
49095 | DY_HIGH_SCHOOL_ID2173 | 40767 | CVEC DY HIGH SCHOOL 2175 2173 | PV | SUN |  | 2016-12-14 | NSTAR Electric Company | MA | 001 | SEMA | SEMA |  | 0.5 | 0 | 0 | 0.296
49096 | MCCARTHY_PROPERTIES_ID2077939 |  | NO RESOURCE (1) | PV | SUN |  | 2016-12-14 | NSTAR Electric Company | MA | 023 | SEMA | SEMA |  | 0.2 | 0 | 0 | 0.073
49097 | 815_MAIN_ST_SOLARLLC_ID2077567 |  | NO RESOURCE (1) | PV | SUN |  | 2016-12-14 | NSTAR Electric Company | MA | 023 | SEMA | SEMA |  | 0.13 | 0 | 0 | 0.062
49197 | SHREDKING-02343PV180NM |  | NO RESOURCE (1) | PV | SUN |  | 2016-12-19 | Massachusetts Electric Company | MA | 021 | SEMA | SEMA |  | 0.18 | 0 | 0 | 0.061
49198 | HOLYNAMESCHOOL-02720PV144NM |  | NO RESOURCE (1) | PV | SUN |  | 2016-12-20 | Massachusetts Electric Company | MA | 005 | SEMA | SEMA |  | 0.144 | 0 | 0 | 0
49202 | WORC.ROOSEVELT-01604PV100NM |  | NO RESOURCE (1) | PV | SUN |  | 2016-12-20 | Massachusetts Electric Company | MA | 027 | CMA/NEMA | WCMA |  | 0.1 | 0 | 0 | 0
49203 | WORC.BELMONTST-01605PV200NM |  | NO RESOURCE (1) | PV | SUN |  | 2016-12-20 | Massachusetts Electric Company | MA | 027 | CMA/NEMA | WCMA |  | 0.2 | 0 | 0 | 0
49213 | JUDSONHOUSE-01830PV82NM |  | NO RESOURCE (1) | PV | SUN |  | 2016-12-20 | Massachusetts Electric Company | MA | 009 | BOSTON | NEMA |  | 0.082 | 0 | 0 | 0
49214 | APE.1788GARHWY-02777PV476NM | 41149 | MA_113_0.476 PV_1788 G-A-R HW_SWANSEA | PV | SUN |  | 2016-12-27 | Massachusetts Electric Company | MA | 005 | RI | SEMA |  | 0.476 | 0 | 0 | 0.245
49216 | MISCOHILLELEM-01756PV386NM |  | NO RESOURCE (1) | PV | SUN |  | 2016-12-30 | Massachusetts Electric Company | MA | 027 | RI | SEMA |  | 0.386 | 0 | 0 | 0
49217 | NOHOARTSTRUST-01060PV176NM |  | NO RESOURCE (1) | PV | SUN |  | 2016-12-30 | Massachusetts Electric Company | MA | 015 | WMA | WCMA |  | 0.176 | 0 | 0 | 0
49222 | NEXAMP-LOGEE-02895PV153RE | 40640 | RI_24_RE Growth PV_800 Logee St_Woonsocket | PV | SUN |  | 2017-01-10 | The Narragansett Electric Company | RI | 007 | RI | RI |  | 0.153 | 0 | 0 | 0.083
49240 | QUINCYCODDINGTON-02169PV183NM |  | NO RESOURCE (1) | PV | SUN |  | 2017-01-13 | Massachusetts Electric Company | MA | 021 | SEMA | SEMA |  | 0.183 | 0 | 0 | 0
49241 | DINO'SPARK&SHOP-02814PV196RE | 38925 | RE Growth PV196_1020 Putnam Pike_Glocester | PV | SUN |  | 2017-01-18 | The Narragansett Electric Company | RI | 007 | RI | RI |  | 0.196 | 0 | 0 | 0.098
49242 | WORCESTERNORTHHS-01604PV101NM |  | NO RESOURCE (1) | PV | SUN |  | 2017-01-14 | Massachusetts Electric Company | MA | 027 | CMA/NEMA | WCMA |  | 0.101 | 0 | 0 | 0
49243 | 510PVDEVDIGHTON-01851PV996QF | 38707 | Main St Dighton PV | PV | SUN |  | 2017-01-19 | Massachusetts Electric Company | MA | 005 | SEMA | SEMA |  | 0.996 | 0 | 0 | 0.27
49244 | 510PVDEVGRAFTON-01519PV672QF | 38706 | Old Upton Rd Grafton PV 2 | PV | SUN |  | 2017-01-19 | Massachusetts Electric Company | MA | 027 | CMA/NEMA | WCMA |  | 0.672 | 0 | 0 | 0.208
49245 | 510PVDEVAYER-01432PV996QF | 38708 | Groton School Rd Ayer PV 2 | PV | SUN |  | 2017-01-20 | Massachusetts Electric Company | MA | 017 | CMA/NEMA | WCMA |  | 0.996 | 0 | 0 | 0.398
49247 | 510PVDEVABINGTON-02351PV996QF | 38699 | Groveland St Abington PV | PV | SUN |  | 2017-01-20 | Massachusetts Electric Company | MA | 023 | SEMA | SEMA |  | 0.996 | 0 | 0 | 0
49248 | GE.TINKHAMRD-01095PV496NM | 41336 | MA_386_0.496 PV_0 TINKHAM RD_WILBRAHAM | PV | SUN |  | 2017-01-19 | Massachusetts Electric Company | MA | 013 | WMA | WCMA |  | 0.496 | 0 | 0 | 0.251
49249 | SHAFIIREALESTATE-01028PV468NM |  | NO RESOURCE (1) | PV | SUN |  | 2017-01-19 | Massachusetts Electric Company | MA | 013 | WMA | WCMA |  | 0.468 | 0 | 0 | 0
49250 | ORANGEINNOVATION-01364PV80NM |  | NO RESOURCE (1) | PV | SUN |  | 2017-01-18 | Massachusetts Electric Company | MA | 011 | WMA | WCMA |  | 0.08 | 0 | 0 | 0
49251 | SUTTONSOLARLLC-01590PV1950NM | 41040 | MA_19_1.95 PV_0 OAKHURST RD_SUTTON | PV | SUN |  | 2017-01-20 | Massachusetts Electric Company | MA | 027 | RI | SEMA |  | 1.95 | 0 | 0 | 1.055
49252 | BUXTONRDSOLARLLC-01569PV1000NM |  | NO RESOURCE (1) | PV | SUN |  | 2017-01-20 | Massachusetts Electric Company | MA | 027 | RI | SEMA |  | 1 | 0 | 0 | 0.59
49253 | VIRGINIOSARDINIA-01757PV270QF |  | NO RESOURCE (1) | PV | SUN |  | 2017-01-20 | Massachusetts Electric Company | MA | 027 | RI | SEMA |  | 0.27 | 0 | 0 | 0.068
49254 | TANGLEWOODFARM-02814PV196RE | 38950 | RE Growth PV196_65 Putnam Pike_Glocester | PV | SUN |  | 2017-01-20 | The Narragansett Electric Company | RI | 007 | RI | RI |  | 0.196 | 0 | 0 | 0.11
49255 | CONWELLSEMINARY-01982PV187QF |  | NO RESOURCE (1) | PV | SUN |  | 2017-01-24 | Massachusetts Electric Company | MA | 009 | BOSTON | NEMA |  | 0.187 | 0 | 0 | 0.019
49256 | RICARBIDETOOLCO-02917PV196RE | 38949 | RE Growth PV196_339 Farnum Pike_Smithfield | PV | SUN |  | 2017-01-23 | The Narragansett Electric Company | RI | 007 | RI | RI |  | 0.196 | 0 | 0 | 0.11
49260 | USFLUIDS-01028PV110QF |  | NO RESOURCE (1) | PV | SUN |  | 2017-01-25 | Massachusetts Electric Company | MA | 013 | WMA | WCMA |  | 0.11 | 0 | 0 | 0.038
49276 | ROCKY'SELONGMEADOW-01028PV86QF |  | NO RESOURCE (1) | PV | SUN |  | 2017-01-26 | Massachusetts Electric Company | MA | 013 | WMA | WCMA |  | 0.086 | 0 | 0 | 0.008
49277 | KEARSARGE188EAST-01033PV450NM | 41275 | MA_84_0.452 PV_188 EAST ST_GRANBY | PV | SUN |  | 2017-01-26 | Massachusetts Electric Company | MA | 015 | WMA | WCMA |  | 0.45 | 0 | 0 | 0.28
49278 | KEARSARGE190EAST-01033PV450NM | 41276 | MA_85_0.452 PV_190 EAST ST_GRANBY | PV | SUN |  | 2017-02-01 | Massachusetts Electric Company | MA | 015 | WMA | WCMA |  | 0.45 | 0 | 0 | 0.278
49279 | PEGASUSSOLAR-01752PV300NM |  | NO RESOURCE (1) | PV | SUN |  | 2017-01-27 | Massachusetts Electric Company | MA | 017 | CMA/NEMA | WCMA |  | 0.3 | 0 | 0 | 0
49280 | KEARSARGE229REAST-01033PV450NM | 41278 | MA_86_0.452 PV_229R EAST ST_GRANBY | PV | SUN |  | 2017-02-01 | Massachusetts Electric Company | MA | 015 | WMA | WCMA |  | 0.45 | 0 | 0 | 0.244
49282 | KEARSARGE914WEST-01056PV450NM | 41216 | MA_400_0.452 PV_914 WEST ST_LUDLOW | PV | SUN |  | 2017-02-02 | Massachusetts Electric Company | MA | 013 | WMA | WCMA |  | 0.45 | 0 | 0 | 0.272
49283 | KEARSARGE220REAST-01033PV450NM | 41279 | MA_87_0.452 PV_220R EAST ST_GRANBY | PV | SUN |  | 2017-02-01 | Massachusetts Electric Company | MA | 015 | WMA | WCMA |  | 0.45 | 0 | 0 | 0.257
49288 | BLUEWAVEWEBSTER-01570PV1380NM | 41363 | MA_311_1.38 PV_23 CUDWORTH RD_WEBSTER | PV | SUN |  | 2017-02-03 | Massachusetts Electric Company | MA | 027 | WMA | WCMA |  | 1.38 | 0 | 0 | 0.741
49289 | FUREYROOFINGCO-02888PV29NM |  | NO RESOURCE (1) | PV | SUN |  | 2017-02-03 | The Narragansett Electric Company | RI | 003 | RI | RI |  | 0.029 | 0 | 0 | 0.004
49290 | CRISSEYFARMS-01230PV113NM |  | NO RESOURCE (1) | PV | SUN |  | 2017-02-07 | Massachusetts Electric Company | MA | 003 | WMA | WCMA |  | 0.113 | 0 | 0 | 0
49291 | NANTUCKETICE-02554PV284NM |  | NO RESOURCE (1) | PV | SUN |  | 2017-02-08 | Massachusetts Electric Company | MA | 019 | SEMA | SEMA |  | 0.284 | 0 | 0 | 0
49292 | NATCOPRODUCTS-02893PV375NM |  | NO RESOURCE (1) | PV | SUN |  | 2017-02-07 | The Narragansett Electric Company | RI | 003 | RI | RI |  | 0.375 | 0 | 0 | 0
49306 | SAFEHARBORSOLAR-01581PV886NM | 41063 | MA_69_0.866 PV_57 BRIGHAM ST_WESTBOROUGH | PV | SUN |  | 2017-02-16 | Massachusetts Electric Company | MA | 027 | CMA/NEMA | WCMA |  | 0.886 | 0 | 0 | 0.397
49324 | PITTSFIELD SOLAR |  | NO RESOURCE (1) | PV | SUN |  | 2017-12-23 | Cianbro Energy, LLC | ME | 025 | ME | ME |  | 7.92 | 0 | 0 | 4.748
49325 | CPV TOWANTIC 1A | 38297 | CPV_Towantic | CC | NG | DFO | 2018-05-21 | Consolidated Edison Energy, Inc | CT | 009 | SWCT | CT | 56047 | 470.25 | 415.25 | 415.25 | 373.001
49326 | CPV TOWANTIC 1B | 38297 | CPV_Towantic | CC | NG | DFO | 2018-05-21 | Consolidated Edison Energy, Inc | CT | 009 | SWCT | CT | 56047 | 470.25 | 415.25 | 415.25 | 375.25
49327 | NANTUCKETPAVERS-02771PV240NM |  | NO RESOURCE (1) | PV | SUN |  | 2017-02-27 | Massachusetts Electric Company | MA | 005 | RI | SEMA |  | 0.24 | 0 | 0 | 0
49328 | MILLREALTYTRUST-02370PV86QF |  | NO RESOURCE (1) | PV | SUN |  | 2017-03-01 | Massachusetts Electric Company | MA | 023 | SEMA | SEMA |  | 0.086 | 0 | 0 | 0.002
49331 | SHALOMHOUSING-02886WT100NM |  | NO RESOURCE (1) | WT | WND |  | 2017-03-01 | The Narragansett Electric Company | RI | 003 | RI | RI |  | 0.1 | 0 | 0 | 0
49335 | WESTBOROWWTP-01581PV660NM |  | NO RESOURCE (1) | PV | SUN |  | 2017-02-27 | Massachusetts Electric Company | MA | 027 | CMA/NEMA | WCMA |  | 0.66 | 0 | 0 | 0
49354 | SEAVIEWINNLLC-02842PV180NM |  | NO RESOURCE (1) | PV | SUN |  | 2017-03-02 | The Narragansett Electric Company | RI | 005 | SEMA | RI |  | 0.18 | 0 | 0 | 0
49359 | MILFORDGERIATRIC-01757PV225QF |  | NO RESOURCE (1) | PV | SUN |  | 2017-03-07 | Massachusetts Electric Company | MA | 027 | RI | SEMA |  | 0.225 | 0 | 0 | 0.001
49360 | TYNGS.LANDFILL#2-01879PV900NM | 41311 | MA_68_0.9 PV_500 DUNSTABLE RD_TYNGSBORO | PV | SUN |  | 2017-03-08 | Massachusetts Electric Company | MA | 017 | CMA/NEMA | WCMA |  | 0.9 | 0 | 0 | 0.497
49361 | CROMWELLVENTURES-02907PV69NM |  | NO RESOURCE (1) | PV | SUN |  | 2017-03-06 | The Narragansett Electric Company | RI | 007 | RI | RI |  | 0.069 | 0 | 0 | 0.031
49365 | NORTONLANDFILL-02766PV1500NM | 38582 | Norton MA | PV | SUN |  | 2017-03-08 | Massachusetts Electric Company | MA | 005 | SEMA | SEMA |  | 1.5 | 0 | 0 | 0.888
49366 | RUTLANDSOLAR-01543PV990NM | 41269 | MA_289_0.99 PV_3 KENWOOD CT_RUTLAND | PV | SUN |  | 2017-03-09 | Massachusetts Electric Company | MA | 027 | WMA | WCMA |  | 0.99 | 0 | 0 | 0.279
49369 | PLYMOUTHREALTY-02333PV143NM |  | NO RESOURCE (1) | PV | SUN |  | 2017-03-09 | Massachusetts Electric Company | MA | 023 | SEMA | SEMA |  | 0.143 | 0 | 0 | 0
49370 | 90 WOODS HILL RD. POMFRET CT |  | NO RESOURCE (1) | PV | SUN |  | 2018-12-26 | Woods Hill Solar, Inc | CT | 015 | CT | CT |  | 19 | 0 | 0 | 10.992
49371 | ECASOLARAFF.INT.-01453PV2800QF |  | NO RESOURCE (1) | PV | SUN |  | 2017-03-10 | Massachusetts Electric Company | MA | 027 | CMA/NEMA | WCMA |  | 2.8 | 0 | 0 | 0.305
49374 | BLUEWAVE CAPITAL-01069PV3800NM | 41334 | MA_384_3.8 PV_2189 BAPTIST-HILL RD_PALMER | PV | SUN |  | 2017-03-14 | Massachusetts Electric Company | MA | 013 | WMA | WCMA |  | 3.8 | 0 | 0 | 1.927
49376 | SYNC.STILLRIVER-01740PV1980NM |  | NO RESOURCE (1) | PV | SUN |  | 2017-03-15 | Massachusetts Electric Company | MA | 027 | CMA/NEMA | WCMA |  | 1.98 | 0 | 0 | 1.201
49383 | EASTONHS-02356PV370NM | 41207 | MA_364_0.420147 PV_100 LOTHROP ST_NORTH EASTON | PV | SUN |  | 2017-03-15 | Massachusetts Electric Company | MA | 005 | SEMA | SEMA |  | 0.37 | 0 | 0 | 0.198
49394 | STRAFELLOINC-02322PV266NM |  | NO RESOURCE (1) | PV | SUN |  | 2017-03-17 | Massachusetts Electric Company | MA | 021 | SEMA | SEMA |  | 0.266 | 0 | 0 | 0
49396 | ELITEENVELOPE-02368PV105NM |  | NO RESOURCE (1) | PV | SUN |  | 2017-03-20 | Massachusetts Electric Company | MA | 021 | SEMA | SEMA |  | 0.105 | 0 | 0 | 0
49397 | NEXTSUNSHIRLEY-01464PV920NM | 41248 | MA_66_0.85 PV_56 WALKER RD_SHIRLEY | PV | SUN |  | 2017-03-21 | Massachusetts Electric Company | MA | 017 | CMA/NEMA | WCMA |  | 0.92 | 0 | 0 | 0.364
49398 | MADBURY PV N5466 |  | NO RESOURCE (1) | PV | SUN |  | 2017-03-27 | Public Service Company of New Hampshire | NH | 017 | NH | NH |  | 0.222 | 0 | 0 | 0
49399 | PORTSMOUTH PV N5465A |  | NO RESOURCE (1) | PV | SUN |  | 2017-03-27 | Public Service Company of New Hampshire | NH | 015 | NH | NH |  | 0.108 | 0 | 0 | 0
49400 | PORTSMOUTH PV N5465 |  | NO RESOURCE (1) | PV | SUN |  | 2017-03-27 | Public Service Company of New Hampshire | NH | 015 | NH | NH |  | 0.144 | 0 | 0 | 0
49401 | ROCHESTER PV N5486 |  | NO RESOURCE (1) | PV | SUN |  | 2017-03-27 | Public Service Company of New Hampshire | NH | 017 | NH | NH |  | 0.2 | 0 | 0 | 0.048
49402 | NASHUA PV N5606 |  | NO RESOURCE (1) | PV | SUN |  | 2017-03-27 | Public Service Company of New Hampshire | NH | 011 | VT | NH |  | 0.833 | 0 | 0 | 0.068
49404 | PKPROPERTIES-02914PV120NM |  | NO RESOURCE (1) | PV | SUN |  | 2017-03-27 | The Narragansett Electric Company | RI | 007 | RI | RI |  | 0.12 | 0 | 0 | 0
49405 | SFP&L HYDRO |  | NO RESOURCE (1) | HDR | WAT |  | 2017-04-03 | Public Service Company of New Hampshire | NH | 017 | NH | NH |  | 0.189 | 0 | 0 | 0
49406 | DEERFIELD WIND | 38438 | Deerfield Wind Project | WT | WND |  | 2017-12-29 | Avangrid Renewables, LLC | VT | 003 | WMA | VT |  | 29.94 | 12.026 | 12.026 | 5.55
49408 | CAVALLO-INC.-01069PV499NM | 41108 | MA_88_0.499 PV_100 WARE ST_PALMER | PV | SUN |  | 2017-03-29 | Massachusetts Electric Company | MA | 013 | WMA | WCMA |  | 0.499 | 0 | 0 | 0.254
49409 | GMHMIL.HOUSING-02842PV612NM |  | NO RESOURCE (1) | PV | SUN |  | 2017-03-30 | The Narragansett Electric Company | RI | 005 | SEMA | RI |  | 0.612 | 0 | 0 | 0.106
49411 | NBC COV WIND |  | NO RESOURCE (1) | WT | WND |  | 2016-08-31 | Green Development, LLC | RI | 003 | RI | RI |  | 4.1625 | 0.868 | 0.868 | 0.428
49412 | W WARWICK COV WIND |  | NO RESOURCE (1) | WT | WND |  | 2016-08-31 | Green Development, LLC | RI | 003 | RI | RI |  | 4.1625 | 0.944 | 0.944 | 0.432
49413 | WED COV WIND |  | NO RESOURCE (1) | WT | WND |  | 2016-08-31 | Green Development, LLC | RI | 003 | RI | RI |  | 5.55 | 1.152 | 1.152 | 0.592
49414 | LUCY'SHEARTH-02842PV29NM |  | NO RESOURCE (1) | PV | SUN |  | 2017-04-04 | The Narragansett Electric Company | RI | 005 | SEMA | RI |  | 0.029 | 0 | 0 | 0
49427 | ANWELT APTS PV |  | NO RESOURCE (1) | PV | SUN |  | 2017-04-03 | Fitchburg Gas & Electric Light Company | MA | 027 | WMA | WCMA |  | 0.185 | 0 | 0 | 0.067
49428 | REM.PUBLICATION-01028PV73QF |  | NO RESOURCE (1) | PV | SUN |  | 2017-04-06 | Massachusetts Electric Company | MA | 013 | WMA | WCMA |  | 0.073 | 0 | 0 | 0.013
49429 | HORIZONBEVERAGE-02766PV952NM |  | NO RESOURCE (1) | PV | SUN |  | 2017-04-06 | Massachusetts Electric Company | MA | 005 | RI | SEMA |  | 0.952 | 0 | 0 | 0
49430 | HOWE LUMBER CO-01515PV76NM |  | NO RESOURCE (1) | PV | SUN |  | 2017-04-11 | Massachusetts Electric Company | MA | 027 | WMA | WCMA |  | 0.076 | 0 | 0 | 0
49431 | STONYHILLSOLAR-01036PV499NM | 41130 | MA_89_0.499 PV_61 STONY-HILL RD_HAMPDEN | PV | SUN |  | 2017-04-10 | Massachusetts Electric Company | MA | 013 | WMA | WCMA |  | 0.499 | 0 | 0 | 0.195
49435 | SYNC.BONDSVILLE-01069PV4400NM | 40700 | Syncarpha Bondsville | PV | SUN |  | 2017-04-11 | Massachusetts Electric Company | MA | 013 | WMA | WCMA |  | 4.4 | 0 | 0 | 2.098
49511 | KEARSARGENORWELL-02061PV419NM | 41082 | MA_122_0.419 PV_600 LONGWATER DR_NORWELL | PV | SUN |  | 2017-04-11 | Massachusetts Electric Company | MA | 023 | RI | SEMA |  | 0.419 | 0 | 0 | 0.247
49512 | SCHNEIDERELECF-01801PV143QF |  | NO RESOURCE (1) | PV | SUN |  | 2017-04-13 | Massachusetts Electric Company | MA | 017 | CMA/NEMA | WCMA |  | 0.143 | 0 | 0 | 0
49513 | SCHNEIDERELECA&B-01810PV161QF |  | NO RESOURCE (1) | PV | SUN |  | 2017-04-13 | Massachusetts Electric Company | MA | 017 | CMA/NEMA | WCMA |  | 0.161 | 0 | 0 | 0
49588 | 510PVDEVHARDWICK-01037PV480NM | 41300 | MA_383_0.48 PV_0 CLEVELAND RD_HARDWICK | PV | SUN |  | 2017-04-17 | Massachusetts Electric Company | MA | 027 | WMA | WCMA |  | 0.48 | 0 | 0 | 0.27
49636 | 510PVHARDWICK#2-01037PV480NM | 41299 | MA_382_0.48 PV_2553 BARRE RD_HARDWICK | PV | SUN |  | 2017-04-17 | Massachusetts Electric Company | MA | 027 | WMA | WCMA |  | 0.48 | 0 | 0 | 0.276
49637 | EQUITYINDUSTRIAL-02301PV998NM |  | NO RESOURCE (1) | PV | SUN |  | 2017-04-17 | Massachusetts Electric Company | MA | 023 | SEMA | SEMA |  | 0.998 | 0 | 0 | 0.353
49638 | GSEGENEVAFURN.-02322PV446NM |  | NO RESOURCE (1) | PV | SUN |  | 2017-04-18 | Massachusetts Electric Company | MA | 021 | SEMA | SEMA |  | 0.446 | 0 | 0 | 0
49641 | KEARSARGESATHOL-01331PV455NM | 41078 | MA_77_0.455 PV_5567R S ATHOL RD_ATHOL | PV | SUN |  | 2017-04-18 | Massachusetts Electric Company | MA | 027 | WMA | WCMA |  | 0.455 | 0 | 0 | 0.28
49668 | IRONHORSESOLAR-01862PV2850NM | 41425 | MA_439_2.85 PV_200 IRON-HORSE PA_BILLERICA | PV | SUN |  | 2017-04-18 | Massachusetts Electric Company | MA | 017 | CMA/NEMA | WCMA |  | 2.85 | 0 | 0 | 1.619
49669 | OUTLANDRENEWABLE-01562PV3000NM |  | NO RESOURCE (1) | PV | SUN |  | 2017-04-19 | Massachusetts Electric Company | MA | 027 | WMA | WCMA |  | 3 | 0 | 0 | 1.75
49670 | UNIVERSALFOREST-01007PV144QF |  | NO RESOURCE (1) | PV | SUN |  | 2017-04-19 | Massachusetts Electric Company | MA | 015 | WMA | WCMA |  | 0.144 | 0 | 0 | 0.002
49672 | NEWBRAINTREESOLAR-01531PV499NM | 41084 | MA_90_0.499 PV_1940 BARRE RD_NEW BRAINTREE | PV | SUN |  | 2017-04-24 | Massachusetts Electric Company | MA | 027 | WMA | WCMA |  | 0.499 | 0 | 0 | 0.312
49687 | OSGOODSOLAR-01845PV4770NM |  | NO RESOURCE (1) | PV | SUN |  | 2017-04-27 | Massachusetts Electric Company | MA | 009 | BOSTON | NEMA |  | 4.77 | 0 | 0 | 2.303
49688 | HORIZONMUSIC-01453PV360NM |  | NO RESOURCE (1) | PV | SUN |  | 2017-04-26 | Massachusetts Electric Company | MA | 027 | WMA | WCMA |  | 0.36 | 0 | 0 | 0
49689 | PELHAMAVEREALTY-01844PV120QF |  | NO RESOURCE (1) | PV | SUN |  | 2017-04-27 | Massachusetts Electric Company | MA | 009 | BOSTON | NEMA |  | 0.12 | 0.009 | 0.009 | 0.044
49693 | LOWER VILLAGE |  | NO RESOURCE (1) | HDR | WAT |  | 2017-04-22 | Green Mountain Power Corporation | NH | 019 | NH | NH |  | 1.4 | 1.013 | 1.013 | 0
49695 | 225 INDUSTRIAL RD SOLAR |  | NO RESOURCE (1) | PV | SUN |  | 2017-05-01 | Fitchburg Gas & Electric Light Company | MA | 027 | WMA | WCMA |  | 0.488 | 0 | 0 | 0.221
49762 | NORTONDEV.INC-02766PV1000NM | 41147 | MA_339_1 PV_0 HILL ST_NORTON | PV | SUN |  | 2017-05-11 | Massachusetts Electric Company | MA | 005 | RI | SEMA |  | 1 | 0 | 0 | 0.558
49763 | E.L.HARVEY&SONS-01581PV850NM |  | NO RESOURCE (1) | PV | SUN |  | 2017-05-11 | Massachusetts Electric Company | MA | 027 | CMA/NEMA | WCMA |  | 0.85 | 0 | 0 | 0
49767 | 510PVDEVWARREN-01083PV990NM | 41301 | MA_392_0.99 PV_581 SOUTH ST_WARREN | PV | SUN |  | 2017-05-18 | Massachusetts Electric Company | MA | 027 | WMA | WCMA |  | 0.99 | 0 | 0 | 0.608
49768 | AQUIDNECKCUSTOM-02809PV28NM |  | NO RESOURCE (1) | PV | SUN |  | 2017-05-17 | The Narragansett Electric Company | RI | 001 | RI | RI |  | 0.028 | 0 | 0 | 0.002
49769 | 123FELTONLLC-01752PV396NM |  | NO RESOURCE (1) | PV | SUN |  | 2017-05-18 | Massachusetts Electric Company | MA | 017 | CMA/NEMA | WCMA |  | 0.396 | 0 | 0 | 0
49770 | NEISOLARLLCUPTON-01568PV300NM | 41032 | MA_139_0.2997 PV_1-3 WALKER DR_UPTON | PV | SUN |  | 2017-05-18 | Massachusetts Electric Company | MA | 027 | RI | SEMA |  | 0.3 | 0 | 0 | 0.146
49771 | BAYNESELECTRIC-02301PV112NM |  | NO RESOURCE (1) | PV | SUN |  | 2017-05-18 | Massachusetts Electric Company | MA | 023 | SEMA | SEMA |  | 0.112 | 0 | 0 | 0
49787 | CLOVERLEAF21FDBVD-02723PV120NM |  | NO RESOURCE (1) | PV | SUN |  | 2017-05-18 | Massachusetts Electric Company | MA | 005 | SEMA | SEMA |  | 0.12 | 0 | 0 | 0
49788 | 510PV232GARDNERRD-01452PV960NM | 41245 | MA_62_0.96 PV_232 GARDNER RD_HUBBARDSTON | PV | SUN |  | 2017-05-18 | Massachusetts Electric Company | MA | 027 | WMA | WCMA |  | 0.96 | 0 | 0 | 0.569
49792 | CLOVERLEAF1FDBLVD-02723PV216NM |  | NO RESOURCE (1) | PV | SUN |  | 2017-05-18 | Massachusetts Electric Company | MA | 005 | SEMA | SEMA |  | 0.216 | 0 | 0 | 0
49793 | 510PV240GARDNERRD-01452PV960NM | 41246 | MA_63_0.96 PV_240 GARDNER RD_HUBBARDSTON | PV | SUN |  | 2017-05-18 | Massachusetts Electric Company | MA | 027 | WMA | WCMA |  | 0.96 | 0 | 0 | 0.599
49863 | STERGISALUMINUM-02703PV250QF |  | NO RESOURCE (1) | PV | SUN |  | 2017-05-24 | Massachusetts Electric Company | MA | 005 | RI | SEMA |  | 0.25 | 0 | 0 | 0.01
49867 | GIDEONLLC-02189PV428NM |  | NO RESOURCE (1) | PV | SUN |  | 2017-05-24 | Massachusetts Electric Company | MA | 021 | SEMA | SEMA |  | 0.428 | 0 | 0 | 0.194
49894 | SULLIVANPAPER-01028PV560NM |  | NO RESOURCE (1) | PV | SUN |  | 2017-05-30 | Massachusetts Electric Company | MA | 013 | WMA | WCMA |  | 0.56 | 0 | 0 | 0
49895 | SHIRLEYLANDFILL-01464PV1000NM | 41348 | MA_302_1.5 PV_169 LEOMINSTER RD_SHIRLEY | PV | SUN |  | 2017-05-30 | Massachusetts Electric Company | MA | 017 | CMA/NEMA | WCMA |  | 1 | 0 | 0 | 0.562
49930 | FINEEDGETOOL-02703PV72QF |  | NO RESOURCE (1) | PV | SUN |  | 2017-06-02 | Massachusetts Electric Company | MA | 005 | RI | SEMA |  | 0.072 | 0 | 0 | 0.02
49931 | KEARSARGEBELL.-02019PV3108NM |  | NO RESOURCE (1) | PV | SUN |  | 2017-06-02 | Massachusetts Electric Company | MA | 021 | RI | SEMA |  | 3.108 | 0 | 0 | 1.816
49934 | CECSOLAR#1062-01364PV792NM | 41249 | MA_67_0.92 PV_7 NEW-ATHOL RD_ORANGE | PV | SUN |  | 2017-06-09 | Massachusetts Electric Company | MA | 011 | WMA | WCMA |  | 0.792 | 0 | 0 | 0.414
49935 | 510PVDEVNEWBURY-01951PV1992NM | 41192 | MA_434_1.992 PV_4 MIDDLE RD_NEWBURY | PV | SUN |  | 2017-06-09 | Massachusetts Electric Company | MA | 009 | BOSTON | NEMA |  | 1.992 | 0 | 0 | 1.023
49937 | TOWN_OF_ORLEANS_ID2058041 | 38841 | Syncarpha Freetown | PV | SUN |  | 2017-06-03 | NSTAR Electric Company | MA | 005 | SEMA | SEMA |  | 3.96 | 0 | 0 | 2.335
49943 | BATTLESREALTYLLC-02301PV480NM |  | NO RESOURCE (1) | PV | SUN |  | 2017-06-19 | Massachusetts Electric Company | MA | 023 | SEMA | SEMA |  | 0.48 | 0 | 0 | 0
49951 | IRONHORSE4LLC-01862PV4999NM | 40736 | Syncarpha Billerica | PV | SUN |  | 2017-06-21 | Massachusetts Electric Company | MA | 017 | CMA/NEMA | WCMA |  | 4.999 | 0 | 0 | 2.679
50001 | SHEACONCRETE-01913PV80QF |  | NO RESOURCE (1) | PV | SUN |  | 2017-06-22 | Massachusetts Electric Company | MA | 009 | BOSTON | NEMA |  | 0.08 | 0 | 0 | 0.022
50002 | CURRYHARDWARE-02339PV84QF |  | NO RESOURCE (1) | PV | SUN |  | 2017-06-27 | Massachusetts Electric Company | MA | 023 | SEMA | SEMA |  | 0.084 | 0 | 0 | 0.023
50021 | TARGETSTORE#T1496-01581PV138NM |  | NO RESOURCE (1) | PV | SUN |  | 2017-07-06 | Massachusetts Electric Company | MA | 027 | CMA/NEMA | WCMA |  | 0.138 | 0 | 0 | 0
50022 | TARGETSTORES#1516-01752PV366NM |  | NO RESOURCE (1) | PV | SUN |  | 2017-07-11 | Massachusetts Electric Company | MA | 017 | CMA/NEMA | WCMA |  | 0.366 | 0 | 0 | 0
50024 | HORNERMILLWORK-02726PV1143NM |  | NO RESOURCE (1) | PV | SUN |  | 2017-07-11 | Massachusetts Electric Company | MA | 005 | RI | SEMA |  | 1.143 | 0 | 0 | 0
50025 | WALLINGFORD UNIT 6 | 38278 | Wallingford Unit 6 and Unit 7 | GT | NG |  | 2018-05-09 | Twin Eagle Resource Management, LLC | CT | 009 | SWCT | CT | 55517 | 58.8999 | 50 | 50 | 45
50026 | WALLINGFORD UNIT 7 | 38278 | Wallingford Unit 6 and Unit 7 | GT | NG |  | 2018-05-09 | Twin Eagle Resource Management, LLC | CT | 009 | SWCT | CT | 55517 | 58.8999 | 50 | 50 | 45
50028 | MALDENCATHOLIC-02148PV432NM |  | NO RESOURCE (1) | PV | SUN |  | 2017-07-13 | Massachusetts Electric Company | MA | 017 | BOSTON | NEMA |  | 0.432 | 0 | 0 | 0
50038 | BJSDISTCENTER800-01569PV1000NM |  | NO RESOURCE (1) | PV | SUN |  | 2017-07-18 | Massachusetts Electric Company | MA | 027 | RI | SEMA |  | 1 | 0 | 0 | 0
50048 | UNICORRPACKAGING-01752PV480QF |  | NO RESOURCE (1) | PV | SUN |  | 2017-07-19 | Massachusetts Electric Company | MA | 017 | CMA/NEMA | WCMA |  | 0.48 | 0 | 0 | 0
50052 | CECSOLAR#1052-01032PV852NM | 41313 | MA_70_0.99 PV_194 BERKSHIRE TR E_GOSHEN | PV | SUN |  | 2017-07-19 | Massachusetts Electric Company | MA | 015 | WMA | WCMA |  | 0.852 | 0 | 0 | 0.49
50057 | ORBITENERGY-02919PV3200DG |  | NO RESOURCE (1) | IC | OBG |  | 2017-07-19 | The Narragansett Electric Company | RI | 007 | RI | RI |  | 3.2 | 0 | 0 | 0
50058 | CECSOLAR#1058-01096PV990NM | 41261 | MA_51_0.99 PV_127 GOSHEN RD_WILLIAMSBURG | PV | SUN |  | 2017-07-19 | Massachusetts Electric Company | MA | 015 | WMA | WCMA |  | 0.99 | 0 | 0 | 0.568
50059 | CECSOLAR#1084-01569PV990NM | 41339 | MA_52_0.99 PV_189 MENDON ST_UXBRIDGE | PV | SUN |  | 2017-07-19 | Massachusetts Electric Company | MA | 027 | RI | SEMA |  | 0.99 | 0 | 0 | 0.558
50060 | QUALITYDRIVELLC-02865PV1116NM |  | NO RESOURCE (1) | PV | SUN |  | 2017-07-25 | The Narragansett Electric Company | RI | 007 | RI | RI |  | 1.116 | 0 | 0 | 0.498
50072 | LAMPLIGHTERINC-02837PV216RE | 40641 | RI_25_RE Growth PV_50 Snell Rd_Little Compton | PV | SUN |  | 2017-07-26 | The Narragansett Electric Company | RI | 005 | SEMA | RI |  | 0.216 | 0 | 0 | 0.143
50073 | BRISTOLBUFFETLLC-02809PV46NM |  | NO RESOURCE (1) | PV | SUN |  | 2017-07-25 | The Narragansett Electric Company | RI | 001 | RI | RI |  | 0.046 | 0 | 0 | 0
50077 | NRGDIGHTONLLC-02715PV3130NM | 41371 | MA_344_3.13 PV_2729 ELM ST_DIGHTON | PV | SUN |  | 2017-07-27 | Massachusetts Electric Company | MA | 005 | SEMA | SEMA |  | 3.13 | 0 | 0 | 1.761
50078 | EMBRACELOANS#25-02842PV133NM |  | NO RESOURCE (1) | PV | SUN |  | 2017-07-28 | The Narragansett Electric Company | RI | 005 | SEMA | RI |  | 0.133 | 0 | 0 | 0
50087 | RGCMILLWESTBLDG36-01845PV108QF |  | NO RESOURCE (1) | PV | SUN |  | 2017-08-02 | Massachusetts Electric Company | MA | 009 | BOSTON | NEMA |  | 0.108 | 0 | 0 | 0
50088 | RICANNONBLDG-02904PV40NM |  | NO RESOURCE (1) | PV | SUN |  | 2017-08-02 | The Narragansett Electric Company | RI | 007 | RI | RI |  | 0.04 | 0 | 0 | 0
50090 | NM HADLEY 2 SOLAR LLC | 38795 | Hadley 2 | PV | SUN |  | 2017-08-01 | NSTAR Electric Company | MA | 015 | WMA | WCMA |  | 1.95 | 0 | 0 | 1.018
50091 | VHWBROOKFIELDLLC-01082PV4008NM | 41264 | MA_200_4.016 PV_33 GILBERTVILLE RD_WARE | PV | SUN |  | 2017-08-07 | Massachusetts Electric Company | MA | 015 | WMA | WCMA |  | 4.008 | 0 | 0 | 2.434
50094 | NM BIG Y FOODS SOUTHWICK |  | NO RESOURCE (1) | PV | SUN |  | 2017-08-01 | NSTAR Electric Company | MA | 013 | WMA | WCMA |  | 1.316 | 0 | 0 | 0.34
50097 | NEXAMPPALMER-01069PV2550NM | 41154 | MA_385_2.55 PV_0 PETERSON ST_PALMER | PV | SUN |  | 2017-08-08 | Massachusetts Electric Company | MA | 013 | WMA | WCMA |  | 2.55 | 0 | 0 | 1.248
50098 | AMERICANSAWMFG-01028PV1500NM |  | NO RESOURCE (1) | PV | SUN |  | 2017-08-08 | Massachusetts Electric Company | MA | 013 | WMA | WCMA |  | 1.5 | 0 | 0 | 0
50100 | FOXBOROLANDFILL-02035PV1200NM | 41204 | MA_358_1.2 PV_40 E BELCHER RD_FOXBORO | PV | SUN |  | 2017-08-08 | Massachusetts Electric Company | MA | 021 | RI | SEMA |  | 1.2 | 0 | 0 | 0.693
50104 | NM SPRFLD TECH COMM COLLEGE | 38583 | Agawam II | PV | SUN |  | 2017-08-01 | NSTAR Electric Company | MA | 013 | WMA | WCMA |  | 1.936 | 0 | 0 | 1.092
50106 | SALISBURYHOUSING-01830PV4968NM | 41438 | MA_2_4.968 PV_0 WILLOW AV_HAVERHILL | PV | SUN |  | 2017-08-09 | Massachusetts Electric Company | MA | 009 | BOSTON | NEMA |  | 4.968 | 0 | 0 | 2.498
50107 | CECSOLAR#1059-01331PV990NM | 41244 | MA_53_0.99 PV_190 BALDWINVILLE RD_PHILLIPSTON | PV | SUN |  | 2017-08-02 | Massachusetts Electric Company | MA | 027 | WMA | WCMA |  | 0.99 | 0 | 0 | 0.499
50108 | CECSOLAR#1081-01247PV990NM | 41262 | MA_54_0.99 PV_1006 RIVER RD_CLARKSBURG | PV | SUN |  | 2017-08-03 | Massachusetts Electric Company | MA | 003 | WMA | WCMA |  | 0.99 | 0 | 0 | 0.538
50109 | ALTUSPOWER-01007PV999NM | 41126 | MA_30_1 PV_225 OLD-SPRINGFIELD RD_BELCHERTOWN | PV | SUN |  | 2017-08-09 | Massachusetts Electric Company | MA | 015 | WMA | WCMA |  | 0.999 | 0 | 0 | 0.528
50111 | CECSolar#1079-01247PV990NM | 41263 | MA_55_0.99 PV_251 RESERVOIR RD_NORTH ADAMS | PV | SUN |  | 2017-08-03 | Massachusetts Electric Company | MA | 003 | WMA | WCMA |  | 0.99 | 0 | 0 | 0.519
50112 | CECSolar#1080-01247PV990NM | 41265 | MA_56_0.99 PV_251 RESERVOIR RD_NORTH ADAMS | PV | SUN |  | 2017-08-03 | Massachusetts Electric Company | MA | 003 | WMA | WCMA |  | 0.99 | 0.001 | 0.001 | 0.3
50113 | WEBSTERHOUSING-01519PV2700NM | 41201 | MA_303_2.7 PV_43 ESTABROOK ST_GRAFTON | PV | SUN |  | 2017-08-09 | Massachusetts Electric Company | MA | 027 | CMA/NEMA | WCMA |  | 2.7 | 0 | 0 | 1.579
50115 | WEST MEDWAY JET 4 | 38289 | Medway Peaker - SEMARI | GT | NG | DFO | 2019-03-28 | Exelon Generation Company, LLC | MA | 021 | RI | SEMA | 1592 | 97.75 | 103.467 | 103.467 | 93.225
50116 | WEST MEDWAY JET 5 | 38289 | Medway Peaker - SEMARI | GT | NG | DFO | 2019-05-02 | Exelon Generation Company, LLC | MA | 021 | RI | SEMA | 1592 | 97.75 | 103.467 | 103.467 | 96.632
50117 | BARTLETTSFARM-02554PV396NM |  | NO RESOURCE (1) | PV | SUN |  | 2017-08-09 | Massachusetts Electric Company | MA | 019 | SEMA | SEMA |  | 0.396 | 0 | 0 | 0
50118 | EAGLEHILLSCHOOL-01037PV180NM |  | NO RESOURCE (1) | PV | SUN |  | 2017-08-15 | Massachusetts Electric Company | MA | 027 | WMA | WCMA |  | 0.18 | 0 | 0 | 0
50119 | BWCBASSRIVERLLC-02790PV2000NM | 41104 | MA_21_1.725 PV_139 SHUMAN AV_STOUGHTON | PV | SUN |  | 2017-08-14 | Massachusetts Electric Company | MA | 005 | SEMA | SEMA |  | 2 | 0 | 0 | 1.236
50120 | MWRAFISHHATCHERY-01082PV65NM |  | NO RESOURCE (1) | HDR | WAT |  | 2017-08-14 | Massachusetts Electric Company | MA | 015 | WMA | WCMA |  | 0.065 | 0.058 | 0.058 | 0.054
50122 | FAIRGROUNDSREALTY-01230PV499NM | 41219 | MA_417_0.499 PV_659 S MAIN ST_GT BARRINGTON | PV | SUN |  | 2017-08-14 | Massachusetts Electric Company | MA | 003 | WMA | WCMA |  | 0.499 | 0 | 0 | 0.268
50123 | SOMERSETBERKRSD-02726PV288NM |  | NO RESOURCE (1) | PV | SUN |  | 2017-08-15 | Massachusetts Electric Company | MA | 005 | SEMA | SEMA |  | 0.288 | 0 | 0 | 0
50124 | LODESTARSOLAR-01225PV499NM | 41329 | MA_413_0.499 PV_926 N STATE RD_CHESHIRE | PV | SUN |  | 2017-08-16 | Massachusetts Electric Company | MA | 003 | WMA | WCMA |  | 0.499 | 0 | 0 | 0.276
50127 | CLARKSBURGSOLAR-01247PV499NM | 41326 | MA_411_0.4995 PV_650 W CROSS RD_CLARKSBURG | PV | SUN |  | 2017-08-16 | Massachusetts Electric Company | MA | 003 | WMA | WCMA |  | 0.499 | 0 | 0 | 0.217
50128 | TIVERTONPOWER-02878PV200RE | 40644 | RI_27_RE Growth PV_304 Progress Rd_Tiverton | PV | SUN |  | 2017-08-14 | The Narragansett Electric Company | RI | 005 | SEMA | RI |  | 0.2 | 0 | 0 | 0.106
50129 | GRANITE&MARBLEINC-01507PV100QF |  | NO RESOURCE (1) | PV | SUN |  | 2017-08-14 | Massachusetts Electric Company | MA | 027 | WMA | WCMA |  | 0.1 | 0 | 0 | 0.008
50130 | VHWBROOKFIELD#2-01082PV936NM | 41332 | MA_379_0.936 PV_33 GILBERTVILLE RD_WARE | PV | SUN |  | 2017-08-16 | Massachusetts Electric Company | MA | 015 | WMA | WCMA |  | 0.936 | 0 | 0 | 0.59
50131 | AMERESCOMENDON-01756PV1000NM | 41128 | MA_31_1 PV_36 MILFORD ST_MENDON | PV | SUN |  | 2017-08-15 | Massachusetts Electric Company | MA | 027 | RI | SEMA |  | 1 | 0 | 0 | 0.559
50132 | SHIRLEYSOLAR3-01464PV936NM | 41199 | MA_298_0.9976 PV_0 LAWTON RD_SHIRLEY | PV | SUN |  | 2017-08-16 | Massachusetts Electric Company | MA | 017 | CMA/NEMA | WCMA |  | 0.936 | 0 | 0 | 0.537
50133 | TUFTSUNIVERSITY-01536PV2000NM |  | NO RESOURCE (1) | PV | SUN |  | 2017-08-16 | Massachusetts Electric Company | MA | 027 | CMA/NEMA | WCMA |  | 2 | 0 | 0 | 0
50146 | WORC.LANDFILL#1-01602PV4400NM | 41266 | MA_280_6.5 PV_20 NIPPNAPP TR_WORCESTER | PV | SUN |  | 2017-08-23 | Massachusetts Electric Company | MA | 027 | CMA/NEMA | WCMA |  | 4.4 | 0 | 0 | 0.896
50147 | BWC19LLCHOPEDALE-01747PV1000NM | 41228 | MA_32_1 PV_300 S MAIN ST_HOPEDALE | PV | SUN |  | 2017-08-23 | Massachusetts Electric Company | MA | 027 | RI | SEMA |  | 1 | 0 | 0 | 0.549
50148 | SHMASHEFFIELD-01257PV499NM | 41335 | MA_418_0.499 PV_49 LIME-KILN RD_SHEFFIELD | PV | SUN |  | 2017-08-24 | Massachusetts Electric Company | MA | 003 | WMA | WCMA |  | 0.499 | 0 | 0 | 0.281
50155 | SEDTHREELLC-02375PV270NM | 41134 | MA_143_0.27 PV_58 NORFOLK AV_SOUTH EASTON | PV | SUN |  | 2017-08-23 | Massachusetts Electric Company | MA | 005 | SEMA | SEMA |  | 0.27 | 0 | 0 | 0.118
50156 | SHMASHEFFIELD3-01257PV250NM | 41423 | MA_419_0.25 PV_1399 N MAIN ST_SHEFFIELD | PV | SUN |  | 2017-08-24 | Massachusetts Electric Company | MA | 003 | WMA | WCMA |  | 0.25 | 0 | 0 | 0.137
50157 | CECSOLAR#1054-01590PV960NM | 41267 | MA_57_0.96 PV_80 WORCESTER-PROVIDENCE TP_SUTTON | PV | SUN |  | 2017-08-29 | Massachusetts Electric Company | MA | 027 | CMA/NEMA | WCMA |  | 0.96 | 0 | 0 | 0.394
50169 | WESTMINSTERSOLAR-01473PV450NM |  | NO RESOURCE (1) | PV | SUN |  | 2017-08-24 | Massachusetts Electric Company | MA | 027 | WMA | WCMA |  | 0.45 | 0 | 0 | 0.235
50182 | PLANETAID-01757PV400NM | 41123 | MA_131_0.3663 PV_47 SUMNER ST_MILFORD | PV | SUN |  | 2017-08-28 | Massachusetts Electric Company | MA | 027 | RI | SEMA |  | 0.4 | 0 | 0 | 0.187
50183 | GREENDOTSOLARLLC-01952PV500NM | 41222 | MA_431_0.5 PV_105 RABBIT RD_SALISBURY | PV | SUN |  | 2017-09-06 | Massachusetts Electric Company | MA | 009 | BOSTON | NEMA |  | 0.5 | 0 | 0 | 0.276
50185 | CECSOLAR#1063-02379PV1656NM |  | NO RESOURCE (1) | PV | SUN |  | 2017-09-07 | Massachusetts Electric Company | MA | 023 | SEMA | SEMA |  | 1.656 | 0 | 0 | 0.866
50190 | FLINTRDSOLARLLC-01527PV499NM | 41195 | MA_287_0.499 PV_0 WESTBOROUGH ST_MILLBURY | PV | SUN |  | 2017-09-06 | Massachusetts Electric Company | MA | 027 | CMA/NEMA | WCMA |  | 0.499 | 0 | 0 | 0.252
50196 | SOLTENPLAINVILLE-02762PV4890NM | 41105 | MA_3_4.89 PV_14 BELCHER ST_PLAINVILLE | PV | SUN |  | 2017-08-30 | Massachusetts Electric Company | MA | 021 | RI | SEMA |  | 4.89 | 0 | 0 | 2.272
50197 | ARDENJEWELRY-02919PV108NM |  | NO RESOURCE (1) | PV | SUN |  | 2017-09-06 | The Narragansett Electric Company | RI | 007 | RI | RI |  | 0.108 | 0 | 0 | 0.034
50201 | BROCKTONHOUSING-02302PV3720NM | 41350 | MA_8_3.72 PV_0 THATCHER ST_BROCKTON | PV | SUN |  | 2017-09-07 | Massachusetts Electric Company | MA | 023 | SEMA | SEMA |  | 3.72 | 0 | 0 | 1.459
50202 | WORC.LANDFILL#2-01602PV2100NM |  | NO RESOURCE (1) | PV | SUN |  | 2017-09-06 | Massachusetts Electric Company | MA | 027 | CMA/NEMA | WCMA |  | 2.1 | 0 | 0 | 1.877
50203 | HOLLANDCOMPANY-01247PV499NM | 41251 | MA_92_0.499 PV_0 S STATE ST_NORTH ADAMS | PV | SUN |  | 2017-09-07 | Massachusetts Electric Company | MA | 003 | WMA | WCMA |  | 0.499 | 0 | 0 | 0.224
50208 | COHSOLARLLC-02025PV420NM | 41211 | MA_368_0.42 PV_81 CEDAR ST_COHASSET | PV | SUN |  | 2017-09-11 | Massachusetts Electric Company | MA | 021 | SEMA | SEMA |  | 0.42 | 0 | 0 | 0.231
50211 | WOODFRLLC-02721PV225NM |  | NO RESOURCE (1) | PV | SUN |  | 2017-09-08 | Massachusetts Electric Company | MA | 005 | SEMA | SEMA |  | 0.225 | 0 | 0 | 0
50212 | JAMESPETERSEN-02814PV196RE | 40642 | RI_26_RE Growth PV_451 Putnam Pike_Glocester | PV | SUN |  | 2017-09-08 | The Narragansett Electric Company | RI | 007 | RI | RI |  | 0.196 | 0 | 0 | 0.108
50213 | UPTONSOLARLLC213-01568PV1000NM |  | NO RESOURCE (1) | PV | SUN |  | 2017-09-18 | Massachusetts Electric Company | MA | 027 | RI | SEMA |  | 1 | 0 | 0 | 0.554
50214 | JENETMGMT360-01843PV232NM |  | NO RESOURCE (1) | PV | SUN |  | 2017-09-20 | Massachusetts Electric Company | MA | 009 | CMA/NEMA | WCMA |  | 0.232 | 0 | 0 | 0
50215 | UPTONSOLARLLC#2-01568PV1000NM |  | NO RESOURCE (1) | PV | SUN |  | 2017-09-20 | Massachusetts Electric Company | MA | 027 | RI | SEMA |  | 1 | 0 | 0 | 0.532
50216 | PRINCETONWORC.-01886PV323NM | 41424 | MA_430_0.308 PV_500 PRINCETON WA_WESTFORD | PV | SUN |  | 2017-09-18 | Massachusetts Electric Company | MA | 017 | CMA/NEMA | WCMA |  | 0.323 | 0 | 0 | 0.151
50219 | BANKSTHOLDINGS-02832PV400RE | 40654 | RI_29_RE Growth PV_44 Bank St_Hopkinton | PV | SUN |  | 2017-09-22 | The Narragansett Electric Company | RI | 009 | RI | RI |  | 0.4 | 0 | 0 | 0.211
50223 | COV.SCHOOL-SOLECT-02816PV100NM |  | NO RESOURCE (1) | PV | SUN |  | 2017-09-27 | The Narragansett Electric Company | RI | 003 | RI | RI |  | 0.1 | 0 | 0 | 0.02
50229 | FARLEYRDSOLAR-01571PV1000NM | 41144 | MA_310_1 PV_0 FARLEY RD_DUDLEY | PV | SUN |  | 2017-09-28 | Massachusetts Electric Company | MA | 027 | WMA | WCMA |  | 1 | 0 | 0 | 0.568
50230 | EMBRACELOANS110-02842PV133NM |  | NO RESOURCE (1) | PV | SUN |  | 2017-10-02 | The Narragansett Electric Company | RI | 005 | SEMA | RI |  | 0.133 | 0 | 0 | 0.005
50231 | ATTLEBOROHOUSING-02777PV1656NM | 41113 | MA_201_1.656 PV_788 WOOD ST_SWANSEA | PV | SUN |  | 2017-09-28 | Massachusetts Electric Company | MA | 005 | RI | SEMA |  | 1.656 | 0 | 0 | 0.794
50232 | AAANORTHEASTLNC-02915PV150NM |  | NO RESOURCE (1) | PV | SUN |  | 2017-09-28 | The Narragansett Electric Company | RI | 007 | RI | RI |  | 0.15 | 0 | 0 | 0.046
50233 | DUDLEYSOLAR#2-01571PV500NM | 41142 | MA_100_0.5 PV_55 W DUDLEY RD_DUDLEY | PV | SUN |  | 2017-10-02 | Massachusetts Electric Company | MA | 027 | WMA | WCMA |  | 0.5 | 0 | 0 | 0.26
50234 | DUDLEYSOLAR#4-01571PV500NM | 41358 | MA_99_0.5 PV_55 W DUDLEY RD_DUDLEY | PV | SUN |  | 2017-10-03 | Massachusetts Electric Company | MA | 027 | WMA | WCMA |  | 0.5 | 0 | 0 | 0.272
50235 | DUDLEYSOLAR#1-01571PV400NM | 41085 | MA_118_0.4 PV_55 W DUDLEY RD_DUDLEY | PV | SUN |  | 2017-10-04 | Massachusetts Electric Company | MA | 027 | WMA | WCMA |  | 0.4 | 0 | 0 | 0.256
50241 | SPOFFORDRDSOLAR-01921PV750NM | 41298 | MA_432_0.75 PV_7A SPOFFORD RD_BOXFORD | PV | SUN |  | 2017-10-02 | Massachusetts Electric Company | MA | 009 | BOSTON | NEMA |  | 0.75 | 0 | 0 | 0.418
50242 | DUDLEYSOLAR#3-01571PV500NM | 41146 | MA_101_0.5 PV_55 W DUDLEY RD_DUDLEY | PV | SUN |  | 2017-10-03 | Massachusetts Electric Company | MA | 027 | WMA | WCMA |  | 0.5 | 0 | 0 | 0.21
50243 | 290TOSCASOLARLLC-02072PV180NM |  | NO RESOURCE (1) | PV | SUN |  | 2017-10-05 | Massachusetts Electric Company | MA | 021 | SEMA | SEMA |  | 0.18 | 0 | 0 | 0
50310 | PLEASANTDALERD-01543PV1000NM | 41140 | MA_290_1 PV_394 PLEASANTDALE RD_RUTLAND | PV | SUN |  | 2017-10-12 | Massachusetts Electric Company | MA | 027 | WMA | WCMA |  | 1 | 0 | 0 | 0.538
50410 | PREFERREDFREEZER-02149PV1332NM |  | NO RESOURCE (1) | PV | SUN |  | 2017-10-11 | Massachusetts Electric Company | MA | 017 | BOSTON | NEMA |  | 1.327 | 0 | 0 | 0
50412 | TOWNOFWENDELL-01510PV1954NM | 41368 | MA_295_2.196 PV_100 ADAMS RD_CLINTON | PV | SUN |  | 2017-10-13 | Massachusetts Electric Company | MA | 027 | CMA/NEMA | WCMA |  | 1.954 | 0 | 0 | 1.126
50413 | BWCFIVEMILERIVER-01832PV3000NM | 41345 | MA_433_3 PV_1050 HILLDALE AV_HAVERHILL | PV | SUN |  | 2017-10-11 | Massachusetts Electric Company | MA | 009 | BOSTON | NEMA |  | 3 | 0 | 0 | 1.879
50415 | TOWNOFDUNSTABLE-02196PV4680NM | 41139 | MA_288_4.68 PV_67 PLEASANTDALE RD_RUTLAND | PV | SUN |  | 2017-10-17 | Massachusetts Electric Company | MA | 027 | WMA | WCMA |  | 4.68 | 0 | 0 | 2.308
50429 | JENETMGMTLAWRENCE-01843PV122NM |  | NO RESOURCE (1) | PV | SUN |  | 2017-10-16 | Massachusetts Electric Company | MA | 009 | CMA/NEMA | WCMA |  | 0.122 | 0 | 0 | 0
50430 | TOURBILLONTRAILER-02857PV196RE | 40647 | RI_28_RE Growth PV_401 Snake Hill Rd_Glocester | PV | SUN |  | 2017-10-18 | The Narragansett Electric Company | RI | 007 | RI | RI |  | 0.196 | 0 | 0 | 0.123
50440 | INCOMINCCHARLTON-01507PV2000NM | 41203 | MA_317_2.5 PV_294 SOUTHBRIDGE RD_CHARLTON | PV | SUN |  | 2017-10-18 | Massachusetts Electric Company | MA | 027 | WMA | WCMA |  | 2 | 0 | 0 | 1.207
50448 | FOXBOROELMLLC-02035PV2000NM | 41198 | MA_357_2 PV_65 ELM ST_FOXBORO | PV | SUN |  | 2017-10-23 | Massachusetts Electric Company | MA | 021 | RI | SEMA |  | 2 | 0 | 0 | 1.131
50449 | MASOLARHGWYLLC-01266PV500NM | 41081 | MA_80_0.5 PV_36 STOCKBRIDGE RD_W STOCKBRIDGE | PV | SUN |  | 2017-10-23 | Massachusetts Electric Company | MA | 003 | WMA | WCMA |  | 0.5 | 0 | 0 | 0.264
50451 | MTSTMARY'SABBEY-02093PV133NM |  | NO RESOURCE (1) | PV | SUN |  | 2017-10-25 | Massachusetts Electric Company | MA | 021 | RI | SEMA |  | 0.133 | 0 | 0 | 0
50456 | BWCSTURBRIDGE#2-01566PV1000NM | 41349 | MA_322_1 PV_1 HARE RD_STURBRIDGE | PV | SUN |  | 2017-11-01 | Massachusetts Electric Company | MA | 027 | WMA | WCMA |  | 1 | 0 | 0 | 0.425
50457 | BWCSTURBRIDGE#1-01566PV1000NM | 41280 | MA_321_1 PV_1 HARE RD_STURBRIDGE | PV | SUN |  | 2017-11-08 | Massachusetts Electric Company | MA | 027 | WMA | WCMA |  | 1 | 0 | 0 | 0.516
50458 | BENTLEYELEMENTARY-01970PV191NM |  | NO RESOURCE (1) | PV | SUN |  | 2017-11-03 | Massachusetts Electric Company | MA | 009 | BOSTON | NEMA |  | 0.191 | 0 | 0 | 0
50459 | ZPTPHILLIPSTON-01331PV1000NM | 41107 | MA_61_0.972 PV_0 STATE RD_PHILLIPSTON | PV | SUN |  | 2017-11-06 | Massachusetts Electric Company | MA | 027 | WMA | WCMA |  | 1 | 0 | 0 | 0.606
50460 | MAINSAUGUSLLC-01906PV1296NM | 41220 | MA_423_1.296 PV_515 MAIN ST_SAUGUS | PV | SUN |  | 2017-11-07 | Massachusetts Electric Company | MA | 009 | BOSTON | NEMA |  | 1.296 | 0 | 0 | 0.758
50461 | WESTSHAFTSOLAR-01247PV996NM | 41302 | MA_412_0.996 PV_700 W SHAFT RD_NORTH ADAMS | PV | SUN |  | 2017-11-06 | Massachusetts Electric Company | MA | 003 | WMA | WCMA |  | 0.996 | 0 | 0 | 0.557
50462 | CASSIOPEIA SOLAR |  | NO RESOURCE (1) | PV | SUN |  | 2017-11-07 | Fitchburg Gas & Electric Light Company | MA | 017 | WMA | WCMA |  | 1.848 | 0 | 0 | 1.003
50525 | AYERSOLARLLCI-01432PV864NM |  | NO RESOURCE (1) | PV | SUN |  | 2017-11-14 | Massachusetts Electric Company | MA | 017 | CMA/NEMA | WCMA |  | 0.864 | 0 | 0 | 0.506
50574 | LODESTARSOLAR-01230PV1000NM |  | NO RESOURCE (1) | PV | SUN |  | 2017-11-30 | Massachusetts Electric Company | MA | 003 | WMA | WCMA |  | 1 | 0 | 0 | 0.576
50577 | DUDLEYRIVERSLR2-01550PV1000NM | 41054 | MA_36_1 PV_307 DUDLEY-RIVER RD_SOUTHBRIDGE | PV | SUN |  | 2017-12-05 | Massachusetts Electric Company | MA | 027 | WMA | WCMA |  | 1 | 0 | 0 | 0.58
50584 | SOLARWAY (PV) |  | NO RESOURCE (1) | PV | SUN |  | 2017-11-30 | Fitchburg Gas & Electric Light Company | MA | 027 | WMA | WCMA |  | 1 | 0 | 0 | 0.546
50590 | CLARKUNIV.CHP-01610CHP2000QF |  | NO RESOURCE (1) | GT | NG |  | 2017-11-29 | Massachusetts Electric Company | MA | 027 | WMA | WCMA |  | 2 | 0.024 | 0.024 | 0.001
50592 | SOLTENRANDOLPH-02368PV3780NM | 41231 | MA_7_3.78 PV_2 JOHNSON DR_RANDOLPH | PV | SUN |  | 2017-11-29 | Massachusetts Electric Company | MA | 021 | SEMA | SEMA |  | 3.78 | 0 | 0 | 2.036
50593 | CHERRYVALLEYSLR-01524PV1000NM |  | NO RESOURCE (1) | PV | SUN |  | 2017-11-29 | Massachusetts Electric Company | MA | 027 | WMA | WCMA |  | 1 | 0 | 0 | 0.613
50594 | MILLSCOFFEEROAST-02905PV37.8NM |  | NO RESOURCE (1) | PV | SUN |  | 2017-11-29 | The Narragansett Electric Company | RI | 007 | RI | RI |  | 0.038 | 0 | 0 | 0.01
50595 | FAIRGROUNDSREALTY-02892PV144NM |  | NO RESOURCE (1) | PV | SUN |  | 2017-11-29 | The Narragansett Electric Company | RI | 009 | RI | RI |  | 0.144 | 0 | 0 | 0.043
50598 | EPPING PV N3455 |  | NO RESOURCE (1) | PV | SUN |  | 2017-12-06 | Public Service Company of New Hampshire | NH | 015 | NH | NH |  | 0.56 | 0 | 0 | 0.062
50600 | CECSOLAR1096-01832PV996NM | 41241 | MA_47_0.996 PV_1291 BROADWAY_HAVERHILL | PV | SUN |  | 2017-12-06 | Massachusetts Electric Company | MA | 009 | BOSTON | NEMA |  | 0.996 | 0 | 0 | 0.559
50602 | CRANSTON SOLAR | 40747 | Cranston Solar Project | PV | SUN |  | 2019-05-24 | Galt Power Inc. | RI | 007 | RI | RI |  | 13 | 0 | 0 | 9.487
50607 | COMMUNITY HEALTH CONN INC (PV) |  | NO RESOURCE (1) | PV | SUN |  | 2017-12-05 | Fitchburg Gas & Electric Light Company | MA | 027 | WMA | WCMA |  | 0.168 | 0 | 0 | 0
50608 | DUDLEYRIVERSlR-01550PV1000NM | 41056 | MA_37_1 PV_307 DUDLEY-RIVER RD_SOUTHBRIDGE | PV | SUN |  | 2017-12-05 | Massachusetts Electric Company | MA | 027 | WMA | WCMA |  | 1 | 0 | 0 | 0.608
50609 | SOLTENEBRDGWTR-002333PV2610NM | 41317 | MA_359_2.34 PV_234 THATCHER ST_E BRIDGEWATER | PV | SUN |  | 2017-12-11 | Massachusetts Electric Company | MA | 023 | SEMA | SEMA |  | 2.61 | 0 | 0 | 1.14
50610 | BWCWADINGRIVER-01756PV1000NM |  | NO RESOURCE (1) | PV | SUN |  | 2017-12-11 | Massachusetts Electric Company | MA | 027 | RI | SEMA |  | 1 | 0 | 0 | 0.497
50613 | BWCPROVIDENCEST-01756PV1000NM |  | NO RESOURCE (1) | PV | SUN |  | 2017-12-17 | Massachusetts Electric Company | MA | 027 | RI | SEMA |  | 1 | 0 | 0 | 0.518
50617 | HOUSATONICSOLAR1-01266PV2000NM |  | NO RESOURCE (1) | PV | SUN |  | 2017-12-11 | Massachusetts Electric Company | MA | 003 | WMA | WCMA |  | 2 | 0 | 0 | 1.269
50618 | JHSOLARLLC-01535PV1000NM | 41059 | MA_40_1 PV_52 W BROOKFIELD RD_N BROOKFIELD | PV | SUN |  | 2017-12-11 | Massachusetts Electric Company | MA | 027 | WMA | WCMA |  | 1 | 0 | 0 | 0.583
50619 | LEDEAUXSOLARLLC-01535PV1000NM | 41061 | MA_41_1 PV_62 W BROOKFIELD RD_N BROOKFIELD | PV | SUN |  | 2017-12-12 | Massachusetts Electric Company | MA | 027 | WMA | WCMA |  | 1 | 0 | 0 | 0.527
50626 | WARWICKPOULTRY-02908PV252NM |  | NO RESOURCE (1) | PV | SUN |  | 2017-12-12 | The Narragansett Electric Company | RI | 007 | RI | RI |  | 0.252 | 0 | 0 | 0.069
50627 | CLARENCEHOPKINS-02814PV196RE | 40718 | RI_30_RE Growth PV_1378 Snake Hill Rd_Glocester | PV | SUN |  | 2017-12-14 | The Narragansett Electric Company | RI | 007 | RI | RI |  | 0.196 | 0 | 0 | 0.117
50628 | BWCTHAYERRD-01756PV1000NM |  | NO RESOURCE (1) | PV | SUN |  | 2017-12-11 | Massachusetts Electric Company | MA | 027 | RI | SEMA |  | 1 | 0 | 0 | 0.61
50629 | WILLIAMSTOWN-01267PV1500NM | 41048 | MA_25_1.5 PV_675 SIMONDS RD_WILLIAMSTOWN | PV | SUN |  | 2017-12-11 | Massachusetts Electric Company | MA | 003 | WMA | WCMA |  | 1.5 | 0 | 0 | 0.467
50630 | TIM'S FABRICATORS (PV) |  | NO RESOURCE (1) | PV | SUN |  | 2017-12-15 | Fitchburg Gas & Electric Light Company | MA | 027 | WMA | WCMA |  | 0.113 | 0 | 0 | 0.046
50632 | CECSOLAR1098-02777PV996NM | 41242 | MA_48_0.996 PV_150 OAK ST_SWANSEA | PV | SUN |  | 2017-12-19 | Massachusetts Electric Company | MA | 005 | RI | SEMA |  | 0.996 | 0 | 0 | 0.627
50633 | OLIARILLC-02324PV2499NM |  | NO RESOURCE (1) | PV | SUN |  | 2017-12-19 | Massachusetts Electric Company | MA | 023 | SEMA | SEMA |  | 0.499 | 0 | 0 | 0
50634 | FUSION SOLAR CENTER | 40613 | Fusion Solar Center LLC | PV | SUN |  | 2018-04-18 | Fusion Solar Center, LLC | CT | 011 | CT | CT |  | 17.6 | 0.003 | 0.003 | 13.589
50635 | DUDLEYRIVERSLR3-01550PV1000NM | 41041 | MA_320_1 PV_307 DUDLEY-RIVER RD_SOUTHBRIDGE | PV | SUN |  | 2017-12-19 | Massachusetts Electric Company | MA | 027 | WMA | WCMA |  | 1 | 0 | 0 | 0.651
50636 | MADISON HYDRO | 1114 | MADISON COMPOSITE | HDR | WAT |  | 1984-09-01 | Power Supply Services, LLC | ME | 025 | ME | ME | 7469 | 29.5193 | 19.235 | 19.235 | 11.301
50637 | PLAINFIELD II WIND |  | NO RESOURCE (1) | WT | WND |  | 2019-01-29 | Green Development, LLC | RI | 007 | RI | RI |  | 2.7 | 0.624 | 0.624 | 0.292
50638 | PLAINFIELD I WIND |  | NO RESOURCE (1) | WT | WND |  | 2019-01-19 | Green Development, LLC | RI | 007 | RI | RI |  | 2.7 | 0.564 | 0.564 | 0.248
50639 | GREEN HILL WIND |  | NO RESOURCE (1) | WT | WND |  | 2019-01-19 | Green Development, LLC | RI | 007 | RI | RI |  | 2.7 | 0.516 | 0.516 | 0.269
50640 | PLAINFIELD III WIND |  | NO RESOURCE (1) | WT | WND |  | 2019-01-12 | Green Development, LLC | RI | 007 | RI | RI |  | 2.7 | 0.43 | 0.43 | 0.273
50641 | SHUN III WIND |  | NO RESOURCE (1) | WT | WND |  | 2019-01-19 | Green Development, LLC | RI | 007 | RI | RI |  | 2.7 | 0.299 | 0.299 | 0.269
50642 | SHUN II WIND |  | NO RESOURCE (1) | WT | WND |  | 2019-01-19 | Green Development, LLC | RI | 007 | RI | RI |  | 2.7 | 0.499 | 0.499 | 0.276
50643 | SHUN I WIND |  | NO RESOURCE (1) | WT | WND |  | 2019-01-31 | Green Development, LLC | RI | 007 | RI | RI |  | 2.7 | 0.607 | 0.607 | 0.29
50645 | NRG_COMM_HOST_ID2137495 |  | NO RESOURCE (1) | PV | SUN |  | 2017-12-20 | NSTAR Electric Company | MA | 023 | SEMA | SEMA |  | 1.86 | 0 | 0 | 1.18
50649 | CEC_SOLAR_1114_ID2093189 |  | NO RESOURCE (1) | PV | SUN |  | 2017-12-20 | NSTAR Electric Company | MA | 005 | SEMA | SEMA |  | 1.692 | 0 | 0 | 0.985
50654 | WESTPORT_MA1-2_LLC_ID2068650 |  | NO RESOURCE (1) | PV | SUN |  | 2017-12-21 | NSTAR Electric Company | MA | 005 | SEMA | SEMA |  | 2.55 | 0 | 0 | 1.309
50655 | CEC_SOLAR_1040-1041_ID2020238 |  | NO RESOURCE (1) | PV | SUN |  | 2017-12-21 | NSTAR Electric Company | MA | 023 | SEMA | SEMA |  | 1.57 | 0 | 0 | 0.903
50659 | THE_BOG_LLC_ID2117310 |  | NO RESOURCE (1) | PV | SUN |  | 2017-12-21 | NSTAR Electric Company | MA | 023 | SEMA | SEMA |  | 0.48 | 0 | 0 | 0.281
50669 | TOWN_OF_LEXINGTON_ID2052550 | 38863 | Syncarpha Lexington | PV | SUN |  | 2017-12-20 | NSTAR Electric Company | MA | 017 | BOSTON | NEMA |  | 1.624 | 0 | 0 | 0.999
50670 | CARVER_MA_1_LLC_ID2108025 |  | NO RESOURCE (1) | PV | SUN |  | 2017-12-21 | NSTAR Electric Company | MA | 023 | SEMA | SEMA |  | 2 | 0 | 0 | 1.109
50689 | OLDSTURBRIDGEVLG-01566PV1500NM |  | NO RESOURCE (1) | PV | SUN |  | 2017-12-21 | Massachusetts Electric Company | MA | 027 | WMA | WCMA |  | 1.5 | 0 | 0 | 0
50690 | STMARKSSCHOOL-01722PV480NM | 41089 | MA_347_0.48 PV_51 SEARS RD_SOUTHBOROUGH | PV | SUN |  | 2017-12-21 | Massachusetts Electric Company | MA | 027 | CMA/NEMA | WCMA |  | 0.48 | 0 | 0 | 0.141
50693 | 195LIBERTYSTRLTY-02301PV259NM |  | NO RESOURCE (1) | PV | SUN |  | 2017-12-27 | Massachusetts Electric Company | MA | 023 | SEMA | SEMA |  | 0.259 | 0 | 0 | 0.139
50695 | LENOXWILLOWCRK-01240PV606NM |  | NO RESOURCE (1) | PV | SUN |  | 2017-12-27 | Massachusetts Electric Company | MA | 003 | WMA | WCMA |  | 0.606 | 0 | 0 | 0.319
50697 | STJOSEPHS-01507PV1000NM | 41047 | MA_324_1 PV_10 H PUTNAM-ROAD EX_CHARLTON | PV | SUN |  | 2017-12-27 | Massachusetts Electric Company | MA | 027 | WMA | WCMA |  | 1 | 0 | 0 | 0.65
50698 | NEWTONST2LLC-01772PV650NM |  | NO RESOURCE (1) | PV | SUN |  | 2017-12-27 | Massachusetts Electric Company | MA | 027 | CMA/NEMA | WCMA |  | 0.65 | 0 | 0 | 0
50699 | KAMMANFOOD-02169PV466.2QF |  | NO RESOURCE (1) | PV | SUN |  | 2017-12-27 | Massachusetts Electric Company | MA | 021 | SEMA | SEMA |  | 0.466 | 0 | 0 | 0
50700 | KLEARVU-02720PV180NM |  | NO RESOURCE (1) | PV | SUN |  | 2017-12-27 | Massachusetts Electric Company | MA | 005 | SEMA | SEMA |  | 0.18 | 0 | 0 | 0
50710 | ISMSOLARDIGHTON2-02715PV2000NM |  | NO RESOURCE (1) | PV | SUN |  | 2018-01-04 | Massachusetts Electric Company | MA | 005 | SEMA | SEMA |  | 2 | 0 | 0 | 1.262
50711 | SOLARSKY-02920PV216RE | 40695 | RI_31_RE Growth PV_1275 Seven Mile Rd_Cranston | PV | SUN |  | 2017-12-29 | The Narragansett Electric Company | RI | 007 | RI | RI |  | 0.216 | 0 | 0 | 0.116
50712 | SOUTHERNSKY-02920PV216RE | 40696 | RI_32_RE Growth PV_1275 Seven Mile Rd_Cranston | PV | SUN |  | 2017-12-29 | The Narragansett Electric Company | RI | 007 | RI | RI |  | 0.216 | 0 | 0 | 0.116
50713 | ATHOLSOLAR-01331PV311NM | 41153 | MA_134_0.311 PV_1006 TEMPLETON RD_ATHOL | PV | SUN |  | 2018-01-04 | Massachusetts Electric Company | MA | 027 | WMA | WCMA |  | 0.311 | 0 | 0 | 0.136
50714 | TOWN_OF_DUXBURY_ID2117207 | 40599 | Duxbury Chandler | PV | SUN |  | 2018-01-02 | NSTAR Electric Company | MA | 023 | SEMA | SEMA |  | 0.21 | 0 | 0 | 0.111
50720 | CITYNORTHAMPTON-01062PV2355NM | 41218 | MA_410_2.355 PV_170 GLENDALE RD_NORTHAMPTON | PV | SUN |  | 2018-01-05 | Massachusetts Electric Company | MA | 015 | WMA | WCMA |  | 2.355 | 0 | 0 | 1.397
50721 | SUNEDISONGRAFTON-01519PV1000NM |  | NO RESOURCE (1) | PV | SUN |  | 2018-01-16 | Massachusetts Electric Company | MA | 027 | CMA/NEMA | WCMA |  | 1 | 0 | 0 | 0.466
50722 | AIRDRAULICENG-02368PV109.3QF |  | NO RESOURCE (1) | PV | SUN |  | 2018-01-19 | Massachusetts Electric Company | MA | 021 | SEMA | SEMA |  | 0.109 | 0 | 0 | 0.044
50723 | BWCBOXPONDCAPERD01756PV743NM | 41064 | MA_75_0.743 PV_38 CAPE RD_MENDON | PV | SUN |  | 2018-01-23 | Massachusetts Electric Company | MA | 027 | RI | SEMA |  | 0.743 | 0 | 0 | 0.407
50724 | 276WEYMOUTHST-02370PV166.5QF |  | NO RESOURCE (1) | PV | SUN |  | 2018-01-19 | Massachusetts Electric Company | MA | 023 | SEMA | SEMA |  | 0.166 | 0 | 0 | 0.02
50729 | NIPPAWUSSOLAR-02852PV780RE | 40655 | RI_33_RE Growth PV_200 Frenchtown Rd_North Kingstown | PV | SUN |  | 2018-01-26 | The Narragansett Electric Company | RI | 009 | RI | RI |  | 0.78 | 0 | 0 | 0.312
50731 | NIPPAWUSSOLAR-02852PV930DG | 40632 | RI_23_DGSC PV_200 Frenchtown Rd_North Kingstown | PV | SUN |  | 2018-01-26 | The Narragansett Electric Company | RI | 009 | RI | RI |  | 0.93 | 0 | 0 | 0.483
50734 | BWCBOXPOND1860-01756PV1860NM | 41045 | MA_20_1.86 PV_161 HARTFORD AV_MENDON | PV | SUN |  | 2018-02-02 | Massachusetts Electric Company | MA | 027 | RI | SEMA |  | 1.86 | 0 | 0 | 0.991
50735 | JADEREALTYTRUST-01463PV160QF |  | NO RESOURCE (1) | PV | SUN |  | 2018-02-09 | Massachusetts Electric Company | MA | 017 | CMA/NEMA | WCMA |  | 0.16 | 0 | 0 | 0.034
50736 | CEDFOSTERSOLAR-02825PV1980RE | 40656 | RI_34_RE Growth PV_0 Danielson Pike_Providence | PV | SUN |  | 2018-02-09 | The Narragansett Electric Company | RI | 007 | RI | RI |  | 1.98 | 0 | 0 | 1.18
50737 | WEBSTERSOLAR-01570PV1000NM |  | NO RESOURCE (1) | PV | SUN |  | 2018-02-12 | Massachusetts Electric Company | MA | 027 | WMA | WCMA |  | 1 | 0 | 0 | 0.43
50738 | PALUMBOSOLAR-01569PV2000NM | 40996 | MA_12_2 PV_183 PROVIDENCE ST_UXBRIDGE | PV | SUN |  | 2018-02-13 | Massachusetts Electric Company | MA | 027 | RI | SEMA |  | 2 | 0 | 0 | 1.216
50742 | MCCRACKENFINANC-01821PV112QF |  | NO RESOURCE (1) | PV | SUN |  | 2018-02-09 | Massachusetts Electric Company | MA | 017 | CMA/NEMA | WCMA |  | 0.112 | 0 | 0 | 0
50743 | AJAXSOLARLLC-02379PV3084NM | 41234 | MA_9_3.084 PV_35 UNITED DR_W BRIDGEWATER | PV | SUN |  | 2018-02-13 | Massachusetts Electric Company | MA | 023 | SEMA | SEMA |  | 3.084 | 0 | 0 | 0
50744 | EASTERNSCHLSOLAR-02356PV189NM |  | NO RESOURCE (1) | PV | SUN |  | 2018-02-19 | Massachusetts Electric Company | MA | 005 | SEMA | SEMA |  | 0.189 | 0 | 0 | 0.099
50783 | WEDSTILSONSOLAR-02898PV2000RE | 41042 | RI_104_RE Growth PV_56 Stilson Rd_Richmond | PV | SUN |  | 2018-03-01 | The Narragansett Electric Company | RI | 009 | RI | RI |  | 2 | 0 | 0 | 1.009
50790 | COHASSESOLARLLC-01550PV1000NM |  | NO RESOURCE (1) | PV | SUN |  | 2018-03-02 | Massachusetts Electric Company | MA | 027 | WMA | WCMA |  | 1 | 0 | 0 | 0.583
50791 | TOWNOFMILFORD-01757PV168QF |  | NO RESOURCE (1) | PV | SUN |  | 2018-03-05 | Massachusetts Electric Company | MA | 027 | RI | SEMA |  | 0.168 | 0 | 0 | 0
50792 | 510PVBLOSSOMEAST-02720PV996QF | 38698 | Blossom Rd 2 Fall River PV | PV | SUN |  | 2018-03-07 | Massachusetts Electric Company | MA | 005 | SEMA | SEMA |  | 0.996 | 0 | 0 | 0.404
50793 | KEARSARGEBAYSTATE-02769PV812NM | 41271 | MA_72_0.644 PV_128 BAY-STATE RD_REHOBOTH | PV | SUN |  | 2018-02-28 | Massachusetts Electric Company | MA | 005 | RI | SEMA |  | 0.812 | 0 | 0 | 0.328
50797 | 510PVBLOSSOMWEST-02720PV996QF | 38696 | Blossom Rd 1 Fall River PV | PV | SUN |  | 2018-03-07 | Massachusetts Electric Company | MA | 005 | SEMA | SEMA |  | 0.996 | 0 | 0 | 0.333
50799 | STORAGEUSA741-02919PV86.4NM |  | NO RESOURCE (1) | PV | SUN |  | 2018-03-12 | The Narragansett Electric Company | RI | 007 | RI | RI |  | 0.864 | 0 | 0 | 0.03
50800 | CECSOLAR1056LLC-01519PV990NM | 41268 | MA_58_0.99 PV_207 PROVIDENCE RD_GRAFTON | PV | SUN |  | 2018-03-14 | Massachusetts Electric Company | MA | 027 | CMA/NEMA | WCMA |  | 0.99 | 0 | 0 | 0.577
50801 | JJCARDOSI-02915PV69RE |  | NO RESOURCE (1) | PV | SUN |  | 2018-03-14 | The Narragansett Electric Company | RI | 007 | RI | RI |  | 0.07 | 0 | 0 | 0.039
50802 | LODESTARSOLARHOST-01507PV499NM | 41283 | MA_328_0.499 PV_111 BROOKFIELD RD_CHARLTON | PV | SUN |  | 2018-03-15 | Massachusetts Electric Company | MA | 027 | WMA | WCMA |  | 0.499 | 0 | 0 | 0.321
50803 | SUNSETSOLARA-01562PV499NM | 41110 | MA_94_0.499 PV_22 SUNSET LN_SPENCER | PV | SUN |  | 2018-03-14 | Massachusetts Electric Company | MA | 027 | WMA | WCMA |  | 0.499 | 0 | 0 | 0.294
50804 | THURSTONSAILS-02809PV35NM |  | NO RESOURCE (1) | PV | SUN |  | 2018-03-15 | The Narragansett Electric Company | RI | 001 | RI | RI |  | 0.035 | 0 | 0 | 0
50805 | THECOUNTRYHEN-01452PV266NM |  | NO RESOURCE (1) | PV | SUN |  | 2018-03-14 | Massachusetts Electric Company | MA | 027 | WMA | WCMA |  | 0.266 | 0 | 0 | 0
50806 | SOCOREMADEV-01453PV984NM | 41062 | MA_59_0.984 PV_982 PLEASANT ST_LEOMINSTER | PV | SUN |  | 2018-03-14 | Massachusetts Electric Company | MA | 027 | WMA | WCMA |  | 0.984 | 0 | 0 | 0.534
50807 | BLAIREWIREVLG-01562PV1000NM | 41035 | MA_285_1 PV_19 WOODCHUCK LN_SPENCER | PV | SUN |  | 2018-03-14 | Massachusetts Electric Company | MA | 027 | WMA | WCMA |  | 1 | 0 | 0 | 0.594
50808 | WORCESTERSCHOOLS-01065PV339QF |  | NO RESOURCE (1) | PV | SUN |  | 2018-03-14 | Massachusetts Electric Company | MA | 027 | CMA/NEMA | WCMA |  | 0.339 | 0 | 0 | 0.033
50809 | LODESTARSOLAR3-01507PV499NM | 41281 | MA_326_0.499 PV_154 CENTER-DEPOT RD_CHARLTON | PV | SUN |  | 2018-03-15 | Massachusetts Electric Company | MA | 027 | WMA | WCMA |  | 0.499 | 0 | 0 | 0.268
50810 | LODESTARSOLAR2-01507PV499NM | 41282 | MA_327_0.499 PV_142 BROOKFIELD RD_CHARLTON | PV | SUN |  | 2018-03-15 | Massachusetts Electric Company | MA | 027 | WMA | WCMA |  | 0.499 | 0 | 0 | 0.28
50811 | PROVWATERSUPPLY-02907PV496NM |  | NO RESOURCE (1) | PV | SUN |  | 2018-03-15 | The Narragansett Electric Company | RI | 007 | RI | RI |  | 0.496 | 0 | 0 | 0.095
50812 | 87TOMHARVEYRD-02891PV167NM |  | NO RESOURCE (1) | PV | SUN |  | 2018-03-16 | The Narragansett Electric Company | RI | 009 | RI | RI |  | 0.167 | 0 | 0 | 0.055
50813 | EXCELMFGCO-01028PV230NM |  | NO RESOURCE (1) | PV | SUN |  | 2018-03-16 | Massachusetts Electric Company | MA | 013 | WMA | WCMA |  | 0.23 | 0 | 0 | 0
50814 | ACCUROUNDS-02322PV112NM |  | NO RESOURCE (1) | PV | SUN |  | 2018-03-16 | Massachusetts Electric Company | MA | 021 | SEMA | SEMA |  | 0.112 | 0 | 0 | 0
50815 | COOLIDGE SOLAR | 38823 | Coolidge Solar | PV | SUN |  | 2018-12-20 | NextEra Energy Marketing, LLC | VT | 027 | VT | VT |  | 22.5018 | 0 | 0 | 11.216
50816 | NORTONSOLAR2-02766PV495NM | 41088 | MA_342_0.495 PV_36 CLAPP ST_NORTON | PV | SUN |  | 2018-03-16 | Massachusetts Electric Company | MA | 005 | RI | SEMA |  | 0.495 | 0 | 0 | 0.261
50817 | SUNSETSOLARB-01562PV499NM | 41111 | MA_95_0.499 PV_22 SUNSET LN_SPENCER | PV | SUN |  | 2018-03-14 | Massachusetts Electric Company | MA | 027 | WMA | WCMA |  | 0.499 | 0 | 0 | 0.283
50818 | NORTONSOLAR1-02766PV495NM | 41087 | MA_341_0.495 PV_20 CLAPP ST_NORTON | PV | SUN |  | 2018-03-15 | Massachusetts Electric Company | MA | 005 | RI | SEMA |  | 0.495 | 0 | 0 | 0.251
50819 | WEDKINGSTOWNWEST-02898PV1500NM |  | NO RESOURCE (1) | PV | SUN |  | 2018-03-19 | The Narragansett Electric Company | MA | 003 | RI | RI |  | 1.5 | 0 | 0 | 0.616
50820 | SECURITYREALTY-01772PV650NM | 41372 | MA_346_0.65 PV_0 SCHOOL ST_SOUTHBOROUGH | PV | SUN |  | 2018-03-19 | Massachusetts Electric Company | MA | 027 | CMA/NEMA | WCMA |  | 0.65 | 0 | 0 | 0.339
50821 | WEDKINGSTOWNEAST-02898PV3000NM |  | NO RESOURCE (1) | PV | SUN |  | 2018-03-20 | The Narragansett Electric Company | MA | 003 | RI | RI |  | 3 | 0 | 0 | 1.424
50822 | AIRXCHANGE-02370PV280NM |  | NO RESOURCE (1) | PV | SUN |  | 2018-03-19 | Massachusetts Electric Company | MA | 023 | RI | SEMA |  | 0.28 | 0 | 0 | 0
50823 | TOWNOFWENDELL-01510PV1000NM | 41277 | MA_294_1.08 PV_111 ADAMS RD_CLINTON | PV | SUN |  | 2018-03-20 | Massachusetts Electric Company | MA | 027 | CMA/NEMA | WCMA |  | 1 | 0 | 0 | 0.599
50824 | FOUNDRY01852SOLAR266.400SMAOBC |  | NO RESOURCE (1) | PV | SUN |  | 2018-03-23 | Massachusetts Electric Company | MA | 017 | CMA/NEMA | WCMA |  | 0.266 | 0 | 0 | 0.143
50825 | ALTERNATEPWR-02147PV995NM |  | NO RESOURCE (1) | PV | SUN |  | 2018-03-23 | Massachusetts Electric Company | MA | 003 | WMA | WCMA |  | 0.995 | 0 | 0 | 0.567
50826 | WOODCHUCKLNSOLAR-01562PV1000NM | 41366 | MA_286_1 PV_19 WOODCHUCK LN_SPENCER | PV | SUN |  | 2018-03-23 | Massachusetts Electric Company | MA | 027 | WMA | WCMA |  | 1 | 0 | 0 | 0.599
50828 | STOFRIPOWERS-02908PV140NM |  | NO RESOURCE (1) | PV | SUN |  | 2018-03-30 | The Narragansett Electric Company | RI | 007 | RI | RI |  | 0.14 | 0 | 0 | 0
50829 | ONYXDEVGRP-02359PV2400NM | 41435 | MA_371_2.4 PV_174 HOBOMOCK ST_PEMBROKE | PV | SUN |  | 2018-03-26 | Massachusetts Electric Company | MA | 023 | SEMA | SEMA |  | 2.4 | 0 | 0 | 1.372
50830 | SAMPSONRDSOLAR-01507PV2000NM | 41002 | MA_13_2 PV_18 SAMPSON RD_CHARLTON | PV | SUN |  | 2018-03-26 | Massachusetts Electric Company | MA | 027 | WMA | WCMA |  | 2 | 0 | 0 | 1.119
50831 | TOSSOLAR2/725-01550PV480NM | 41181 | MA_315_0.48 PV_725 GUELPHWOOD RD_SOUTHBRIDGE | PV | SUN |  | 2018-03-26 | Massachusetts Electric Company | MA | 027 | WMA | WCMA |  | 0.48 | 0 | 0 | 0.249
50832 | TOSSOLAR2/726-01550PV984NM | 41254 | MA_316_0.984 PV_726 GUELPHWOOD RD_SOUTHBRIDGE | PV | SUN |  | 2018-03-26 | Massachusetts Electric Company | MA | 027 | WMA | WCMA |  | 0.984 | 0 | 0 | 0.612
50834 | GOODINGBUSSPACE-02809PV156RE |  | NO RESOURCE (1) | PV | SUN |  | 2018-03-27 | The Narragansett Electric Company | RI | 001 | RI | RI |  | 0.156 | 0 | 0 | 0.089
50864 | SAMMANRLTY-02896PV840RG | 40744 | RI_43_RE Growth PV_582 Great Rd_North Smithfield | PV | SUN |  | 2018-04-06 | The Narragansett Electric Company | RI | 007 | RI | RI |  | 0.84 | 0 | 0 | 0.419
50866 | WAREHAM 1 |  | NO RESOURCE (1) | PV | SUN |  | 2019-07-10 | Boston Energy Trading and Marketing LLC | MA | 023 | SEMA | SEMA |  | 1.12 | 0 | 0 | 0.803
50867 | WAREHAM 2 |  | NO RESOURCE (1) | PV | SUN |  | 2019-07-03 | Boston Energy Trading and Marketing LLC | MA | 023 | SEMA | SEMA |  | 0.8 | 0 | 0 | 0.64
50868 | WAREHAM 3 |  | NO RESOURCE (1) | PV | SUN |  | 2019-07-03 | Boston Energy Trading and Marketing LLC | MA | 023 | SEMA | SEMA |  | 1.12 | 0 | 0 | 0.833
50869 | WAREHAM 4 |  | NO RESOURCE (1) | PV | SUN |  | 2019-07-03 | Boston Energy Trading and Marketing LLC | MA | 023 | SEMA | SEMA |  | 3.2 | 0 | 0 | 2.424
50872 | EXTRASPACESTORAGE-02891PV60NM |  | NO RESOURCE (1) | PV | SUN |  | 2018-04-13 | The Narragansett Electric Company | RI | 007 | RI | RI |  | 0.058 | 0 | 0 | 0.013
50873 | TRSRLTY01851SOLAR231SMAOBC |  | NO RESOURCE (1) | PV | SUN |  | 2018-04-13 | Massachusetts Electric Company | MA | 017 | CMA/NEMA | WCMA |  | 0.231 | 0 | 0 | 0.122
50874 | THEODRSOLARLLC_C-01473PV499NM | 41342 | MA_96_0.499 PV_0 THEODORE DR_WESTMINSTER | PV | SUN |  | 2018-04-16 | Massachusetts Electric Company | MA | 027 | WMA | WCMA |  | 0.499 | 0 | 0 | 0.273
50875 | THEODRSOLARLLC_B-01473PV499NM | 41343 | MA_97_0.499 PV_0 THEODORE DR_WESTMINSTER | PV | SUN |  | 2018-04-16 | Massachusetts Electric Company | MA | 027 | WMA | WCMA |  | 0.499 | 0 | 0 | 0.27
50879 | THEODRSOLARLLC_A-01473PV499NM | 41357 | MA_98_0.499 PV_0 THEODORE DR_WESTMINSTER | PV | SUN |  | 2018-04-16 | Massachusetts Electric Company | MA | 027 | WMA | WCMA |  | 0.499 | 0 | 0 | 0.27
50880 | TOWNOFWESTERLY-02891PV60NM |  | NO RESOURCE (1) | PV | SUN |  | 2018-04-17 | The Narragansett Electric Company | RI | 009 | RI | RI |  | 0.06 | 0 | 0 | 0.013
50894 | PIERCLEANERS-02879PV35NM |  | NO RESOURCE (1) | PV | SUN |  | 2018-04-19 | The Narragansett Electric Company | RI | 009 | RI | RI |  | 0.035 | 0 | 0 | 0.008
50895 | CELLSIGNALTECH-01915PV128NM |  | NO RESOURCE (1) | PV | SUN |  | 2018-04-23 | Massachusetts Electric Company | MA | 009 | BOSTON | NEMA |  | 0.128 | 0 | 0 | 0
50896 | PALUMBOBSOLAR-01569PV1000NM | 41090 | MA_353_1 PV_197 PROVIDENCE ST_UXBRIDGE | PV | SUN |  | 2018-04-24 | Massachusetts Electric Company | MA | 027 | RI | SEMA |  | 1 | 0 | 0 | 0.526
50899 | SOULREHOLDINGS-01915PV92NM |  | NO RESOURCE (1) | PV | SUN |  | 2018-04-23 | Massachusetts Electric Company | MA | 009 | BOSTON | NEMA |  | 0.092 | 0 | 0 | 0
50901 | BELCHERRENEW1-01007PV2000NM | 41117 | MA_14_2 PV_81 N LIBERTY ST_BELCHERTOWN | PV | SUN |  | 2018-05-02 | Massachusetts Electric Company | MA | 015 | WMA | WCMA |  | 2 | 0 | 0 | 1.086
50902 | EXTRASPACEMGMT-02169PV86NM |  | NO RESOURCE (1) | PV | SUN |  | 2018-05-01 | Massachusetts Electric Company | MA | 021 | SEMA | SEMA |  | 0.086 | 0 | 0 | 0
50903 | BELCHERRENEW2-01007PV2000NM | 41125 | MA_15_2 PV_270 FRANKLIN ST_BELCHERTOWN | PV | SUN |  | 2018-05-02 | Massachusetts Electric Company | MA | 015 | WMA | WCMA |  | 2 | 0 | 0 | 1.034
50904 | EXTRASPACE-02169PV67NM |  | NO RESOURCE (1) | PV | SUN |  | 2018-05-01 | Massachusetts Electric Company | MA | 021 | SEMA | SEMA |  | 0.067 | 0 | 0 | 0
50905 | WFYOUNG-01028PV72QF |  | NO RESOURCE (1) | PV | SUN |  | 2018-05-01 | Massachusetts Electric Company | MA | 013 | WMA | WCMA |  | 0.072 | 0 | 0 | 0.019
50907 | TOOLELODGE-01240PV121NM |  | NO RESOURCE (1) | PV | SUN |  | 2018-05-03 | Massachusetts Electric Company | MA | 003 | WMA | WCMA |  | 0.121 | 0 | 0 | 0
65817 | VCAINC-01060PV72QF |  | NO RESOURCE (1) | PV | SUN |  | 2018-05-08 | Massachusetts Electric Company | MA | 015 | WMA | WCMA |  | 0.072 | 0 | 0 | 0.001
65961 | MONSONSOLAR-01057PV2000NM | 41003 | MA_16_2 PV_109 E HILL RD_MONSON | PV | SUN |  | 2018-05-15 | Massachusetts Electric Company | MA | 013 | WMA | WCMA |  | 2 | 0 | 0 | 1.16
65988 | ECONOXGRP1-02892PV216RE | 40681 | RI_56_RE Growth PV_Plat 08F Lot 12 South County Trail_Richmond | PV | SUN |  | 2018-05-15 | The Narragansett Electric Company | RI | 009 | RI | RI |  | 0.216 | 0 | 0 | 0.113
66005 | SHANIX-02920PV46NM |  | NO RESOURCE (1) | PV | SUN |  | 2018-05-17 | The Narragansett Electric Company | RI | 007 | RI | RI |  | 0.046 | 0 | 0 | 0.018
66034 | ECONOXGRP3-02892PV216RE | 40676 | RI_52_RE Growth PV_139 Heaton Orchard Rd_Richmond | PV | SUN |  | 2018-05-18 | The Narragansett Electric Company | RI | 009 | RI | RI |  | 0.216 | 0 | 0 | 0.109
66072 | ECONOXGRP2-02892PV216RE | 40684 | RI_58_RE Growth PV_3671 South County Trail_Richmond | PV | SUN |  | 2018-05-18 | The Narragansett Electric Company | RI | 009 | RI | RI |  | 0.216 | 0 | 0 | 0.111
66073 | LUDLOW 72 SOLAR PV FACILITY | 40625 | Ludlow Site 72 - Conti | PV | SUN |  | 2018-05-18 | NSTAR Electric Company | MA | 013 | WMA | WCMA |  | 1.86 | 0 | 0 | 0.73
66074 | 510PVPROJDEVC-01524PV1000NM | 41164 | MA_308_2 PV_496 STAFFORD ST_LEICESTER | PV | SUN |  | 2018-05-21 | Massachusetts Electric Company | MA | 027 | WMA | WCMA |  | 1 | 0 | 0 | 0.586
66075 | 510PVPROJDEV466A-01524PV2000NM | 41256 | MA_17_3.96 PV_466 STAFFORD ST_LEICESTER | PV | SUN |  | 2018-05-21 | Massachusetts Electric Company | MA | 027 | WMA | WCMA |  | 2 | 0 | 0 | 1.144
66076 | HORSESHOEFARM-02891PV46NM |  | NO RESOURCE (1) | PV | SUN |  | 2018-05-22 | The Narragansett Electric Company | RI | 009 | RI | RI |  | 0.046 | 0 | 0 | 0.009
66077 | PHILIPS-01810PV494.5NM |  | NO RESOURCE (1) | PV | SUN |  | 2018-05-22 | Massachusetts Electric Company | MA | 017 | BOSTON | NEMA |  | 0.494 | 0 | 0 | 0
66078 | 510PVPROJDEV466B-01524PV2000NM | 41223 | MA_444_0.996 PV_496 STAFFORD ST_LEICESTER | PV | SUN |  | 2018-05-21 | Massachusetts Electric Company | MA | 027 | WMA | WCMA |  | 2 | 0 | 0 | 1.204
66081 | GRIFFINRDSOLAR-01507PV2000NM | 41037 | MA_18_2 PV_0 GRIFFIN RD_CHARLTON | PV | SUN |  | 2018-06-01 | Massachusetts Electric Company | MA | 027 | WMA | WCMA |  | 2 | 0 | 0 | 1.09
66096 | CHURCHCOMMHOUSING_02878PV43NM |  | NO RESOURCE (1) | PV | SUN |  | 2018-06-11 | The Narragansett Electric Company | RI | 005 | SEMA | RI |  | 0.043 | 0 | 0 | 0
66097 | BOUTILIERSOLAR-01524PV499NM | 41427 | MA_282_0.499 PV_1A BOUTILIER RD_LEICESTER | PV | SUN |  | 2018-06-12 | Massachusetts Electric Company | MA | 027 | WMA | WCMA |  | 2.886 | 0 | 0 | 1.758
66102 | CUMMINGPROP01915PV108SMQF |  | NO RESOURCE (1) | PV | SUN |  | 2018-06-11 | Massachusetts Electric Company | MA | 009 | BOSTON | NEMA |  | 0.108 | 0.003 | 0.003 | 0.041
66103 | ASHBY 1 SOLAR PROJECTCO, LLC | 38962 | Ashby 1 Solar | PV | SUN |  | 2018-06-08 | Fitchburg Gas & Electric Light Company | MA | 027 | WMA | WCMA |  | 0.864 | 0 | 0 | 0.487
66105 | CHOICECOLLISION-02885PM98NM |  | NO RESOURCE (1) | PV | SUN |  | 2018-06-08 | The Narragansett Electric Company | RI | 001 | RI | RI |  | 0.098 | 0 | 0 | 0.012
66106 | AMPMAJOEJENNYLLC_01540PV1500NM |  | NO RESOURCE (1) | PV | SUN |  | 2018-06-11 | Massachusetts Electric Company | MA | 027 | WMA | WCMA |  | 1.5 | 0 | 0 | 0.939
66107 | DIGHTONSCHDEPT_02764PV96QF |  | NO RESOURCE (1) | PV | SUN |  | 2018-06-11 | Massachusetts Electric Company | MA | 005 | SEMA | SEMA |  | 0.096 | 0 | 0 | 0.02
66108 | STOFRI353-02903PV58NM |  | NO RESOURCE (1) | PV | SUN |  | 2018-06-13 | The Narragansett Electric Company | RI | 007 | RI | RI |  | 0.058 | 0 | 0 | 0
66109 | ANDERSONCLARK01915SLR144SMQF |  | NO RESOURCE (1) | PV | SUN |  | 2018-06-14 | Massachusetts Electric Company | MA | 009 | BOSTON | NEMA |  | 0.144 | 0 | 0 | 0.007
66132 | NM-SA NRG COMMUNITY HOST A |  | NO RESOURCE (1) | PV | SUN |  | 2018-06-25 | NSTAR Electric Company | MA | 013 | WMA | WCMA |  | 0.996 | 0 | 0 | 0.585
66133 | NM-SA NRG COMMUNITY HOST B |  | NO RESOURCE (1) | PV | SUN |  | 2018-06-25 | NSTAR Electric Company | MA | 013 | WMA | WCMA |  | 0.996 | 0 | 0 | 0.615
66134 | NM-SA NRG COMMUNITY HOST C |  | NO RESOURCE (1) | PV | SUN |  | 2018-06-25 | NSTAR Electric Company | MA | 013 | WMA | WCMA |  | 0.78 | 0 | 0 | 0.427
66137 | NM-SA KERSARGE GILL, LLC | 38945 | Gill | PV | SUN |  | 2018-06-25 | NSTAR Electric Company | MA | 011 | WMA | WCMA |  | 1.992 | 0 | 0 | 0.882
66138 | NM-SA LSDP II, LLC |  | NO RESOURCE (1) | PV | SUN |  | 2018-06-25 | NSTAR Electric Company | MA | 011 | WMA | WCMA |  | 4.45 | 0 | 0 | 2.274
66139 | NM-SA ALTERNATE POWER- CLOVER |  | NO RESOURCE (1) | PV | SUN |  | 2018-06-25 | NSTAR Electric Company | MA | 003 | WMA | WCMA |  | 1.48 | 0 | 0 | 0.829
66140 | NM-SA SYNCARPHA HANCOCK I, LLC | 40746 | Syncarpha Hancock I | PV | SUN |  | 2018-06-25 | NSTAR Electric Company | MA | 003 | WMA | WCMA |  | 2 | 0 | 0 | 1.241
66141 | NM-SA SYNCARPHA HANCOCK II LLC | 40749 | Syncarpha Hancock II | PV | SUN |  | 2018-06-25 | NSTAR Electric Company | MA | 003 | WMA | WCMA |  | 2 | 0 | 0 | 1.188
66149 | DISCOVERYBAY_01845PV67NM |  | NO RESOURCE (1) | PV | SUN |  | 2018-06-28 | Massachusetts Electric Company | MA | 009 | BOSTON | NEMA |  | 0.067 | 0 | 0 | 0
66150 | HANNAFORD192_01826PV100QF |  | NO RESOURCE (1) | PV | SUN |  | 2018-06-28 | Massachusetts Electric Company | MA | 017 | CMA/NEMA | WCMA |  | 0.1 | 0 | 0 | 0
66159 | ABINGTONSCHL_02351PV323QF |  | NO RESOURCE (1) | PV | SUN |  | 2018-06-29 | Massachusetts Electric Company | MA | 023 | SEMA | SEMA |  | 0.323 | 0 | 0 | 0
66160 | COMPLETERECYCLE_02720PV240QF |  | NO RESOURCE (1) | PV | SUN |  | 2018-06-29 | Massachusetts Electric Company | MA | 005 | SEMA | SEMA |  | 0.24 | 0 | 0 | 0.064
66162 | ASHBY 2 SOLAR PROJECTCO, LLC | 38963 | Ashby 2 Solar | PV | SUN |  | 2018-07-09 | Fitchburg Gas & Electric Light Company | MA | 027 | WMA | WCMA |  | 0.984 | 0 | 0 | 0.54
66163 | DOROTHYBECKSCHL_02769PV192QF |  | NO RESOURCE (1) | PV | SUN |  | 2018-07-09 | Massachusetts Electric Company | MA | 005 | RI | SEMA |  | 0.192 | 0 | 0 | 0.072
66164 | DIGHTONSCHDEPT_02764PV192QF |  | NO RESOURCE (1) | PV | SUN |  | 2018-07-10 | Massachusetts Electric Company | MA | 005 | SEMA | SEMA |  | 0.192 | 0 | 0 | 0.058
66167 | SALEMCOMMPK_01970PV752NM |  | NO RESOURCE (1) | PV | SUN |  | 2018-07-13 | Massachusetts Electric Company | MA | 009 | BOSTON | NEMA |  | 0.752 | 0 | 0 | 0
66168 | CHARIHOREGSCHL_02894PV36NM |  | NO RESOURCE (1) | PV | SUN |  | 2018-07-10 | The Narragansett Electric Company | RI | 009 | RI | RI |  | 0.036 | 0 | 0 | 0
66169 | ECAMAINLLC_02301PV540NM |  | NO RESOURCE (1) | PV | SUN |  | 2018-07-10 | Massachusetts Electric Company | MA | 023 | SEMA | SEMA |  | 0.54 | 0 | 0 | 0.302
66170 | KBSURFACESLLC_02876PV216NM |  | NO RESOURCE (1) | PV | SUN |  | 2018-07-10 | The Narragansett Electric Company | RI | 007 | RI | RI |  | 0.216 | 0 | 0 | 0.047
66180 | TYNGSBOROSPORTS_01879PV150NM |  | NO RESOURCE (1) | PV | SUN |  | 2018-07-19 | Massachusetts Electric Company | MA | 017 | CMA/NEMA | WCMA |  | 0.15 | 0 | 0 | 0
66188 | ECAMAINLLC_02072PV650NM |  | NO RESOURCE (1) | PV | SUN |  | 2018-07-26 | Massachusetts Electric Company | MA | 021 | SEMA | SEMA |  | 0.65 | 0 | 0 | 0.318
66189 | 10NMAINSTLLC_02721PV144NM |  | NO RESOURCE (1) | PV | SUN |  | 2018-07-26 | Massachusetts Electric Company | MA | 005 | SEMA | SEMA |  | 0.144 | 0 | 0 | 0
66190 | VLGEUROMTRS2_02061PV153NM |  | NO RESOURCE (1) | PV | SUN |  | 2018-07-26 | Massachusetts Electric Company | MA | 023 | SEMA | SEMA |  | 0.153 | 0 | 0 | 0
66193 | VLLGEUROMOTORS_02061PV72NM |  | NO RESOURCE (1) | PV | SUN |  | 2018-07-26 | Massachusetts Electric Company | MA | 023 | SEMA | SEMA |  | 0.072 | 0 | 0 | 0
66197 | MASSELECPH2A_01464PV1000QF | 38888 | Patterson Rd 1 Shirley PV | PV | SUN |  | 2018-07-26 | Massachusetts Electric Company | MA | 017 | CMA/NEMA | WCMA |  | 1 | 0 | 0 | 0.215
66198 | MASSELECPH2B_01464PV1000QF | 38889 | Patterson Rd 2 Shirley PV | PV | SUN |  | 2018-07-26 | Massachusetts Electric Company | MA | 017 | CMA/NEMA | WCMA |  | 1 | 0 | 0 | 0.249
66199 | CHEPACHETPROF_02814PV46NM |  | NO RESOURCE (1) | PV | SUN |  | 2018-07-26 | The Narragansett Electric Company | RI | 007 | RI | RI |  | 0.046 | 0 | 0 | 0.004
66201 | PALMERRVRSCH_02769PV168QF |  | NO RESOURCE (1) | PV | SUN |  | 2018-07-26 | Massachusetts Electric Company | MA | 005 | RI | SEMA |  | 0.168 | 0 | 0 | 0.038
66213 | UFPTECH_01950PV200QF |  | NO RESOURCE (1) | PV | SUN |  | 2018-08-01 | Massachusetts Electric Company | MA | 009 | BOSTON | NEMA |  | 0.2 | 0 | 0 | 0
66221 | CANTERBURYTWRS-01355PV576NM | 41080 | MA_78_0.576 PV_0 PETERSHAM RD_NEW SALEM | PV | SUN |  | 2018-08-02 | Massachusetts Electric Company | MA | 011 | WMA | WCMA |  | 0.576 | 0.012 | 0.012 | 0.309
66230 | ECONOXMAINST-02832PV216RE | 40675 | RI_50_RE Growth PV_722 Main St_Hopkinton | PV | SUN |  | 2018-08-08 | The Narragansett Electric Company | RI | 009 | RI | RI |  | 0.216 | 0 | 0 | 0.095
66234 | SAPPI SOMERSET/HINCKLEY 2 | 1107 | SOMERSET | ST | RFO | WDS | 1976-01-01 | NextEra Energy Marketing, LLC | ME | 025 | ME | ME |  | 110.7 | 0 | 0 | 0
66236 | NEPSTAFFORD-01524PV1000QF | 38700 | Stafford St. Leicester PV 2 | PV | SUN |  | 2018-08-10 | Massachusetts Electric Company | MA | 027 | WMA | WCMA |  | 1 | 0 | 0 | 0.1
66237 | SOLARMAMGMT3-01571SOLAR1000NM | 41258 | MA_44_1 PV_72 W DUDLEY RD_DUDLEY | PV | SUN |  | 2018-08-10 | Massachusetts Electric Company | MA | 027 | WMA | WCMA |  | 1 | 0 | 0 | 0.613
66238 | SOLARMAMGMT1-01571SOLAR1000NM | 41346 | MA_443_1 PV_72 W DUDLEY RD_DUDLEY | PV | SUN |  | 2018-08-13 | Massachusetts Electric Company | MA | 027 | WMA | WCMA |  | 1 | 0 | 0 | 0.6
66239 | SOLARMAMGMT2-01571SOLAR1000NM | 41257 | MA_43_1 PV_72 W DUDLEY RD_DUDLEY | PV | SUN |  | 2018-08-13 | Massachusetts Electric Company | MA | 027 | WMA | WCMA |  | 1 | 0 | 0 | 0.611
66240 | ASAHIAMERICA-01843SOLAR1000NM |  | NO RESOURCE (1) | PV | SUN |  | 2018-08-10 | Massachusetts Electric Company | MA | 009 | CMA/NEMA | WCMA |  | 1 | 0 | 0 | 0.382
66241 | JAMESTOWNFOOD-02835SOLAR56NM |  | NO RESOURCE (1) | PV | SUN |  | 2018-08-10 | The Narragansett Electric Company | RI | 005 | RI | RI |  | 0.56 | 0 | 0 | 0
66242 | HOME DEPOTMA #2685 - METHUEN |  | NO RESOURCE (1) | FC | NG |  | 2018-08-09 | Yellow Jacket Energy, LLC | MA | 009 | BOSTON | NEMA |  | 0.3 | 0 | 0 | 0
66243 | NEPOWERCO_01507PV1000QF | 38543 | Carpenter Hill Rd Chartlon PV | PV | SUN |  | 2018-08-14 | Massachusetts Electric Company | MA | 027 | WMA | WCMA |  | 1 | 0 | 0 | 0.259
66244 | HOME DEPOTMA #2684 - WORCESTER |  | NO RESOURCE (1) | FC | NG |  | 2018-08-09 | Yellow Jacket Energy, LLC | MA | 027 | CMA/NEMA | WCMA |  | 0.3 | 0.024 | 0.024 | 0
66245 | HOME DEPOTMA #2615 - SEEKONK |  | NO RESOURCE (1) | FC | NG |  | 2018-08-09 | Yellow Jacket Energy, LLC | MA | 005 | RI | SEMA |  | 0.3 | 0.009 | 0.009 | 0
66253 | EXETERSOLAR02822-880(KW)RE | 40659 | RI_36_RE Growth PV_540 Nooseneck Hill Rd_Exeter | PV | SUN |  | 2018-08-30 | The Narragansett Electric Company | RI | 009 | RI | RI |  | 0.88 | 0 | 0 | 0.395
66254 | 320COMPASSCIRCLE02852-1(MW)RE | 40667 | RI_42_RE Growth PV_320 Compass Circle_North Kingstown | PV | SUN |  | 2018-08-30 | The Narragansett Electric Company | RI | 009 | RI | RI |  | 1 | 0 | 0 | 0.409
66255 | EMA_ES_PLYMOUTH_ID2218005 | 40626 | Plymouth Solar PV | PV | SUN |  | 2018-08-28 | NSTAR Electric Company | MA | 023 | SEMA | SEMA |  | 1.116 | 0 | 0 | 0.631
66256 | EMA_ES_NEWBEDFORD_ID2217818 | 40627 | New Bedford Solar PV | PV | SUN |  | 2018-08-28 | NSTAR Electric Company | MA | 005 | SEMA | SEMA |  | 0.95 | 0 | 0 | 0.514
66257 | PITTSFIELD 44 SOLAR PV FACIL. | 38836 | Pittsfield 44-M&W PV | PV | SUN |  | 2018-08-27 | NSTAR Electric Company | MA | 003 | WMA | WCMA |  | 1.16 | 0 | 0 | 0.666
66258 | PINEISLAND-01222BIOGAS280NM |  | NO RESOURCE (1) | OT | OBG |  | 2018-08-28 | Massachusetts Electric Company | MA | 003 | WMA | WCMA |  | 0.28 | 0.107 | 0.107 | 0
66259 | BCPSTOR-02921PV120NM |  | NO RESOURCE (1) | PV | SUN |  | 2018-08-28 | The Narragansett Electric Company | RI | 007 | RI | RI |  | 0.12 | 0 | 0 | 0.055
66260 | SUNDERLAND SOLAR PV FACILITY | 40617 | Sunderland PV Solar | PV | SUN |  | 2018-08-28 | NSTAR Electric Company | MA | 011 | WMA | WCMA |  | 1.084 | 0 | 0 | 0.543
66261 | LEE 31 SOLAR PV FACILITY | 38835 | Lee Site 31-Conti PV | PV | SUN |  | 2018-08-28 | NSTAR Electric Company | MA | 003 | WMA | WCMA |  | 1.86 | 0 | 0 | 0.83
66262 | OLDIRONWORKS-02721PV312NM |  | NO RESOURCE (1) | PV | SUN |  | 2018-08-29 | Massachusetts Electric Company | MA | 005 | SEMA | SEMA |  | 0.312 | 0 | 0 | 0
66263 | HEALTHALLIANCE-01453CHP1965QF |  | NO RESOURCE (1) | IC | NG |  | 2018-08-29 | Massachusetts Electric Company | MA | 027 | WMA | WCMA |  | 1.965 | 0.055 | 0.055 | 0.008
66264 | SUNEDISONRIVERST-01475PV2000NM |  | NO RESOURCE (1) | PV | SUN |  | 2018-08-29 | Massachusetts Electric Company | MA | 027 | WMA | WCMA |  | 2 | 0 | 0 | 1.077
66284 | 310COMPASSCIRCLE02852-1(MW)NM |  | NO RESOURCE (1) | PV | SUN |  | 2018-08-31 | The Narragansett Electric Company | RI | 009 | RI | RI |  | 1 | 0 | 0 | 0.544
66285 | BRUCEDIAMOND-02703PV136QF |  | NO RESOURCE (1) | PV | SUN |  | 2018-09-04 | Massachusetts Electric Company | MA | 005 | RI | SEMA |  | 0.136 | 0 | 0 | 0
67288 | PRIVATESECURITIES-01432PV236NM | 41197 | MA_292_0.236 PV_0 SCULLEY RD_AYER | PV | SUN |  | 2018-09-18 | Massachusetts Electric Company | MA | 017 | CMA/NEMA | WCMA |  | 0.236 | 0 | 0 | 0.127
67289 | KEARSARGEWPLAINRD01230PV1920NM |  | NO RESOURCE (1) | PV | SUN |  | 2018-09-14 | Massachusetts Electric Company | MA | 003 | WMA | WCMA |  | 1.92 | 0 | 0 | 1.125
67292 | LWWELDTANKRPR_01569PV135NM |  | NO RESOURCE (1) | PV | SUN |  | 2018-09-19 | Massachusetts Electric Company | MA | 027 | RI | SEMA |  | 0.135 | 0 | 0 | 0
67295 | BIRD_MACHINE_SOLAR_ID2000815 |  | NO RESOURCE (1) | PV | SUN |  | 2018-09-18 | NSTAR Electric Company | MA | 021 | SEMA | SEMA |  | 3.45 | 0 | 0 | 1.724
67296 | ECONOXGRPHPKNTN_02833PV216RE | 41034 | RI_102_RE Growth PV_16 TOMAQUAG RD_HOPKINTON | PV | SUN |  | 2018-09-18 | The Narragansett Electric Company | RI | 009 | RI | RI |  | 0.216 | 0 | 0 | 0.121
67297 | INDIANRUN_02879PV225NM |  | NO RESOURCE (1) | PV | SUN |  | 2018-09-19 | The Narragansett Electric Company | RI | 009 | RI | RI |  | 0.225 | 0 | 0 | 0.039
67298 | ECONOXGRPARCADIA_02832PV154RE |  | NO RESOURCE (1) | PV | SUN |  | 2018-09-19 | The Narragansett Electric Company | RI | 009 | RI | RI |  | 0.154 | 0 | 0 | 0.096
67305 | HATFIELD SOLAR PV FACILITY | 40615 | Hatfield Solar PV | PV | SUN |  | 2018-09-24 | NSTAR Electric Company | MA | 015 | WMA | WCMA |  | 3.6 | 0 | 0 | 2.028
67306 | MONTAGUE 36 SOLAR PV FACILITY | 38831 | Montague Site 36-Grosolar PV | PV | SUN |  | 2018-09-24 | NSTAR Electric Company | MA | 011 | WMA | WCMA |  | 4.08 | 0 | 0 | 2.642
67359 | MAELECPHASE3_01331PV200QF |  | NO RESOURCE (1) | PV | SUN |  | 2018-10-03 | Massachusetts Electric Company | MA | 027 | WMA | WCMA |  | 0.2 | 0 | 0 | 0.083
67360 | NM-SA PITTSFIELD HOUSING PV |  | NO RESOURCE (1) | PV | SUN |  | 2018-10-01 | NSTAR Electric Company | MA | 003 | WMA | WCMA |  | 3.3 | 0 | 0 | 2.009
67361 | NM-SA SYNCARPHA HANCOCK III PV | 40751 | Syncarpha Hancock III | PV | SUN |  | 2018-10-01 | NSTAR Electric Company | MA | 003 | WMA | WCMA |  | 1 | 0 | 0 | 0.63
67362 | NM-TR HAMPSHIRE COLLEGETESLA |  | NO RESOURCE (1) | PV | SUN |  | 2018-10-01 | NSTAR Electric Company | MA | 015 | WMA | WCMA |  | 2.077 | 0 | 0 | 0.609
67364 | NM-SA CITY OF PITTSFIELD SOLAR |  | NO RESOURCE (1) | PV | SUN |  | 2018-10-01 | NSTAR Electric Company | MA | 003 | WMA | WCMA |  | 2.34 | 0 | 0 | 1.228
67390 | SOLVENTERRA_02379PV496NM | 41260 | MA_102_0.4929 PV_0 WEST ST_W BRIDGEWATER | PV | SUN |  | 2018-10-03 | Massachusetts Electric Company | MA | 023 | SEMA | SEMA |  | 0.496 | 0 | 0 | 0.26
67395 | NEWGENDEV_01527PV1000NM |  | NO RESOURCE (1) | PV | SUN |  | 2018-10-03 | Massachusetts Electric Company | MA | 027 | CMA/NEMA | WCMA |  | 1 | 0 | 0 | 0.48
67396 | NM-SA HATFIELD RENEWABLES PV |  | NO RESOURCE (1) | PV | SUN |  | 2018-10-01 | NSTAR Electric Company | MA | 015 | WMA | WCMA |  | 1.89 | 0 | 0 | 0.98
67397 | ECONOXNORTHRD02875SOLAR432RE | 41039 | RI_103_RE Growth PV_0 NORTH RD_SHANNOCK | PV | SUN |  | 2018-10-03 | The Narragansett Electric Company | RI | 009 | RI | RI |  | 0.216 | 0 | 0 | 0.12
67400 | LIONLABELS_02375PV99NM |  | NO RESOURCE (1) | PV | SUN |  | 2018-10-08 | Massachusetts Electric Company | MA | 005 | SEMA | SEMA |  | 0.099 | 0 | 0 | 0
67404 | AMERICANCAPITOL01843SOLAR349NM |  | NO RESOURCE (1) | PV | SUN |  | 2018-10-17 | Massachusetts Electric Company | MA | 009 | CMA/NEMA | WCMA |  | 0.349 | 0 | 0 | 0.183
67405 | NRGWAUWINETRD01005SOLAR960NM |  | NO RESOURCE (1) | PV | SUN |  | 2018-10-17 | Massachusetts Electric Company | MA | 027 | WMA | WCMA |  | 0.96 | 0 | 0 | 0.604
67411 | SCHNEIDERELEC_02035PV275QF |  | NO RESOURCE (1) | PV | SUN |  | 2018-10-22 | Massachusetts Electric Company | MA | 021 | RI | SEMA |  | 0.275 | 0 | 0 | 0
67412 | PEACEDALEMILLS02879SOLAR216NM |  | NO RESOURCE (1) | PV | SUN |  | 2018-10-17 | The Narragansett Electric Company | RI | 009 | RI | RI |  | 0.216 | 0 | 0 | 0.092
67413 | ECONOXKENYONLN02833SOLAR216RE |  | NO RESOURCE (1) | PV | SUN |  | 2018-10-23 | The Narragansett Electric Company | RI | 009 | RI | RI |  | 0.216 | 0 | 0 | 0.108
67414 | TOWNOFGRAFTON01569SOLAR1872NM |  | NO RESOURCE (1) | PV | SUN |  | 2018-10-23 | Massachusetts Electric Company | MA | 027 | RI | SEMA |  | 1.872 | 0 | 0 | 1.222
67428 | SOUTHWICK SOLAR PV FACILITY | 40631 | Southwick Solar PV | PV | SUN |  | 2018-10-26 | NSTAR Electric Company | MA | 013 | WMA | WCMA |  | 4.98 | 0 | 0 | 2.927
67429 | EAST SPRINGFIELD SOLAR PV | 40624 | East Springfield Solar PV | PV | SUN |  | 2018-10-26 | NSTAR Electric Company | MA | 013 | WMA | WCMA |  | 1.44 | 0 | 0 | 0.725
67431 | SOUTHERNSKY02886SOLAR4992NM |  | NO RESOURCE (1) | PV | SUN |  | 2018-11-02 | The Narragansett Electric Company | RI | 003 | RI | RI |  | 4.992 | 0 | 0 | 2.932
67432 | KEARSARGE02879SOLAR3780NM |  | NO RESOURCE (1) | PV | SUN |  | 2018-11-02 | The Narragansett Electric Company | RI | 009 | RI | RI |  | 3.78 | 0 | 0 | 2.16
67433 | CITYOFNEWTON_ID2148462 |  | NO RESOURCE (1) | PV | SUN |  | 2018-11-05 | NSTAR Electric Company | MA | 017 | BOSTON | NEMA |  | 1.671 | 0 | 0 | 0.953
67434 | WESTMINSTERSLR01473SOLAR1000NM | 41129 | MA_33_1 PV_223 S ASHBURNHAM RD_WESTMINSTER | PV | SUN |  | 2018-11-06 | Massachusetts Electric Company | MA | 027 | WMA | WCMA |  | 1 | 0 | 0 | 0.58
67438 | SOUTHERNSKY02904SOLAR2100NM |  | NO RESOURCE (1) | PV | SUN |  | 2018-11-06 | The Narragansett Electric Company | RI | 007 | RI | RI |  | 2.1 | 0 | 0 | 1.275
67439 | FINLAYEXTRACT02852SOLAR133.2NM |  | NO RESOURCE (1) | PV | SUN |  | 2018-11-06 | The Narragansett Electric Company | RI | 009 | RI | RI |  | 0.133 | 0 | 0 | 0
67441 | FRAMINGHAMHOUSEAUTH_ID2052252 |  | NO RESOURCE (1) | PV | SUN |  | 2018-11-05 | NSTAR Electric Company | MA | 017 | BOSTON | NEMA |  | 2.413 | 0 | 0 | 1.097
67442 | UMASSBOSTON_ID1990011 |  | NO RESOURCE (1) | PV | SUN |  | 2018-11-05 | NSTAR Electric Company | MA | 025 | BOSTON | NEMA |  | 3 | 0 | 0 | 1.752
67443 | WESTMINSTERSLR01473SOLAR499NM | 41131 | MA_91_0.499 PV_223 S ASHBURNHAM RD_WESTMINSTER | PV | SUN |  | 2018-11-06 | Massachusetts Electric Company | MA | 027 | WMA | WCMA |  | 0.499 | 0 | 0 | 0.238
67444 | ECONOX02875SOLAR216RE | 41033 | RI_101_RE Growth PV_0 W SHANNOCK RD_SHANNOCK | PV | SUN |  | 2018-11-15 | The Narragansett Electric Company | RI | 009 | RI | RI |  | 0.216 | 0 | 0 | 0.116
67445 | SOUTHAMPTON SOLAR PV | 40619 | Southampton Solar PV | PV | SUN |  | 2018-11-14 | NSTAR Electric Company | MA | 015 | WMA | WCMA |  | 2 | 0 | 0 | 1.12
67446 | STATEOFRI02920SOLAR84NM |  | NO RESOURCE (1) | PV | SUN |  | 2018-11-15 | The Narragansett Electric Company | RI | 007 | RI | RI |  | 0.084 | 0 | 0 | 0
67447 | KEARSARGE02892SOLAR3100NM |  | NO RESOURCE (1) | PV | SUN |  | 2018-11-15 | The Narragansett Electric Company | RI | 009 | RI | RI |  | 3.1 | 0 | 0 | 2.018
67448 | ECONOX02892SOLAR216RE |  | NO RESOURCE (1) | PV | SUN |  | 2018-11-15 | The Narragansett Electric Company | RI | 009 | RI | RI |  | 0.216 | 0 | 0 | 0.111
67459 | MANCHESTERSCL01944SOLAR144QF |  | NO RESOURCE (1) | PV | SUN |  | 2018-11-16 | Massachusetts Electric Company | MA | 009 | BOSTON | NEMA |  | 0.144 | 0 | 0 | 0
67460 | ECONOX02833SOLAR216RE |  | NO RESOURCE (1) | PV | SUN |  | 2018-11-16 | The Narragansett Electric Company | RI | 009 | RI | RI |  | 0.216 | 0 | 0 | 0.103
67462 | NM-SA ALTERNATE POWER-MAPLE |  | NO RESOURCE (1) | PV | SUN |  | 2018-11-19 | NSTAR Electric Company | MA | 003 | WMA | WCMA |  | 1.988 | 0 | 0 | 0.992
67463 | NM-SA TOWN OF OTIS |  | NO RESOURCE (1) | PV | SUN |  | 2018-11-19 | NSTAR Electric Company | MA | 011 | WMA | WCMA |  | 1.5 | 0.305 | 0.305 | 0.157
67476 | KANESELFST01752SLRSMAOBC |  | NO RESOURCE (1) | PV | SUN |  | 2018-12-06 | Massachusetts Electric Company | MA | 017 | CMA/NEMA | WCMA |  | 0.11 | 0 | 0 | 0.059
67477 | GRAFTONSEWER01560SOLAR225QF |  | NO RESOURCE (1) | PV | SUN |  | 2018-12-06 | Massachusetts Electric Company | MA | 027 | RI | SEMA |  | 0.225 | 0 | 0 | 0
67478 | LAURELLNREC02892SOLAR106.4NM |  | NO RESOURCE (1) | PV | SUN |  | 2018-12-12 | The Narragansett Electric Company | RI | 009 | RI | RI |  | 0.106 | 0 | 0 | 0.037
67479 | BWCHMLTNBRK02790SLR3500SMTAOBC |  | NO RESOURCE (1) | PV | SUN |  | 2018-12-11 | Massachusetts Electric Company | MA | 005 | SEMA | SEMA |  | 3.5 | 0.011 | 0.011 | 2.174
67487 | CASCO BAY ENERGY STORAGE_GEN |  | NO RESOURCE (1) | ES | MWH |  | 2016-12-31 | NextEra Energy Marketing, LLC | ME | 005 | SME | ME |  | 16.6994 | 1.446 | 1.446 | 1.446
67499 | STATEOFRI328_01752SOLAR43.2NM |  | NO RESOURCE (1) | PV | SUN |  | 2018-12-12 | The Narragansett Electric Company | RI | 003 | RI | RI |  | 0.043 | 0 | 0 | 0
67509 | BWCBASSRIVER02790SOLAR1500NM | 41136 | MA_226_1.5 PV_0 ADIRONDACK LN_WESTPORT | PV | SUN |  | 2018-12-17 | Massachusetts Electric Company | MA | 005 | SEMA | SEMA |  | 1.5 | 0.005 | 0.005 | 0.971
67510 | BWCBASSRIVER02790SOLAR1123NM | 41135 | MA_225_1.123 PV_0 ADIRONDACK LN_WESTPORT | PV | SUN |  | 2018-12-18 | Massachusetts Electric Company | MA | 005 | SEMA | SEMA |  | 1.123 | 0.005 | 0.005 | 0.718
67533 | 150BLACKSTONERVR01607SLR1992NM |  | NO RESOURCE (1) | PV | SUN |  | 2019-01-02 | Massachusetts Electric Company | MA | 027 | CMA/NEMA | WCMA |  | 1.992 | 0.038 | 0.038 | 0.988
67536 | SOUTHERNSKY_01607PV780NM |  | NO RESOURCE (1) | PV | SUN |  | 2019-01-03 | The Narragansett Electric Company | RI | 003 | RI | RI |  | 0.78 | 0.014 | 0.014 | 0.429
67537 | CLEANFOOTPRINT1475SOLAR3100NM |  | NO RESOURCE (1) | PV | SUN |  | 2019-01-02 | Massachusetts Electric Company | MA | 027 | WMA | WCMA |  | 3.1 | 0.045 | 0.045 | 1.595
67541 | WESTWOOD SOLAR PV FACILITY |  | NO RESOURCE (1) | PV | SUN |  | 2018-12-28 | NSTAR Electric Company | MA | 021 | SEMA | SEMA |  | 0.302 | 0.003 | 0.003 | 0.159
67542 | SAVOY SOLAR PV FACILITY | 40620 | Savoy Solar PV | PV | SUN |  | 2018-12-28 | NSTAR Electric Company | MA | 003 | WMA | WCMA |  | 2 | 0.015 | 0.015 | 1.122
67543 | WAREHAM SOLAR PV FACILITY | 40629 | Wareham Solar PV | PV | SUN |  | 2018-12-28 | NSTAR Electric Company | MA | 023 | SEMA | SEMA |  | 3.327 | 0.06 | 0.06 | 2.235
67544 | HINSDALE SOLAR PV FACILITY | 40630 | Hinsdale Solar PV | PV | SUN |  | 2018-12-28 | NSTAR Electric Company | MA | 003 | WMA | WCMA |  | 2 | 0.019 | 0.019 | 1.216
67546 | MARTINIFITCORP_02072PV167NM |  | NO RESOURCE (1) | PV | SUN |  | 2019-01-02 | Massachusetts Electric Company | MA | 021 | SEMA | SEMA |  | 0.167 | 0 | 0 | 0
67547 | BWCCTRIVR02790SOLAR2375SMTAOBC |  | NO RESOURCE (1) | PV | SUN |  | 2019-01-07 | Massachusetts Electric Company | MA | 005 | SEMA | SEMA |  | 2.375 | 0.064 | 0.064 | 1.501
67548 | BWCHAMILTONBRK02790SOLAR1000NM |  | NO RESOURCE (1) | PV | SUN |  | 2019-01-11 | Massachusetts Electric Company | MA | 005 | SEMA | SEMA |  | 1 | 0.023 | 0.023 | 0.616
67550 | D&PLIQUORS02808SOLAR40NM |  | NO RESOURCE (1) | PV | SUN |  | 2019-01-16 | The Narragansett Electric Company | RI | 009 | RI | RI |  | 0.04 | 0 | 0 | 0.008
67551 | COMMCHRISTIAN01581SOLAR73.3NM |  | NO RESOURCE (1) | PV | SUN |  | 2019-01-23 | Massachusetts Electric Company | MA | 017 | CMA/NEMA | WCMA |  | 0.073 | 0 | 0 | 0
67552 | 30TOZERRDLLC01915SOLAR100NM |  | NO RESOURCE (1) | PV | SUN |  | 2019-01-16 | Massachusetts Electric Company | MA | 009 | BOSTON | NEMA |  | 0.1 | 0 | 0 | 0
67553 | HOUSATONICSLR102919SOLAR3000NM |  | NO RESOURCE (1) | PV | SUN |  | 2019-01-18 | The Narragansett Electric Company | RI | 007 | RI | RI |  | 3 | 0.101 | 0.101 | 1.732
67555 | SANDBERGENT02830SOLAR196RE |  | NO RESOURCE (1) | PV | SUN |  | 2019-01-18 | The Narragansett Electric Company | RI | 007 | RI | RI |  | 0.196 | 0.004 | 0.004 | 0.105
67556 | CLEANFOOTPRINT01473SOLAR480NM | 41364 | MA_222_0.48 PV_26 THEODORE DR_WESTMINSTER | PV | SUN |  | 2019-01-24 | Massachusetts Electric Company | MA | 027 | WMA | WCMA |  | 0.48 | 0.014 | 0.014 | 0.254
67557 | FOSTERRNBLS02857SOLAR780RE |  | NO RESOURCE (1) | PV | SUN |  | 2019-01-18 | The Narragansett Electric Company | RI | 007 | RI | RI |  | 1.56 | 0.025 | 0.025 | 0.436
67559 | GRANITESTRG02891SOLAR99.9NM |  | NO RESOURCE (1) | PV | SUN |  | 2019-01-23 | The Narragansett Electric Company | RI | 009 | RI | RI |  | 0.099 | 0 | 0 | 0.034
67563 | ECONOXSWITCHRD02832SOLAR216RE |  | NO RESOURCE (1) | PV | SUN |  | 2019-01-23 | The Narragansett Electric Company | RI | 009 | RI | RI |  | 0.216 | 0.005 | 0.005 | 0.099
67564 | OCEANSTVET02818SOLAR105.3NM |  | NO RESOURCE (1) | PV | SUN |  | 2019-01-23 | The Narragansett Electric Company | RI | 003 | RI | RI |  | 0.105 | 0 | 0 | 0
67565 | BANKOFNEWPORT02842SOLAR300NM |  | NO RESOURCE (1) | PV | SUN |  | 2019-01-24 | The Narragansett Electric Company | RI | 005 | SEMA | RI |  | 0.3 | 0 | 0 | 0.017
67566 | MERRIMACK PV D1123 |  | NO RESOURCE (1) | PV | SUN |  | 2019-01-25 | Public Service Company of New Hampshire | NH | 011 | NH | NH |  | 2.4 | 0 | 0 | 0
67568 | CLEANFOOTPRINT2_01506SOLR480NM |  | NO RESOURCE (1) | PV | SUN |  | 2019-01-24 | Massachusetts Electric Company | MA | 027 | WMA | WCMA |  | 0.48 | 0.001 | 0.001 | 0.243
67569 | HUDSONDSGNGRP-01845PV300NM |  | NO RESOURCE (1) | PV | SUN |  | 2019-01-23 | Massachusetts Electric Company | MA | 009 | BOSTON | NEMA |  | 0.3 | 0 | 0 | 0.092
67570 | RIVERVALLEYSCH01950SOLAR86.4QF |  | NO RESOURCE (1) | PV | SUN |  | 2019-01-24 | Massachusetts Electric Company | MA | 009 | BOSTON | NEMA |  | 0.086 | 0 | 0 | 0.015
67571 | CLEANFOOTPRINT01506SOLAR480NM |  | NO RESOURCE (1) | PV | SUN |  | 2019-01-24 | Massachusetts Electric Company | MA | 027 | WMA | WCMA |  | 0.48 | 0.001 | 0.001 | 0.248
67574 | BARNSTABLE HSG AUTH ID2038192 |  | NO RESOURCE (1) | PV | SUN |  | 2019-01-28 | NSTAR Electric Company | MA | 023 | SEMA | SEMA |  | 4.5 | 0.124 | 0.124 | 2.365
67575 | NB_REALTY01532SOLAR72QF |  | NO RESOURCE (1) | PV | SUN |  | 2019-01-30 | Massachusetts Electric Company | MA | 027 | CMA/NEMA | WCMA |  | 0.072 | 0 | 0 | 0.031
67576 | UMASSMEMORIAL01605CHP2649QF |  | NO RESOURCE (1) | PV | SUN |  | 2019-01-30 | Massachusetts Electric Company | MA | 027 | CMA/NEMA | WCMA |  | 2.649 | 0 | 0 | 0
67578 | SW MA SOLAR LLC ID2129908 |  | NO RESOURCE (1) | PV | SUN |  | 2019-02-01 | NSTAR Electric Company | MA | 017 | BOSTON | NEMA |  | 1.25 | 0.044 | 0.044 | 0.622
67579 | CITY OF CAMBRIDGE ID2105436 |  | NO RESOURCE (1) | PV | SUN |  | 2019-02-01 | NSTAR Electric Company | MA | 025 | BOSTON | NEMA |  | 2.28 | 0.077 | 0.077 | 1.188
67580 | AES ENERGY SOLUTIONS ID2061451 |  | NO RESOURCE (1) | PV | SUN |  | 2019-02-01 | NSTAR Electric Company | MA | 021 | SEMA | SEMA |  | 1.95 | 0.073 | 0.073 | 1.093
67581 | CITY OF WOBURN ID2064809 |  | NO RESOURCE (1) | PV | SUN |  | 2019-02-01 | NSTAR Electric Company | MA | 017 | BOSTON | NEMA |  | 2.64 | 0.094 | 0.094 | 1.223
67582 | GREENFIELD SOLAR PV | 40618 | Greenfield Solar PV | PV | SUN |  | 2019-02-01 | NSTAR Electric Company | MA | 011 | WMA | WCMA |  | 2 | 0.089 | 0.089 | 1.122
67583 | KEENE PV T0454 |  | NO RESOURCE (1) | PV | SUN |  | 2019-02-08 | Public Service Company of New Hampshire | NH | 005 | VT | NH |  | 0.487 | 0 | 0 | 0.19
67584 | MASSAMERICA02149SLR133.2SMAOBC |  | NO RESOURCE (1) | PV | SUN |  | 2019-02-14 | Massachusetts Electric Company | MA | 017 | BOSTON | NEMA |  | 0.133 | 0.006 | 0.006 | 0.064
67586 | WASHBURNRDSOLARLLC_ID2113074 |  | NO RESOURCE (1) | PV | SUN |  | 2019-02-08 | NSTAR Electric Company | MA | 005 | SEMA | SEMA |  | 1.98 | 0.087 | 0.087 | 1.256
67587 | SPRINGFIELD PV SOLAR | 40622 | Springfield Solar PV | PV | SUN |  | 2019-02-11 | NSTAR Electric Company | MA | 013 | WMA | WCMA |  | 3.992 | 0.237 | 0.237 | 2.438
67595 | HANOVERWATER-02339WIND250NM |  | NO RESOURCE (1) | WT | WND |  | 2019-02-20 | Massachusetts Electric Company | MA | 023 | SEMA | SEMA |  | 0.25 | 0 | 0 | 0
67606 | NSMITHFIELDSLR02896SLR1250NM |  | NO RESOURCE (1) | PV | SUN |  | 2019-02-20 | The Narragansett Electric Company | RI | 007 | RI | RI |  | 1.25 | 0.057 | 0.057 | 0.658
67610 | MONARCH01843SOLAR176QF |  | NO RESOURCE (1) | PV | SUN |  | 2019-02-22 | Massachusetts Electric Company | MA | 009 | CMA/NEMA | WCMA |  | 0.176 | 0 | 0 | 0.004
67615 | FORBESSTSLRLL_02915SOLAR2990RE |  | NO RESOURCE (1) | PV | SUN |  | 2019-02-25 | The Narragansett Electric Company | RI | 007 | RI | RI |  | 2.99 | 0.106 | 0.106 | 1.623
67628 | SUNNECTIVITY01379SOLAR1000NM |  | NO RESOURCE (1) | PV | SUN |  | 2019-02-28 | Massachusetts Electric Company | MA | 011 | WMA | WCMA |  | 1 | 0.063 | 0.063 | 0.423
67629 | AMAZONA02720SOLAR660QF |  | NO RESOURCE (1) | PV | SUN |  | 2019-02-28 | Massachusetts Electric Company | MA | 005 | SEMA | SEMA |  | 0.66 | 0 | 0 | 0.106
67630 | BARDEN02857SOLAR27.2NM |  | NO RESOURCE (1) | PV | SUN |  | 2019-02-28 | The Narragansett Electric Company | RI | 007 | RI | RI |  | 0.027 | 0.001 | 0.001 | 0.012
67635 | GRAFTONTWN01519SOLAR120.7QF |  | NO RESOURCE (1) | PV | SUN |  | 2019-02-28 | Massachusetts Electric Company | MA | 027 | CMA/NEMA | WCMA |  | 0.12 | 0 | 0 | 0.017
67636 | AMAZONB02720SOLAR960QF |  | NO RESOURCE (1) | PV | SUN |  | 2019-02-28 | Massachusetts Electric Company | MA | 005 | SEMA | SEMA |  | 0.96 | 0 | 0 | 0.117
67637 | AMAZONC02720SOLAR480QF |  | NO RESOURCE (1) | PV | SUN |  | 2019-02-28 | Massachusetts Electric Company | MA | 005 | SEMA | SEMA |  | 0.48 | 0 | 0 | 0.045
67638 | CRDMETALWRKS01053SOLAR248QF |  | NO RESOURCE (1) | PV | SUN |  | 2019-02-28 | Massachusetts Electric Company | MA | 015 | WMA | WCMA |  | 0.248 | 0 | 0 | 0.034
67639 | HOPKINTONINDPK02804SOLAR1165RE | 41304 | RI_85_RE Growth PV_0 GRAY LN_ASHAWAY | PV | SUN |  | 2019-02-28 | The Narragansett Electric Company | RI | 009 | RI | RI |  | 1.165 | 0.082 | 0.082 | 0.645
67640 | NRGCOMMHOSTB-C-D_ID2096227 |  | NO RESOURCE (1) | PV | SUN |  | 2019-03-05 | NSTAR Electric Company | MA | 023 | SEMA | SEMA |  | 3.912 | 0.339 | 0.339 | 2.356
67653 | NRGCOMMHOST1-2-3_ID2065453 |  | NO RESOURCE (1) | PV | SUN |  | 2019-03-04 | NSTAR Electric Company | MA | 023 | SEMA | SEMA |  | 4.95 | 0.377 | 0.377 | 3.011
67654 | HERRESHOFF02809SOLAR43.2NM |  | NO RESOURCE (1) | PV | SUN |  | 2019-03-13 | The Narragansett Electric Company | RI | 001 | RI | RI |  | 0.043 | 0 | 0 | 0.004
67655 | SIMONSROCK01230SOLAR304QF |  | NO RESOURCE (1) | PV | SUN |  | 2019-03-12 | Massachusetts Electric Company | MA | 003 | WMA | WCMA |  | 0.304 | 0 | 0 | 0
67656 | SHAWFARM01826SOLAR150NM |  | NO RESOURCE (1) | PV | SUN |  | 2019-03-13 | Massachusetts Electric Company | MA | 017 | CMA/NEMA | WCMA |  | 0.15 | 0 | 0 | 0
67684 | SOUTHERNSKY1_02919SOLAR1200NM |  | NO RESOURCE (1) | PV | SUN |  | 2019-03-12 | The Narragansett Electric Company | RI | 007 | RI | RI |  | 1.2 | 0.109 | 0.109 | 0.721
67685 | SOUTHRNSKY2_02919SOLAR1620NM |  | NO RESOURCE (1) | PV | SUN |  | 2019-03-12 | The Narragansett Electric Company | RI | 007 | RI | RI |  | 1.62 | 0.156 | 0.156 | 1.06
67689 | GREENDVLPMT02865SOLAR3000NM |  | NO RESOURCE (1) | PV | SUN |  | 2019-03-12 | The Narragansett Electric Company | RI | 007 | RI | RI |  | 3 | 0.135 | 0.135 | 1.361
67690 | SOLECT02809SOLAR48.8RE |  | NO RESOURCE (1) | PV | SUN |  | 2019-03-21 | The Narragansett Electric Company | RI | 001 | RI | RI |  | 0.049 | 0.001 | 0.001 | 0.018
67692 | NORTHEASTSLR02333SOLAR72AOBC |  | NO RESOURCE (1) | PV | SUN |  | 2019-03-20 | Massachusetts Electric Company | MA | 023 | SEMA | SEMA |  | 0.072 | 0.004 | 0.004 | 0.035
67696 | NM SHARONHSGAUTH1981_ID2100653 |  | NO RESOURCE (1) | PV | SUN |  | 2019-03-22 | NSTAR Electric Company | MA | 005 | SEMA | SEMA |  | 2.25 | 0.156 | 0.156 | 1.252
67699 | NM WESPORTMA3LLC_ID2061122 |  | NO RESOURCE (1) | PV | SUN |  | 2019-03-22 | NSTAR Electric Company | MA | 005 | SEMA | SEMA |  | 2 | 0.143 | 0.143 | 1.164
67704 | NM TOWNOFFALMOUTH_ID2024739 |  | NO RESOURCE (1) | PV | SUN |  | 2019-03-22 | NSTAR Electric Company | MA | 001 | SEMA | SEMA |  | 3 | 0.156 | 0.156 | 1.252
67714 | CAPTONASLR02814SLR840RE | 40998 | RI_67_RE Growth PV_248 CRANBERRY-RIDGE RD_GLOCESTER | PV | SUN |  | 2019-03-29 | The Narragansett Electric Company | RI | 007 | RI | RI |  | 0.84 | 0.059 | 0.059 | 0.439
67716 | TGDEVELOPERLLC02917SOLAR80RE |  | NO RESOURCE (1) | PV | SUN |  | 2019-03-29 | The Narragansett Electric Company | RI | 007 | RI | RI |  | 0.08 | 0.007 | 0.007 | 0.039
67717 | SOUTHCOUNTY02892SOLAR66.6NM |  | NO RESOURCE (1) | PV | SUN |  | 2019-03-29 | The Narragansett Electric Company | RI | 009 | RI | RI |  | 0.067 | 0 | 0 | 0.011
67718 | WILLIAMFLYNCH01606SOLAR120NM |  | NO RESOURCE (1) | PV | SUN |  | 2019-04-01 | Massachusetts Electric Company | MA | 027 | CMA/NEMA | WCMA |  | 0.12 | 0 | 0 | 0
67719 | CLEANPROINC01930SOLAR112NM |  | NO RESOURCE (1) | PV | SUN |  | 2019-04-03 | Massachusetts Electric Company | MA | 009 | BOSTON | NEMA |  | 0.112 | 0.007 | 0.007 | 0
67722 | CAPEANNBREW01930SOLAR126NM |  | NO RESOURCE (1) | PV | SUN |  | 2019-04-01 | Massachusetts Electric Company | MA | 009 | BOSTON | NEMA |  | 0.126 | 0.008 | 0.008 | 0
67723 | GUIDOSFRSHMKT01824SOLARR275NM |  | NO RESOURCE (1) | PV | SUN |  | 2019-03-29 | Massachusetts Electric Company | MA | 003 | WMA | WCMA |  | 0.275 | 0.025 | 0.025 | 0.145
67724 | A&MTOOL&DIECO01550Solar260NM |  | NO RESOURCE (1) | PV | SUN |  | 2019-03-29 | Massachusetts Electric Company | MA | 027 | WMA | WCMA |  | 0.26 | 0 | 0 | 0
67726 | BERKSHIRE WIND PHASE 2 |  | NO RESOURCE (1) | WT | WND |  | 2019-11-19 | Massachusetts Municipal Wholesale Electric Company | MA | 003 | WMA | WCMA |  | 4.68 | 0 | 0 | 0.36247
67729 | BETALLC01453SOLAR100NM |  | NO RESOURCE (1) | PV | SUN |  | 2019-04-04 | Massachusetts Electric Company | MA | 027 | CMA/NEMA | WCMA |  | 0.1 | 0 | 0 | 0
67730 | LEONARDLSREAL01915SOLAR150QF |  | NO RESOURCE (1) | PV | SUN |  | 2019-04-03 | Massachusetts Electric Company | MA | 027 | CMA/NEMA | WCMA |  | 0.15 | 0 | 0 | 0
67731 | SUPPLYNEINC02703SOLAR140NM |  | NO RESOURCE (1) | PV | SUN |  | 2019-04-01 | Massachusetts Electric Company | MA | 005 | RI | SEMA |  | 0.14 | 0.003 | 0.003 | 0
67732 | DWW SOLAR | 41194 | DWW Solar II | PV | SUN |  | 2019-12-10 | DWW Solar II, LLC | CT | 003 | CT | CT |  | 33.264 | 0 | 0 | 13.76
67733 | RCGNANDOVER01830SOLAR140NM |  | NO RESOURCE (1) | PV | SUN |  | 2019-04-03 | Massachusetts Electric Company | MA | 017 | BOSTON | NEMA |  | 0.14 | 0 | 0 | 0
67734 | BUCKBROSINC01527SOLAR72NM |  | NO RESOURCE (1) | PV | SUN |  | 2019-04-04 | Massachusetts Electric Company | MA | 027 | CMA/NEMA | WCMA |  | 0.072 | 0.003 | 0.003 | 0
67735 | USTOREIT02155SOLAR64NM |  | NO RESOURCE (1) | PV | SUN |  | 2019-04-04 | Massachusetts Electric Company | MA | 017 | BOSTON | NEMA |  | 0.064 | 0 | 0 | 0
67755 | STGEORGES01604SOLAR96NM |  | NO RESOURCE (1) | PV | SUN |  | 2019-04-08 | Massachusetts Electric Company | MA | 027 | CMA/NEMA | WCMA |  | 0.096 | 0.001 | 0.001 | 0
67780 | HIGHLANDWOOD01267SOLAR160NM |  | NO RESOURCE (1) | PV | SUN |  | 2019-04-11 | Massachusetts Electric Company | MA | 003 | WMA | WCMA |  | 0.16 | 0.013 | 0.013 | 0
67786 | SUNRAISE01824SLR330SMAOBC |  | NO RESOURCE (1) | PV | SUN |  | 2019-04-11 | Massachusetts Electric Company | MA | 017 | CMA/NEMA | WCMA |  | 0.33 | 0.03 | 0.03 | 0.178
67790 | CUBESMARTLP01876SOLAR72NM |  | NO RESOURCE (1) | PV | SUN |  | 2019-04-08 | Massachusetts Electric Company | MA | 017 | CMA/NEMA | WCMA |  | 0.072 | 0 | 0 | 0
67793 | RICHMONDSLR1_02894SOLAR4005NM |  | NO RESOURCE (1) | PV | SUN |  | 2019-04-11 | The Narragansett Electric Company | RI | 009 | RI | RI |  | 4.005 | 0.331 | 0.331 | 1.493
67794 | RICHMONDSLR1_02894SOLAR675RE |  | NO RESOURCE (1) | PV | SUN |  | 2019-04-11 | The Narragansett Electric Company | RI | 009 | RI | RI |  | 0.675 | 0.049 | 0.049 | 0.32
67795 | OXFORDLTDRES02905SOLAR43.2RE |  | NO RESOURCE (1) | PV | SUN |  | 2019-04-11 | The Narragansett Electric Company | RI | 007 | RI | RI |  | 0.043 | 0.004 | 0.004 | 0.023
67799 | RTHGROUPINC01028SOLAR72NM |  | NO RESOURCE (1) | PV | SUN |  | 2019-04-16 | Massachusetts Electric Company | MA | 013 | WMA | WCMA |  | 0.072 | 0.005 | 0.005 | 0
67800 | HILLSBOROUGH PV N3085 |  | NO RESOURCE (1) | PV | SUN |  | 2019-04-11 | Public Service Company of New Hampshire | NH | 011 | NH | NH |  | 0.664 | 0.071 | 0.071 | 0.391
67801 | HIGHLANDMANREAL01453SOLAR75NM |  | NO RESOURCE (1) | PV | SUN |  | 2019-04-11 | Massachusetts Electric Company | MA | 027 | WMA | WCMA |  | 0.072 | 0.006 | 0.006 | 0
67802 | NSMITHFIELDSOLR02896SOLAR750RE |  | NO RESOURCE (1) | PV | SUN |  | 2019-04-12 | The Narragansett Electric Company | RI | 007 | RI | RI |  | 0.75 | 0.052 | 0.052 | 0.374
67803 | TRICOUNTY VOC-02038PV1050NM |  | NO RESOURCE (1) | PV | SUN |  | 2019-04-12 | Massachusetts Electric Company | MA | 021 | RI | SEMA |  | 1.05 | 0 | 0 | 0
67804 | ARKLAND02860SOLAR30NM |  | NO RESOURCE (1) | PV | SUN |  | 2019-04-16 | The Narragansett Electric Company | RI | 007 | RI | RI |  | 0.03 | 0 | 0 | 0.009
67805 | CITYOFHAVERHILL01821SOLAR288NM |  | NO RESOURCE (1) | PV | SUN |  | 2019-04-17 | Massachusetts Electric Company | MA | 017 | CMA/NEMA | WCMA |  | 0.288 | 0.023 | 0.023 | 0.118
67809 | CITYOFFALLRIVER02720SOLARNM |  | NO RESOURCE (1) | PV | SUN |  | 2019-04-16 | Massachusetts Electric Company | MA | 005 | SEMA | SEMA |  | 0.06 | 0 | 0 | 0
67810 | ANTANAVICA01524SOLAR1000NM | 41361 | MA_213_0.995 PV_6 MCNEIL HW_LEICESTER | PV | SUN |  | 2019-04-17 | Massachusetts Electric Company | MA | 027 | WMA | WCMA |  | 1 | 0.072 | 0.072 | 0.436
67816 | NM CITY OF CAMBRIDGE_ID2124992 |  | NO RESOURCE (1) | PV | SUN |  | 2019-04-23 | NSTAR Electric Company | MA | 021 | BOSTON | NEMA |  | 0.96 | 0.112 | 0.112 | 0.472
67817 | YMCA02148SOLAR150SMQF |  | NO RESOURCE (1) | PV | SUN |  | 2019-04-25 | Massachusetts Electric Company | MA | 017 | BOSTON | NEMA |  | 0.15 | 0 | 0 | 0
67836 | 207HPLLC02871SOLAR198RE |  | NO RESOURCE (1) | PV | SUN |  | 2019-04-25 | The Narragansett Electric Company | RI | 005 | SEMA | RI |  | 0.198 | 0.019 | 0.019 | 0.097
67853 | COVENTRYSOLAR02827SOLAR780RE | 41026 | RI_81_RE Growth PV_52 RAILROAD ST_GREENE | PV | SUN |  | 2019-04-30 | The Narragansett Electric Company | RI | 003 | RI | RI |  | 0.78 | 0.072 | 0.072 | 0.432
67919 | STATEOFRI2809SOLAR50NM |  | NO RESOURCE (1) | PV | SUN |  | 2019-04-30 | The Narragansett Electric Company | RI | 001 | RI | RI |  | 0.05 | 0 | 0 | 0
67952 | SOLECTENERGY02809SOLAR40.25RE |  | NO RESOURCE (1) | PV | SUN |  | 2019-05-07 | The Narragansett Electric Company | RI | 001 | RI | RI |  | 0.043 | 0 | 0 | 0.017
67953 | BOYSCLUBWEBSTER01571SOLAR96NM |  | NO RESOURCE (1) | PV | SUN |  | 2019-05-08 | Massachusetts Electric Company | MA | 027 | WMA | WCMA |  | 0.096 | 0 | 0 | 0
67975 | CITYOFHAVERHILL01830SOLAR150NM |  | NO RESOURCE (1) | PV | SUN |  | 2019-05-09 | Massachusetts Electric Company | MA | 009 | BOSTON | NEMA |  | 0.15 | 0 | 0 | 0
67976 | LAWRENCEFAMDEV01840SOLAR108NM |  | NO RESOURCE (1) | PV | SUN |  | 2019-05-09 | Massachusetts Electric Company | MA | 009 | CMA/NEMA | WCMA |  | 0.108 | 0 | 0 | 0
68009 | NM MILLIS MA 1 LLC_ID2072811 |  | NO RESOURCE (1) | PV | SUN |  | 2019-05-17 | NSTAR Electric Company | MA | 021 | RI | SEMA |  | 1.002 | 0 | 0 | 0.418
68011 | NM 3_MAXWELLS-GREEN_ID2250465 | 40789 | Maxwell Green Solar | PV | SUN |  | 2019-05-17 | NSTAR Electric Company | MA | 017 | BOSTON | NEMA |  | 0.101 | 0 | 0 | 0.038
68012 | NM 7_MAXWELLS-GREEN_ID2253373 | 40789 | Maxwell Green Solar | PV | SUN |  | 2019-05-17 | NSTAR Electric Company | MA | 017 | BOSTON | NEMA |  | 0.072 | 0 | 0 | 0.034
68029 | NM NRG COMMUNITY_ID2203698 |  | NO RESOURCE (1) | PV | SUN |  | 2019-05-21 | NSTAR Electric Company | MA | 017 | RI | SEMA |  | 1.98 | 0 | 0 | 1.084
68034 | NM NRG COMM HOST LLC_ID2108032 |  | NO RESOURCE (1) | PV | SUN |  | 2019-05-23 | NSTAR Electric Company | MA | 005 | SEMA | SEMA |  | 3.984 | 0 | 0 | 2.648
68081 | DIGHTONREHHIGHSOLAR528QF |  | NO RESOURCE (1) | PV | SUN |  | 2019-06-05 | Massachusetts Electric Company | MA | 005 | SEMA | SEMA |  | 0.528 | 0 | 0 | 0.158
68083 | SUNRAISEDEV01842SOLAR396QF |  | NO RESOURCE (1) | PV | SUN |  | 2019-06-05 | Massachusetts Electric Company | MA | 017 | CMA/NEMA | WCMA |  | 0.396 | 0 | 0 | 0.232
68109 | SOUTHERNSKY_02919PV198RE | 41000 | RI_75_RE Growth PV_26 PECK-HILL RD_JOHNSTON | PV | SUN |  | 2019-06-14 | The Narragansett Electric Company | RI | 007 | RI | RI |  | 0.198 | 0 | 0 | 0.114
68111 | SOLECTENERGY02809SOLAR48RE |  | NO RESOURCE (1) | PV | SUN |  | 2019-06-14 | The Narragansett Electric Company | RI | 001 | RI | RI |  | 0.048 | 0 | 0 | 0
68118 | OLIARILLC02324SLR200SMQF |  | NO RESOURCE (1) | PV | SUN |  | 2019-06-13 | Massachusetts Electric Company | MA | 023 | SEMA | SEMA |  | 0.2 | 0 | 0 | 0.005
68120 | SOLECTENERGY02809SOLAR57.5RE |  | NO RESOURCE (1) | PV | SUN |  | 2019-06-14 | The Narragansett Electric Company | RI | 001 | RI | RI |  | 0.058 | 0 | 0 | 0.027
68121 | SHAWFARM012836SOLAR240SMQF |  | NO RESOURCE (1) | PV | SUN |  | 2019-06-14 | Massachusetts Electric Company | MA | 017 | CMA/NEMA | WCMA |  | 0.24 | 0 | 0 | 0.103
68175 | RESOURCECAP01904SLR66.6SMNM |  | NO RESOURCE (1) | PV | SUN |  | 2019-06-21 | Massachusetts Electric Company | MA | 009 | BOSTON | NEMA |  | 0.066 | 0 | 0 | 0
68182 | JERRYSPAINT02882SOLAR26.88NM |  | NO RESOURCE (1) | PV | SUN |  | 2019-06-27 | The Narragansett Electric Company | RI | 009 | RI | RI |  | 0.027 | 0 | 0 | 0.001
68184 | WALMARTEAST02852SOLAR360NM |  | NO RESOURCE (1) | PV | SUN |  | 2019-06-28 | The Narragansett Electric Company | RI | 009 | RI | RI |  | 0.36 | 0 | 0 | 0
68189 | BAYCOAST02878SOLAR26.4NM |  | NO RESOURCE (1) | PV | SUN |  | 2019-07-09 | The Narragansett Electric Company | RI | 005 | SEMA | RI |  | 0.026 | 0 | 0 | 0.004
68190 | EARLYCHILDCTR02169SOLAR60NM |  | NO RESOURCE (1) | PV | SUN |  | 2019-07-09 | Massachusetts Electric Company | MA | 021 | SEMA | SEMA |  | 0.06 | 0 | 0 | 0
68191 | HERRICK&WHITE02864SOLAR187NM |  | NO RESOURCE (1) | PV | SUN |  | 2019-07-09 | The Narragansett Electric Company | RI | 007 | RI | RI |  | 0.187 | 0 | 0 | 0
68192 | LSDP12LLC01072SOLAR4500NM |  | NO RESOURCE (1) | PV | SUN |  | 2019-07-10 | Massachusetts Electric Company | MA | 011 | WMA | WCMA |  | 4.5 | 0 | 0 | 2.189
68193 | ZEROPTENG01057SLR2000SMQF |  | NO RESOURCE (1) | PV | SUN |  | 2019-07-05 | Massachusetts Electric Company | MA | 013 | WMA | WCMA |  | 2 | 0 | 0 | 1.044
68194 | SOLECTENERGY02766SOLAR998NM |  | NO RESOURCE (1) | PV | SUN |  | 2019-07-09 | Massachusetts Electric Company | MA | 005 | RI | SEMA |  | 0.998 | 0 | 0 | 0.479
68196 | MILLBURYMA01527SOLAR1000NM |  | NO RESOURCE (1) | PV | SUN |  | 2019-07-16 | Massachusetts Electric Company | MA | 027 | CMA/NEMA | WCMA |  | 1 | 0 | 0 | 0.622
68208 | SUNESOLARXV102766SOLAR500NM | 41093 | MA_442_0.5 PV_0 FAIRLEE LN_NORTON | PV | SUN |  | 2019-07-18 | Massachusetts Electric Company | MA | 005 | SEMA | SEMA |  | 0.5 | 0 | 0 | 0.196
68214 | RALCOLND02895SOLAR120NM |  | NO RESOURCE (1) | PV | SUN |  | 2019-07-18 | The Narragansett Electric Company | RI | 007 | RI | RI |  | 0.12 | 0 | 0 | 0.046
68215 | DYNAMICENGY01032SOLAR3995SMQF |  | NO RESOURCE (1) | PV | SUN |  | 2019-07-19 | Massachusetts Electric Company | MA | 015 | WMA | WCMA |  | 3.995 | 0 | 0 | 1.572
68218 | NATREALTY02914SOLAR500RE |  | NO RESOURCE (1) | PV | SUN |  | 2019-07-19 | The Narragansett Electric Company | RI | 007 | RI | RI |  | 0.216 | 0 | 0 | 0.08
68219 | TARGSTORET140401569SOLAR462RE | 41031 | RI_93_RE Growth PV_371 PUTNAM PI_SMITHFIELD | PV | SUN |  | 2019-07-19 | The Narragansett Electric Company | RI | 007 | RI | RI |  | 0.462 | 0 | 0 | 0.214
68259 | ECONGRPINC02875SOLAR200RE |  | NO RESOURCE (1) | PV | SUN |  | 2019-08-02 | The Narragansett Electric Company | RI | 009 | RI | RI |  | 0.2 | 0 | 0 | 0.053
68260 | 270 ELECTRIC AVENUE REALTY |  | NO RESOURCE (1) | PV | SUN |  | 2019-07-31 | Fitchburg Gas & Electric Light Company | MA | 027 | WMA | WCMA |  | 0.24 | 0 | 0 | 0.027
68267 | HANNAFORD01331SOLAR240QF |  | NO RESOURCE (1) | PV | SUN |  | 2019-08-09 | Massachusetts Electric Company | MA | 027 | WMA | WCMA |  | 0.24 | 0 | 0 | 0
68268 | NUMONEINS01757SLR106.6SMQF |  | NO RESOURCE (1) | PV | SUN |  | 2019-08-09 | Massachusetts Electric Company | MA | 027 | RI | SEMA |  | 0.107 | 0 | 0 | 0.027
68269 | HILLTOPSELF01560SOLAR250SMQF |  | NO RESOURCE (1) | PV | SUN |  | 2019-08-13 | Massachusetts Electric Company | MA | 027 | RI | SEMA |  | 0.25 | 0 | 0 | 0.119
68270 | BAKEFORDPROP02852SOLAR30 |  | NO RESOURCE (1) | PV | SUN |  | 2019-08-09 | The Narragansett Electric Company | RI | 009 | RI | RI |  | 0.03 | 0 | 0 | 0.017
68271 | BENTREAL01905SOLAR64.8NM |  | NO RESOURCE (1) | PV | SUN |  | 2019-08-09 | Massachusetts Electric Company | MA | 009 | BOSTON | NEMA |  | 0.065 | 0 | 0 | 0
68272 | NM 5_MAXWELLS-GREEN_ID2253264 | 40789 | Maxwell Green Solar | PV | SUN |  | 2019-08-12 | NSTAR Electric Company | MA | 017 | BOSTON | NEMA |  | 0.052 | 0 | 0 | 0.016
68293 | TUFTSUNIV02155SOLAR66.6QF |  | NO RESOURCE (1) | PV | SUN |  | 2019-08-27 | Massachusetts Electric Company | MA | 017 | BOSTON | NEMA |  | 0.067 | 0 | 0 | 0
68295 | NM NBEDFORD HSG AUTH_ID2116312 |  | NO RESOURCE (1) | PV | SUN |  | 2019-08-22 | NSTAR Electric Company | MA | 023 | SEMA | SEMA |  | 1.98 | 0 | 0 | 1.216
68306 | PETERJENCKS02809SOLAR50RE |  | NO RESOURCE (1) | PV | SUN |  | 2019-08-28 | The Narragansett Electric Company | RI | 001 | RI | RI |  | 0.05 | 0 | 0 | 0
68308 | WARDHILL01835SOLAR250SMQF |  | NO RESOURCE (1) | PV | SUN |  | 2019-08-29 | Massachusetts Electric Company | MA | 009 | BOSTON | NEMA |  | 0.25 | 0 | 0 | 0.119
68309 | CAPTONAPART02919SOLAR2010NM |  | NO RESOURCE (1) | PV | SUN |  | 2019-09-03 | The Narragansett Electric Company | RI | 007 | RI | RI |  | 2.01 | 0 | 0 | 0.70109
68311 | SMTROMPROP02804SOLAR99.9RE |  | NO RESOURCE (1) | PV | SUN |  | 2019-09-03 | The Narragansett Electric Company | RI | 009 | RI | RI |  | 0.1 | 0 | 0 | 0.03488
68313 | ISMSOLARDEV02839SOLAR2540NM |  | NO RESOURCE (1) | PV | SUN |  | 2019-09-03 | The Narragansett Electric Company | RI | 007 | RI | RI |  | 2.54 | 0 | 0 | 0.88595
68323 | NEXAMPLLC01543SOLAR2230SMQF |  | NO RESOURCE (1) | PV | SUN |  | 2019-09-18 | Massachusetts Electric Company | MA | 027 | WMA | WCMA |  | 2 | 0 | 0 | 0.6976
68332 | MANCHAUG01590SOLARSMQF250 |  | NO RESOURCE (1) | PV | SUN |  | 2019-09-26 | Massachusetts Electric Company | MA | 027 | RI | SEMA |  | 0.25 | 0 | 0 | 0.0872
68333 | JHDAVISLLC02860SOLARNM37.8 |  | NO RESOURCE (1) | PV | SUN |  | 2019-09-26 | The Narragansett Electric Company | RI | 007 | RI | RI |  | 0.037 | 0 | 0 | 0.012906
68339 | AMERESCO01440SOLAR2500SMQF |  | NO RESOURCE (1) | PV | SUN |  | 2019-10-02 | Massachusetts Electric Company | MA | 027 | CMA/NEMA | WCMA |  | 2.5 | 0 | 0 | 0.872
68340 | TYNGSBORO01879SOLAR250SMQF |  | NO RESOURCE (1) | PV | SUN |  | 2019-10-04 | Massachusetts Electric Company | MA | 017 | CMA/NEMA | WCMA |  | 0.25 | 0 | 0 | 0.0872
68341 | JPMCARI02914SOLAR144RE |  | NO RESOURCE (1) | PV | SUN |  | 2019-10-09 | The Narragansett Electric Company | RI | 007 | RI | RI |  | 0.144 | 0 | 0 | 0.050227
68343 | BELLAENERGY02864SOLAR852RE |  | NO RESOURCE (1) | PV | SUN |  | 2019-10-09 | The Narragansett Electric Company | RI | 007 | RI | RI |  | 0.852 | 0 | 0 | 0.29718
68344 | 510PVPROJDEV01069SOLAR3468SMQF |  | NO RESOURCE (1) | PV | SUN |  | 2019-10-09 | Massachusetts Electric Company | MA | 013 | WMA | WCMA |  | 3.468 | 0 | 0 | 1.2096
68356 | TRAWLWORKS02882SOLAR35.4RE |  | NO RESOURCE (1) | PV | SUN |  | 2019-10-15 | The Narragansett Electric Company | RI | 009 | RI | RI |  | 0.033 | 0 | 0 | 0.01151
68357 | TRS FUEL CELL, LLC | 40750 | TFCP | FC | NG |  | 2020-06-01 | DFC-ERG CT, LLC | CT | 001 | SWCT | CT |  | 3.63 | 0 | 0 | 3.63
68360 | SOLECTHALEST01830SOLAR150SMQF |  | NO RESOURCE (1) | PV | SUN |  | 2019-10-24 | Massachusetts Electric Company | MA | 009 | BOSTON | NEMA |  | 0.15 | 0 | 0 | 0.05232
68361 | WALMART0288SOLAR360NM |  | NO RESOURCE (1) | PV | SUN |  | 2019-10-25 | The Narragansett Electric Company | RI | 003 | RI | RI |  | 0.36 | 0 | 0 | 0.12557
68368 | TRINITYAQ01841SOLAR180QF |  | NO RESOURCE (1) | PV | SUN |  | 2019-10-31 | Massachusetts Electric Company | MA | 009 | CMA/NEMA | WCMA |  | 0.18 | 0 | 0 | 0.062784
68370 | COVENTRYGARDEN01608SOLAR200QF |  | NO RESOURCE (1) | PV | SUN |  | 2019-11-08 | Massachusetts Electric Company | MA | 027 | CMA/NEMA | WCMA |  | 0.2 | 0 | 0 | 0.06976
68371 | PVPROJ01475SOLAR4950SMAOBC | 41312 | Happy Hollow Road Solar 1 (PV) | PV | SUN |  | 2019-11-07 | Massachusetts Electric Company | MA | 027 | WMA | WCMA |  | 4.95 | 0 | 0 | 1.75
68372 | SPENCER01562SOLAR995NM |  | NO RESOURCE (1) | PV | SUN |  | 2019-11-08 | Massachusetts Electric Company | MA | 027 | WMA | WCMA |  | 0.995 | 0 | 0 | 0.34706
68373 | MELFORD01851SOLAR73.3QF |  | NO RESOURCE (1) | PV | SUN |  | 2019-11-08 | Massachusetts Electric Company | MA | 017 | CMA/NEMA | WCMA |  | 0.073 | 0 | 0 | 0.025462
68397 | STEDMAN02879SOLAR30NM |  | NO RESOURCE (1) | PV | SUN |  | 2019-11-14 | The Narragansett Electric Company | RI | 009 | RI | RI |  | 0.03 | 0 | 0 | 0.010464
68410 | TRIPYRAMID01886SOLAR72SMQF |  | NO RESOURCE (1) | PV | SUN |  | 2019-11-14 | Massachusetts Electric Company | MA | 017 | CMA/NEMA | WCMA |  | 0.072 | 0 | 0 | 0.025114
68414 | UNITEDWATER02840SOLAR272NM |  | NO RESOURCE (1) | PV | SUN |  | 2019-11-19 | The Narragansett Electric Company | RI | 005 | RI | RI |  | 0.272 | 0 | 0 | 0.094874
68427 | EAST LONGMEADOW SOLAR PV | 40623 | East Longmeadow Solar PV | PV | SUN |  | 2019-11-15 | NSTAR Electric Company | MA | 013 | WMA | WCMA |  | 4.99 | 0 | 0 | 1.7405
68455 | FEDHILLHSE02909SOLAR50NM |  | NO RESOURCE (1) | PV | SUN |  | 2019-11-22 | The Narragansett Electric Company | RI | 007 | RI | RI |  | 0.05 | 0 | 0 | 0.01744
68456 | COLUMBIA02339SOLAR400QF |  | NO RESOURCE (1) | PV | SUN |  | 2019-11-21 | Massachusetts Electric Company | MA | 023 | SEMA | SEMA |  | 0.4 | 0 | 0 | 0.13952
68457 | FOUNDERS02871SOLAR4500QF |  | NO RESOURCE (1) | PV | SUN |  | 2019-11-22 | The Narragansett Electric Company | RI | 005 | SEMA | RI |  | 4.5 | 0 | 0 | 1.5696
68467 | HOLIDAY HILL COMMUNITY WIND | 38577 | Holiday Hill Community Wind | WT | WND |  | 2020-01-07 | Energy New England LLC | MA | 013 | WMA | WCMA |  | 5.264 | 0 | 0 | 0.784
68470 | RJKELLY041915SOLAR180SMQF |  | NO RESOURCE (1) | PV | SUN |  | 2019-11-27 | Massachusetts Electric Company | MA | 009 | BOSTON | NEMA |  | 0.18 | 0 | 0 | 0.062784
68471 | AUTOZONE02907SOLAR45NM |  | NO RESOURCE (1) | PV | SUN |  | 2019-12-02 | The Narragansett Electric Company | RI | 007 | RI | RI |  | 0.045 | 0 | 0 | 0.015696
68481 | REDWOOD02864SOLAR57.6NM |  | NO RESOURCE (1) | PV | SUN |  | 2019-12-05 | The Narragansett Electric Company | RI | 007 | RI | RI |  | 0.058 | 0 | 0 | 0.02023
68509 | NORTHSTAR01464SOLAR82NM |  | NO RESOURCE (1) | PV | SUN |  | 2019-12-09 | Massachusetts Electric Company | MA | 017 | CMA/NEMA | WCMA |  | 0.082 | 0 | 0 | 0
68510 | TRUTH02907SOLAR60RE |  | NO RESOURCE (1) | PV | SUN |  | 2019-12-10 | The Narragansett Electric Company | RI | 007 | RI | RI |  | 0.06 | 0 | 0 | 0.020928
68523 | EAST WINCHENDON SOLAR UN2 /NEW |  | NO RESOURCE (1) | PV | SUN |  | 2020-04-03 | AES Distributed Energy, Inc. | MA | 027 | WMA | WCMA |  | 3.15 | 0 | 0 | 1.0987
68524 | EAST WINCHENDON SOLAR UN3 /NEW |  | NO RESOURCE (1) | PV | SUN |  | 2020-04-03 | AES Distributed Energy, Inc. | MA | 027 | WMA | WCMA |  | 4.89 | 0 | 0 | 1.7056
68528 | HAMPDEN SOLAR PV | 40621 | Hampden Solar PV | PV | SUN |  | 2019-12-12 | NSTAR Electric Company | MA | 013 | WMA | WCMA |  | 3.48 | 0 | 0 | 1.2138
68534 | WINDKIST01845SOLAR77SMQF |  | NO RESOURCE (1) | PV | SUN |  | 2019-12-19 | Massachusetts Electric Company | MA | 009 | BOSTON | NEMA |  | 0.077 | 0 | 0 | 0.026858
68537 | HAVANA02886SOLAR33.6NM |  | NO RESOURCE (1) | PV | SUN |  | 2019-12-19 | The Narragansett Electric Company | RI | 003 | RI | RI |  | 0.034 | 0 | 0 | 0.011859
68538 | ARLIN01852SOLAR186SMQF |  | NO RESOURCE (1) | PV | SUN |  | 2019-12-19 | Massachusetts Electric Company | MA | 017 | CMA/NEMA | WCMA |  | 0.186 | 0 | 0 | 0.064877
68544 | CUMMINGS01915SOLAR112.5QF |  | NO RESOURCE (1) | PV | SUN |  | 2019-12-27 | Massachusetts Electric Company | MA | 009 | BOSTON | NEMA |  | 0.113 | 0 | 0 | 0.039414
68547 | BARTLETTS02554SOLAR1000SMQF |  | NO RESOURCE (1) | PV | SUN |  | 2019-12-23 | Massachusetts Electric Company | MA | 019 | SEMA | SEMA |  | 1 | 0 | 0 | 0.3488
68548 | WHOLEFOODS02176SOLAR120SMQF |  | NO RESOURCE (1) | PV | SUN |  | 2019-12-23 | Massachusetts Electric Company | MA | 017 | BOSTON | NEMA |  | 0.12 | 0 | 0 | 0.041856
68553 | HALIFAX02338SOLAR4950AOBC |  | NO RESOURCE (1) | PV | SUN |  | 2019-12-23 | Massachusetts Electric Company | MA | 023 | SEMA | SEMA |  | 4.95 | 0 | 0 | 1.7266
68554 | OAKSQUARE02898SOLAR780RE |  | NO RESOURCE (1) | PV | SUN |  | 2019-12-30 | The Narragansett Electric Company | RI | 009 | RI | RI |  | 0.78 | 0 | 0 | 0.27206
68556 | GRLAWRENCE01845SOLAR3200NM |  | NO RESOURCE (1) | PV | SUN |  | 2019-12-23 | Massachusetts Electric Company | MA | 009 | BOSTON | NEMA |  | 3.2 | 0 | 0 | 0
68557 | CENTURY01843SOLAR400QF |  | NO RESOURCE (1) | PV | SUN |  | 2019-12-31 | Massachusetts Electric Company | MA | 009 | CMA/NEMA | NH |  | 0.4 | 0 | 0 | 0.13952
68558 | MASSAMER01851SOLAR249.8QF |  | NO RESOURCE (1) | PV | SUN |  | 2019-12-31 | Massachusetts Electric Company | MA | 017 | CMA/NEMA | WCMA |  | 0.25 | 0 | 0 | 0.0872
68559 | MEGAWATT02882SOLAR199.8RE |  | NO RESOURCE (1) | PV | SUN |  | 2019-12-30 | The Narragansett Electric Company | RI | 009 | RI | RI |  | 0.2 | 0 | 0 | 0.06976
68560 | DANIELSON02825SOLAR720RE |  | NO RESOURCE (1) | PV | SUN |  | 2019-12-31 | The Narragansett Electric Company | RI | 007 | RI | RI |  | 0.72 | 0 | 0 | 0.25114
68561 | CEDNORTH01062SOLAR4320AOBC |  | NO RESOURCE (1) | PV | SUN |  | 2019-12-31 | Massachusetts Electric Company | MA | 015 | WMA | WCMA |  | 4.32 | 0 | 0 | 1.5068
68562 | ARENHALL01453SOLAR200QF |  | NO RESOURCE (1) | PV | SUN |  | 2020-01-14 | Massachusetts Electric Company | MA | 027 | WMA | WCMA |  | 0.2 | 0 | 0 | 0.06976
68563 | MASSAMER01832SOLAR249.8QF |  | NO RESOURCE (1) | PV | SUN |  | 2020-01-03 | Massachusetts Electric Company | MA | 009 | BOSTON | NEMA |  | 0.25 | 0 | 0 | 0.0872
68564 | NORFOLK02375SOLAR250QF |  | NO RESOURCE (1) | PV | SUN |  | 2020-01-07 | Massachusetts Electric Company | MA | 005 | SEMA | SEMA |  | 0.25 | 0 | 0 | 0.0872
68565 | INDEPENDENCE01453SOLAR466.6QF |  | NO RESOURCE (1) | PV | SUN |  | 2020-01-07 | Massachusetts Electric Company | MA | 027 | CMA/NEMA | WCMA |  | 0.467 | 0 | 0 | 0.16289
68566 | GREENDEVELOP02817SOLAR1750NM |  | NO RESOURCE (1) | PV | SUN |  | 2020-01-03 | The Narragansett Electric Company | RI | 003 | RI | RI |  | 1.75 | 0 | 0 | 0.6104
68568 | GREENDEVELOP02898SOLAR1250NM |  | NO RESOURCE (1) | PV | SUN |  | 2020-01-07 | The Narragansett Electric Company | RI | 009 | RI | RI |  | 1.25 | 0 | 0 | 0.436
68569 | HIGHST02833SOLAR828RE |  | NO RESOURCE (1) | PV | SUN |  | 2020-01-10 | The Narragansett Electric Company | RI | 009 | RI | RI |  | 0.72 | 0 | 0 | 0.25114
68571 | MATT&NICK01062SOLAR498SMQF |  | NO RESOURCE (1) | PV | SUN |  | 2020-01-14 | Massachusetts Electric Company | MA | 015 | WMA | WCMA |  | 0.498 | 0 | 0 | 0.1737
68572 | SOUTHERN02832SOLAR180RE |  | NO RESOURCE (1) | PV | SUN |  | 2020-01-14 | The Narragansett Electric Company | RI | 009 | RI | RI |  | 0.18 | 0 | 0 | 0.062784
68573 | PALMER02833SOLAR780RE |  | NO RESOURCE (1) | PV | SUN |  | 2020-01-14 | The Narragansett Electric Company | RI | 009 | RI | RI |  | 0.78 | 0 | 0 | 0.27206
68574 | COOLEY02920SOLAR336RE |  | NO RESOURCE (1) | PV | SUN |  | 2020-01-14 | The Narragansett Electric Company | RI | 007 | RI | RI |  | 0.336 | 0 | 0 | 0.1172
68575 | HILLSIDE01950SOLAR125QF |  | NO RESOURCE (1) | PV | SUN |  | 2020-01-15 | Massachusetts Electric Company | MA | 009 | BOSTON | NEMA |  | 0.125 | 0 | 0 | 0.0436
68576 | SKGLENROCK02892SOLAR216RE |  | NO RESOURCE (1) | PV | SUN |  | 2020-01-14 | The Narragansett Electric Company | RI | 009 | RI | RI |  | 0.216 | 0 | 0 | 0.075341
68577 | WOODSAMBUL01440SOLAR100SMQF |  | NO RESOURCE (1) | PV | SUN |  | 2020-01-10 | Massachusetts Electric Company | MA | 027 | CMA/NEMA | WCMA |  | 0.1 | 0 | 0 | 0.03488
68578 | PVPROJECT02375SOLAR990QF |  | NO RESOURCE (1) | PV | SUN |  | 2020-01-14 | Massachusetts Electric Company | MA | 005 | SEMA | SEMA |  | 0.99 | 0 | 0 | 0.34531
68579 | GREENDEVLOP02879SOLAR630RE |  | NO RESOURCE (1) | PV | SUN |  | 2020-01-17 | The Narragansett Electric Company | RI | 009 | RI | RI |  | 0.63 | 0 | 0 | 0.21974
68580 | AUBURN01501SOLAR276.4QF |  | NO RESOURCE (1) | PV | SUN |  | 2020-01-16 | Massachusetts Electric Company | MA | 027 | WMA | WCMA |  | 0.276 | 0 | 0 | 0.096269
68483 | UNIVERSITY SOLAR 1 |  | NO RESOURCE (1) | PV | SUN |  | 2020-05-20 | AES Distributed Energy, Inc. | RI | 003 | RI | RI |  | 8 | 0 | 0 | 2.7904
68484 | UNIVERSITY SOLAR 2 |  | NO RESOURCE (1) | PV | SUN |  | 2020-05-20 | AES Distributed Energy, Inc. | RI | 003 | RI | RI |  | 8 | 0 | 0 | 2.7904
68485 | UNIVERSITY SOLAR 3 |  | NO RESOURCE (1) | PV | SUN |  | 2020-05-20 | AES Distributed Energy, Inc. | RI | 003 | RI | RI |  | 8 | 0 | 0 | 2.7904
68584 | SOCOREA01475SOLAR984QF |  | NO RESOURCE (1) | PV | SUN |  | 2020-01-22 | Massachusetts Electric Company | MA | 027 | WMA | WCMA |  | 0.984 | 0 | 0 | 0.34322
68585 | KEARSARGE01913SOLAR3294QF | 41314 | Kear - S Martin PV | PV | SUN |  | 2020-01-24 | Massachusetts Electric Company | MA | 009 | BOSTON | NEMA |  | 3.294 | 0 | 0 | 1.28
68587 | SKFAIRGROUNDS02892SOLAR216RE |  | NO RESOURCE (1) | PV | SUN |  | 2020-01-23 | The Narragansett Electric Company | RI | 009 | RI | RI |  | 0.216 | 0 | 0 | 0.075341
68588 | ALECXANDRO01507SOLAR496QF |  | NO RESOURCE (1) | PV | SUN |  | 2020-01-28 | Massachusetts Electric Company | MA | 027 | WMA | WCMA |  | 0.496 | 0 | 0 | 0.173
68589 | SMTROMBINO02808SOLAR800RE |  | NO RESOURCE (1) | PV | SUN |  | 2020-01-28 | The Narragansett Electric Company | RI | 009 | RI | RI |  | 0.8 | 0 | 0 | 0.27904
68590 | HOLTROAD01845SOLAR249SMQF |  | NO RESOURCE (1) | PV | SUN |  | 2020-01-24 | Massachusetts Electric Company | MA | 009 | BOSTON | NEMA |  | 0.249 | 0 | 0 | 0.086851
68591 | NM CARVER MA 2 LLC_ID2221535 |  | NO RESOURCE (1) | PV | SUN |  | 2020-01-24 | NSTAR Electric Company | MA | 023 | SEMA | SEMA |  | 2 | 0 | 0 | 0.6976
68592 | NM PLYMOUTH HSG AUTH_ID1992844 |  | NO RESOURCE (1) | PV | SUN |  | 2020-01-24 | NSTAR Electric Company | MA | 023 | SEMA | SEMA |  | 4.95 | 0 | 0 | 1.7266
68593 | NM HOPKINTON MA1 LLC_ID2189509 |  | NO RESOURCE (1) | PV | SUN |  | 2020-01-24 | NSTAR Electric Company | MA | 017 | RI | SEMA |  | 2 | 0 | 0 | 0.6976
68594 | NM FAIRHAVENHSGAUTH ID2051477 |  | NO RESOURCE (1) | PV | SUN |  | 2020-01-24 | NSTAR Electric Company | MA | 023 | SEMA | SEMA |  | 2 | 0 | 0 | 0.6976
68595 | ECOGY01069SOLAR432.9QF |  | NO RESOURCE (1) | PV | SUN |  | 2020-01-31 | Massachusetts Electric Company | MA | 013 | WMA | WCMA |  | 0.433 | 0 | 0 | 0.15103
68596 | HASTINGS01756SOLAR240SMQF |  | NO RESOURCE (1) | PV | SUN |  | 2020-01-31 | Massachusetts Electric Company | MA | 027 | RI | SEMA |  | 0.24 | 0 | 0 | 0.083712
68597 | PVPROJECT01507SOLAR2980QF |  | NO RESOURCE (1) | PV | SUN |  | 2020-01-30 | Massachusetts Electric Company | MA | 027 | WMA | WCMA |  | 1.98 | 0 | 0 | 0.69062
68599 | SHEAHAN02895SOLAR30NM |  | NO RESOURCE (1) | PV | SUN |  | 2020-02-04 | The Narragansett Electric Company | RI | 007 | RI | RI |  | 0.03 | 0 | 0 | 0.010464
68600 | SM_NM POPE FRANCIS H.SCHOOL PV |  | NO RESOURCE (1) | PV | SUN |  | 2020-02-07 | NSTAR Electric Company | MA | 013 | WMA | WCMA |  | 0.1 | 0 | 0 | 0.03488
68601 | SM_AOBC-GREEN EARTH ENERGY PV |  | NO RESOURCE (1) | PV | SUN |  | 2020-02-07 | NSTAR Electric Company | MA | 013 | WMA | WCMA |  | 0.24 | 0 | 0 | 0.083712
68602 | SM_AOBC ALTUS POWER AMERICA PV |  | NO RESOURCE (1) | PV | SUN |  | 2020-02-07 | NSTAR Electric Company | MA | 013 | WMA | WCMA |  | 1 | 0 | 0 | 0.3488
68603 | SM_NM FIVE COLLEGE FARMS PV |  | NO RESOURCE (1) | PV | SUN |  | 2020-02-07 | NSTAR Electric Company | MA | 015 | WMA | WCMA |  | 0.4 | 0 | 0 | 0.13952
68604 | SM_NM RICHMOND SCHOOL PV |  | NO RESOURCE (1) | PV | SUN |  | 2020-02-07 | NSTAR Electric Company | MA | 003 | WMA | WCMA |  | 0.098 | 0 | 0 | 0.034182
68605 | SOCORE01475SOLAR984NM |  | NO RESOURCE (1) | PV | SUN |  | 2020-02-06 | Massachusetts Electric Company | MA | 027 | WMA | WCMA |  | 0.984 | 0 | 0 | 0.34322
68606 | SM_AOBC-MONTAGUE ROAD SOLAR |  | NO RESOURCE (1) | PV | SUN |  | 2020-02-07 | NSTAR Electric Company | MA | 015 | WMA | WCMA |  | 3.12 | 0 | 0 | 1.0883
68607 | SM_AOBC-DORADO SOLAR LLC |  | NO RESOURCE (1) | PV | SUN |  | 2020-02-07 | NSTAR Electric Company | MA | 013 | WMA | WCMA |  | 2 | 0 | 0 | 0.6976
68608 | SM_AOBC-DRACO SOLAR LLC |  | NO RESOURCE (1) | PV | SUN |  | 2020-02-07 | NSTAR Electric Company | MA | 013 | WMA | WCMA |  | 2 | 0 | 0 | 0.6976
68609 | SM_AOBC-LSE FORMAX LLC |  | NO RESOURCE (1) | PV | SUN |  | 2020-02-07 | NSTAR Electric Company | MA | 015 | WMA | WCMA |  | 4.98 | 0 | 0 | 1.737
68610 | SM_P2-LONG PLAIN SOLAR LLC |  | NO RESOURCE (1) | PV | SUN |  | 2020-02-07 | NSTAR Electric Company | MA | 011 | WMA | WCMA |  | 2 | 0 | 0 | 0.6976
68611 | SM_AOBC-SYNCARPHA BLANDFORD PV |  | NO RESOURCE (1) | PV | SUN |  | 2020-02-10 | NSTAR Electric Company | MA | 013 | WMA | WCMA |  | 4.92 | 0 | 0 | 1.7161
68612 | WACHUSETT01543SOLAR249QF |  | NO RESOURCE (1) | PV | SUN |  | 2020-02-14 | Massachusetts Electric Company | MA | 027 | WMA | WCMA |  | 0.249 | 0 | 0 | 0.086851
68614 | ECONOXA02879SOLAR120NM |  | NO RESOURCE (1) | PV | SUN |  | 2020-02-14 | The Narragansett Electric Company | RI | 009 | RI | RI |  | 0.12 | 0 | 0 | 0.041856
68621 | PVPROJECT01440SOLAR4950QF |  | NO RESOURCE (1) | PV | SUN |  | 2020-02-14 | Massachusetts Electric Company | MA | 027 | CMA/NEMA | WCMA |  | 4.95 | 0 | 0 | 1.7266
68622 | PVPROJECT02762SOLAR7260QF |  | NO RESOURCE (1) | PV | SUN |  | 2020-02-14 | Massachusetts Electric Company | MA | 021 | RI | SEMA |  | 4.95 | 0 | 0 | 1.7266
68623 | 239TURNPK01983SOLAR103.5NM |  | NO RESOURCE (1) | PV | SUN |  | 2020-02-19 | Massachusetts Electric Company | MA | 009 | BOSTON | NEMA |  | 0.104 | 0 | 0 | 0
68626 | NAQUAG01543SOLAR249QF |  | NO RESOURCE (1) | PV | SUN |  | 2020-02-21 | Massachusetts Electric Company | MA | 027 | WMA | WCMA |  | 0.249 | 0 | 0 | 0.086851
68629 | SUNSHINE02852SOLAR66.6NM |  | NO RESOURCE (1) | PV | SUN |  | 2020-02-25 | The Narragansett Electric Company | RI | 009 | RI | RI |  | 0.067 | 0 | 0 | 0.02337
68630 | SM_P2 HIXBRIDGESOLAR ID2227530 |  | NO RESOURCE (1) | PV | SUN |  | 2020-02-21 | NSTAR Electric Company | MA | 005 | SEMA | SEMA |  | 0.48 | 0 | 0 | 0.16742
68631 | SM_AOBC ADVANCEENERGYID2257795 |  | NO RESOURCE (1) | PV | SUN |  | 2020-02-21 | NSTAR Electric Company | MA | 023 | SEMA | SEMA |  | 0.48 | 0 | 0 | 0.16742
68637 | DYNAMIC01475SOLAR4980SMQF |  | NO RESOURCE (1) | PV | SUN |  | 2020-02-26 | Massachusetts Electric Company | MA | 027 | WMA | WCMA |  | 4.98 | 0 | 0 | 1.737
68639 | SM_P2 ECA SEMA WPS 4 ID2231851 |  | NO RESOURCE (1) | PV | SUN |  | 2020-02-24 | NSTAR Electric Company | MA | 021 | SEMA | SEMA |  | 0.326 | 0 | 0 | 0.11371
68640 | SOLECT01821SOLAR250QF |  | NO RESOURCE (1) | PV | SUN |  | 2020-02-26 | Massachusetts Electric Company | MA | 017 | CMA/NEMA | WCMA |  | 0.25 | 0 | 0 | 0.0872
68642 | SM_QF 14 SOUTH ST ID2295385 |  | NO RESOURCE (1) | PV | SUN |  | 2020-02-25 | NSTAR Electric Company | MA | 005 | SEMA | SEMA |  | 0.266 | 0 | 0 | 0.092781
68643 | STOCKBRIDGE01262SOLAR668NM |  | NO RESOURCE (1) | PV | SUN |  | 2020-02-28 | Massachusetts Electric Company | MA | 003 | WMA | WCMA |  | 0.668 | 0 | 0 | 0.233
68671 | BELL MILL HYDRO |  | NO RESOURCE (1) | HDR | WAT |  | 2020-03-09 | Public Service Company of New Hampshire | NH | 011 | VT | NH |  | 0.1 | 0 | 0 | 0.1
68676 | CLARKS01475SOLAR144NM |  | NO RESOURCE (1) | PV | SUN |  | 2020-03-13 | Massachusetts Electric Company | MA | 027 | WMA | WCMA |  | 0.144 | 0 | 0 | 0
68679 | PARTRIDGE01331SOLAR3960QF |  | NO RESOURCE (1) | PV | SUN |  | 2020-03-13 | Massachusetts Electric Company | MA | 027 | WMA | WCMA |  | 3.96 | 0 | 0 | 1.3812
68680 | MALDEN02148SOLAR100QF |  | NO RESOURCE (1) | PV | SUN |  | 2020-03-13 | Massachusetts Electric Company | MA | 017 | BOSTON | NEMA |  | 0.1 | 0 | 0 | 0.03488
68681 | RESTIVO02919SOLAR37.41NM |  | NO RESOURCE (1) | PV | SUN |  | 2020-03-16 | The Narragansett Electric Company | RI | 007 | RI | RI |  | 0.037 | 0 | 0 | 0.012906
68693 | OXFORD01540SOLAR4000SMQF |  | NO RESOURCE (1) | PV | SUN |  | 2020-03-16 | Massachusetts Electric Company | MA | 027 | WMA | WCMA |  | 4 | 0 | 0 | 1.3952
68697 | FITCHBURG RENEWABLES, LLC |  | NO RESOURCE (1) | PV | SUN |  | 2020-03-16 | Fitchburg Gas & Electric Light Company | MA | 027 | WMA | WCMA |  | 4 | 0 | 0 | 1.3952
68700 | SOLECTA02322SOLAR240QF |  | NO RESOURCE (1) | PV | SUN |  | 2020-03-17 | Massachusetts Electric Company | MA | 021 | SEMA | SEMA |  | 0.24 | 0 | 0 | 0.083712
68763 | CITYOFMED02155SOLAR166.75QF |  | NO RESOURCE (1) | PV | SUN |  | 2020-03-27 | Massachusetts Electric Company | MA | 017 | BOSTON | NEMA |  | 0.167 | 0 | 0 | 0.05825
68764 | NEXTGRID01844SOLAR180QF |  | NO RESOURCE (1) | PV | SUN |  | 2020-03-27 | Massachusetts Electric Company | MA | 009 | BOSTON | NEMA |  | 0.18 | 0 | 0 | 0.062784
68765 | BGPECK01843SOLAR250QF |  | NO RESOURCE (1) | PV | SUN |  | 2020-03-31 | Massachusetts Electric Company | MA | 009 | CMA/NEMA | WCMA |  | 0.25 | 0 | 0 | 0.0872
68766 | ECONOX02895SOLAR200RE |  | NO RESOURCE (1) | PV | SUN |  | 2020-03-26 | The Narragansett Electric Company | RI | 007 | RI | RI |  | 0.2 | 0 | 0 | 0.06976
68769 | SCHNEIDER02035NG292QFQF |  | NO RESOURCE (1) | GT | NG |  | 2020-04-02 | Massachusetts Electric Company | MA | 021 | RI | SEMA |  | 0.292 | 0 | 0 | 0.292
68770 | SPENCER01562SOLAR2450QF |  | NO RESOURCE (1) | PV | SUN |  | 2020-04-03 | Massachusetts Electric Company | MA | 027 | WMA | WCMA |  | 2.45 | 0 | 0 | 0.85456

## 2.2 Net of Import & Exports
Capacity imports from/exports to | Capability (MW)
| Winter | Summer
| 2020-01-01 | 2020-08-01
Québec (1) | 153 | 496
New Brunswick | 110 | 169
New York (2) | 654 | 359.6
Net of imports and exports | 917 | 1024.6

## 2.3 Gas Pipeline
Pipeline Name | Asset ID | Asset Name | Jan 2020 Winter SCC (MW) | Aug 2020 Expected Summer SCC (MW)
Algonquin Gas Transmission (AGT) | 1412 | ANP-Bellingham 1 | 299.779 | 263.456
| 1415 | ANP-Bellingham 2 | 298.604 | 259.165
| 366 | Canal 2 | 545.335 | 558.75
| 38310 | Canal 3 | 336.2 | 332.2
| 375 | Cleary 9/9A CC | 109.931 | 104.931
| 49325 | CPV Towantic 1A | 415.25 | 373.001
| 49326 | CPV Towantic 1B | 415.25 | 375.25
| 15940 | Dartmouth CT Generator 3 | 21.778 | 19.578
| 388 | Dartmouth Power | 67.656 | 61.45
| 1005 | Dighton Power LLC | 188.555 | 164.052
| 40327 | Fore River 11 | 403.005 | 361.812
| 40328 | Fore River 12 | 403.005 | 361.812
| 1672 | Kendall CT | 187.055 | 182.185
| 10349 | Kendall Steam 3 | 22.938 | 22.938
| 15097 | KIMB Rocky River Ph2 | 15.444 | 13.095
| 14614 | Kleen Energy | 620 | 620
| 1342 | Lake Road 1 | 291.961 | 256.337
| 1343 | Lake Road 2 | 307.881 | 272.897
| 1344 | Lake Road 3 | 295.108 | 274.074
| 321 | Manchester 10/10A CC | 170 | 157.421
| 322 | Manchester 11/11A CC | 170 | 158.658
| 323 | Manchester 9/9A CC | 170 | 154.357
| 13675 | MATEP (Combined Cycle) | 57.812 | 57.735
| 12505 | Middletown 12 | 49.2 | 46.9
| 37366 | Middletown 13 | 49.2 | 46.852
| 37367 | Middletown 14 | 49.2 | 45.845
| 37368 | Middletown 15 | 49.2 | 46.9
| 480 | Middletown 2 | 120 | 117
| 481 | Middletown 3 | 233.031 | 231.71
| 486 | Milford Power | 172.64 | 207.029
| 493 | Montville 5 | 81.59 | 81
| 502 | Mystic 7 | 559.775 | 541.815
| 48754 | NEA Bellingham 1A | 160.26 | 142.699
| 48755 | NEA Bellingham 1B | 160.259 | 142.698
| 513 | New Haven Harbor | 439.585 | 447.894
| 15477 | New Haven Harbor Unit 2 | 48.324 | 42.851
| 40052 | New Haven Harbor Unit 3 | 48.324 | 42.851
| 40053 | New Haven Harbor Unit 4 | 48.324 | 42.851
| 13515 | Pierce Station | 94.5 | 74.085
| 540 | Potter 2 CC | 89.998 | 71.998
| 48695 | Salem 5 | 352.636 | 337.797
| 48696 | Salem 6 | 352.01 | 337.241
| 15484 | Thomas A. Watson Unit #1 | 57.4 | 52.6
| 15485 | Thomas A. Watson Unit #2 | 57.4 | 52.6
| 1226 | Tiverton Power | 298.982 | 265.377
| 49325 | Towantic 1A | 415.25 | 373.001
| 49326 | Towantic 1B | 415.25 | 375.25
| 1376 | Wallingford Unit 1 | 50 | 44.92
| 1377 | Wallingford Unit 2 | 47.616 | 43.75
| 1378 | Wallingford Unit 3 | 48.295 | 43.4
| 1379 | Wallingford Unit 4 | 48.876 | 43.984
| 1380 | Wallingford Unit 5 | 49.43 | 45.241
| 50025 | Wallingford Unit 6 | 50 | 45
| 50026 | Wallingford Unit 7 | 50 | 45
| 12564 | Waterbury Generation Facility | 98.749 | 88.874
| 50115 | West Medway Jet 4 | 103.467 | 93.225
| 50116 | West Medway Jet 5 | 103.467 | 96.632
| ALGONQUIN Total |  | 10864.785 | 10162.024
Distrigas LNG | 1478 | Mystic 8 | 840.679 | 703.324
| 1616 | Mystic 9 | 858.463 | 713.9
| DISTRIGAS Total |  | 1699.142 | 1417.224
Iroquios | 38206 | Bridgeport 5 (BHR5) | 515.745 | 496.615
| 1032 | Bridgeport Energy 1 | 577.128 | 478.907
| 397 | Devon 11 | 38.819 | 29.299
| 398 | Devon 12 | 38.437 | 29.227
| 399 | Devon 13 | 38.967 | 29.967
| 400 | Devon 14 | 40.274 | 29.704
| 12504 | Devon 15 | 49.2 | 46.889
| 17044 | Devon 16 | 49.2 | 46.9
| 17045 | Devon 17 | 49.2 | 46.9
| 17046 | Devon 18 | 49.2 | 46.9
| 16738 | Dominion Bridgeport Fuel Cell | 13.524 | 12.315
| 1385 | Milford Power 1 | 295.647 | 265.853
| 1386 | Milford Power 2 | 289.707 | 264.287
| IROQUOIS Total |  | 2045.048 | 1823.763
Maritimes & Northeast (M&N) | 47390 | Bucksport | 172.831 | 164.666
| 1649 | EP Newington Energy, LLC | 633.7 | 565.7
| 40338 | Maine Independence Station 1 | 273.003 | 249.019
| 40339 | Maine Independence Station 2 | 273.003 | 249.019
| 508 | Newington 1 | 400.2 | 400.2
| M&N Total |  | 1752.737 | 1628.604
Portland Natural Gas Transmission System (PNGTS) | 1255 | Rumford Power | 269.091 | 244.281
| 13703 | Verso Cogen 1 | 55.461 | 49.432
| 13704 | Verso Cogen 2 | 55.091 | 43.148
| 13705 | Verso Cogen 3 | 54.011 | 41.346
| 14177 | Westbrook Energy Center G1 | 285.903 | 267.007
| 14178 | Westbrook Energy Center G2 | 285.903 | 267.007
| PNGTS Total |  | 1005.46 | 912.221
Tennessee Gas Pipeline (TGP) | 326 | Altresco | 182.982 | 150.105
| 1286 | ANP-Blackstone Energy 1 | 279.699 | 248.086
| 1287 | ANP-Blackstone Energy 2 | 278.812 | 242.082
| 1086 | Berkshire Power | 246.279 | 229.279
| 324 | CDECCA | 61.334 | 52.404
| 42375 | Dexter 1 | 39.521 | 39.835
| 42376 | Dexter 2 | 4.979 | 4.665
| 48120 | Granite Ridge Energy 1A | 369.636 | 332.944
| 48121 | Granite Ridge Energy 1B | 369.636 | 332.944
| 448 | Ipswich Diesels | 9.387 | 9.324
| 461 | L'Energia Energy Center | 78.446 | 74.638
| 497 | Mass Power | 279.9 | 250.717
| 1210 | Millennium | 377.607 | 334.904
| 528 | Ocean St Pwr GT1/GT2/ST1 | 309.587 | 269.263
| 529 | Ocean St Pwr GT3/GT4/ST2 | 318.18 | 270.18
| 531 | Pawtucket Power | 60.478 | 57.166
| 1630 | RISEP | 616.356 | 544.96
| 1185 | Stony Brook GT1A | 119 | 104
| 1186 | Stony Brook GT1B | 115.072 | 99.932
| 1187 | Stony Brook GT1C | 119 | 104
| 612 | Waters River Jet 1 | 20.798 | 15.916
| 613 | Waters River Jet 2 | 44.046 | 29.936
| 633 | West Springfield 3 | 100.087 | 94.276
| 1693 | West Springfield GT-1 | 48 | 38.602
| 1694 | West Springfield GT-2 | 48 | 41.103
| TENNESSEE Total |  | 4496.822 | 3971.261
New England Grand Total |  |  | 21863.994 | 19915.097

## 3.1 PV Forecast - Nameplate
Links: | Distributed Generation Forecast Working Group |  |  |  |  | Operating Procedure No. 14
Category | Subcategory | States | Annual Total Incremental MW - Nameplate Rating | [10 empty] | Totals
|  |  | 2019 | 2020 | 2021 | 2022 | 2023 | 2024 | 2025 | 2026 | 2027 | 2028 | 2029
PV in Markets | FCM PV | CT | 66.089 | 73.2041 | 0 | 0 | 74.2 | 0 | 0 | 0 | 0 | 0 | 0 | 213.4931
|  | MA | 679.368 | 94.947 | 23.2538 | 18 | 22.6 | 0 | 0 | 0 | 0 | 0 | 0 | 838.1688
|  | ME | 2.065 | 7.999 | 0 | 0 | 0 | 0 | 0 | 0 | 0 | 0 | 0 | 10.064
|  | NH | 1.705 | 0 | 0 | 4 | 4 | 0 | 0 | 0 | 0 | 0 | 0 | 9.705
|  | RI | 36.436 | 6.396 | 2.12 | 3.8 | 3.8 | 0 | 0 | 0 | 0 | 0 | 0 | 52.552
|  | VT | 0.164 | 1.075 | 0 | 4 | 4 | 0 | 0 | 0 | 0 | 0 | 0 | 9.239
| Total | Annual | 785.827 | 183.6211 | 25.3738 | 29.8 | 108.6 | 0 | 0 | 0 | 0 | 0 | 0 | 1133.2219
|  | Cumulative | 785.827 | 969.4481 | 994.8219 | 1024.6219 | 1133.2219 | 1133.2219 | 1133.2219 | 1133.2219 | 1133.2219 | 1133.2219 | 1133.2219 | 1133.2219
| Non-FCM PV | CT | 2.2 | 0.38751 | 0.34853 | 0.52072 | 0.52072 | 0.30144 | 0.30144 | 0.30144 | 0.30144 | 0.18323 | 0.17732 | 5.5438
|  | MA | 491.362 | 82.9998 | 138.4683 | 137.4698 | 137.4698 | 113.5099 | 91.6465 | 88.951 | 86.2556 | 83.5601 | 80.8646 | 1532.5573
|  | ME | 0 | 10.6307 | 60.6962 | 73.2617 | 73.2617 | 73.2617 | 9.5117 | 9.5117 | 9.5117 | 9.5117 | 9.5117 | 338.6703
|  | NH | 9.722 | 1.878 | 1.7791 | 1.6803 | 1.6803 | 1.6803 | 1.6803 | 1.6803 | 1.6803 | 1.6803 | 1.6803 | 26.8213
|  | RI | 66.598 | 31.248 | 29.6034 | 27.9587 | 26.9875 | 26.9875 | 26.9875 | 26.9875 | 26.9875 | 26.9875 | 26.9875 | 344.3208
|  | VT | 0 | 0 | 0 | 0 | 0 | 0 | 0 | 0 | 0 | 0 | 0 | 0
| Total | Annual | 569.882 | 127.1439 | 230.8954 | 240.8912 | 239.92 | 215.7409 | 130.1275 | 127.432 | 124.7365 | 121.9228 | 119.2214 | 2247.9136
|  | Cumulative | 569.882 | 697.0259 | 927.9214 | 1168.8126 | 1408.7326 | 1624.4734 | 1754.6009 | 1882.0329 | 2006.7694 | 2128.6922 | 2247.9136 | 2247.9136
Markets Total |  | Annual | 1355.709 | 310.765 | 256.2693 | 270.6912 | 348.52 | 215.7409 | 130.1275 | 127.432 | 124.7365 | 121.9228 | 119.2214 | 3381.1355
|  | Cumulative | 1355.709 | 1666.474 | 1922.7433 | 2193.4345 | 2541.9545 | 2757.6953 | 2887.8228 | 3015.2548 | 3139.9913 | 3261.9141 | 3381.1355 | 3381.1355
Behind-the-Meter PV |  | CT | 498.2414 | 26.1969 | 89.402 | 133.5728 | 59.3728 | 77.3236 | 77.3236 | 77.3236 | 77.3236 | 47.0006 | 45.4844 | 1208.5651
|  | MA | 1009.7168 | 141.6899 | 121.7779 | 112.2802 | 107.6802 | 107.5734 | 86.8535 | 84.299 | 81.7444 | 79.1899 | 76.6354 | 2009.4407
|  | ME | 54.2553 | -4.4554 | 20.2321 | 24.4206 | 24.4206 | 24.4206 | 3.1706 | 3.1706 | 3.1706 | 3.1706 | 3.1706 | 159.1464
|  | NH | 93.8114 | 18.4505 | 17.4795 | 12.5084 | 12.5084 | 16.5084 | 16.5084 | 16.5084 | 16.5084 | 16.5084 | 16.5084 | 253.8084
|  | RI | 56.7138 | 11.4473 | 14.7842 | 12.165 | 11.6105 | 15.4105 | 15.4105 | 15.4105 | 15.4105 | 15.4105 | 15.4105 | 199.1835
|  | VT | 363.9781 | 28.375 | 23.4 | 18.1 | 18.1 | 22.1 | 22.1 | 22.1 | 22.1 | 22.1 | 22.1 | 584.5531
Behind-the Meter Total |  | Annual | 2076.7167 | 221.7042 | 287.0756 | 313.0469 | 233.6924 | 263.3364 | 221.3664 | 218.8119 | 216.2574 | 183.3799 | 179.3093 | 4414.6971
|  | Cumulative | 2076.7167 | 2298.4209 | 2585.4965 | 2898.5435 | 3132.2358 | 3395.5722 | 3616.9386 | 3835.7505 | 4052.0079 | 4235.3878 | 4414.6971 | 4414.6971
Annual total (all PV categories) |  | CT | 566.5304 | 99.7885 | 89.7505 | 134.0935 | 134.0935 | 77.625 | 77.625 | 77.625 | 77.625 | 47.1838 | 45.6618 | 1427.602
|  | MA | 2180.4468 | 319.6367 | 283.5 | 267.75 | 267.75 | 221.0833 | 178.5 | 173.25 | 168 | 162.75 | 157.5 | 4380.1668
|  | ME | 56.3203 | 14.1743 | 80.9283 | 97.6822 | 97.6822 | 97.6822 | 12.6822 | 12.6822 | 12.6822 | 12.6822 | 12.6822 | 507.8807
|  | NH | 105.2384 | 20.3285 | 19.2586 | 18.1887 | 18.1887 | 18.1887 | 18.1887 | 18.1887 | 18.1887 | 18.1887 | 18.1887 | 290.3347
|  | RI | 159.7478 | 49.0913 | 46.5075 | 43.9238 | 42.398 | 42.398 | 42.398 | 42.398 | 42.398 | 42.398 | 42.398 | 596.0563
|  | VT | 364.1421 | 29.45 | 23.4 | 22.1 | 22.1 | 22.1 | 22.1 | 22.1 | 22.1 | 22.1 | 22.1 | 593.7921
All PV Categories Total |  | Annual | 3432.4257 | 532.4692 | 543.3448 | 583.7381 | 582.2124 | 479.0772 | 351.4939 | 346.2439 | 340.9939 | 305.3027 | 298.5307 | 7795.8326
Cumulative total (all PV categories) |  | CT | 566.5304 | 666.3189 | 756.0694 | 890.1629 | 1024.2564 | 1101.8814 | 1179.5064 | 1257.1314 | 1334.7564 | 1381.9402 | 1427.602 | 1427.602
|  | MA | 2180.4468 | 2500.0835 | 2783.5835 | 3051.3335 | 3319.0835 | 3540.1668 | 3718.6668 | 3891.9168 | 4059.9168 | 4222.6668 | 4380.1668 | 4380.1668
|  | ME | 56.3203 | 70.4945 | 151.4228 | 249.105 | 346.7873 | 444.4695 | 457.1517 | 469.834 | 482.5162 | 495.1984 | 507.8807 | 507.8807
|  | NH | 105.2384 | 125.5669 | 144.8255 | 163.0141 | 181.2028 | 199.3914 | 217.5801 | 235.7687 | 253.9574 | 272.146 | 290.3347 | 290.3347
|  | RI | 159.7478 | 208.839 | 255.3465 | 299.2703 | 341.6683 | 384.0663 | 426.4643 | 468.8623 | 511.2603 | 553.6583 | 596.0563 | 596.0563
|  | VT | 364.1421 | 393.5921 | 416.9921 | 439.0921 | 461.1921 | 483.2921 | 505.3921 | 527.4921 | 549.5921 | 571.6921 | 593.7921 | 593.7921
All PV Categories Total |  | Cumulative | 3432.4257 | 3964.8949 | 4508.2398 | 5091.9779 | 5674.1903 | 6153.2675 | 6504.7614 | 6851.0053 | 7191.9992 | 7497.3019 | 7795.8326 | 7795.8326

## 3.2 PV Forecast - BTM MW
Link: | Distributed Generation Forecast Working Group
Category |  | States | Cumulative Total MW - Estimated Summer Seasonal Peak Load Reduction
|  |  | 2019 | 2020 | 2021 | 2022 | 2023 | 2024 | 2025 | 2026 | 2027 | 2028 | 2029
Behind-the-Meter PV |  | CT | 165.7026 | 184.7786 | 192.953 | 216.7173 | 222.2267 | 243.264 | 255.2369 | 267.9307 | 279.4163 | 288.3015 | 292.0856
|  | MA | 350.9846 | 384.5619 | 409.5117 | 423.5101 | 431.7337 | 444.3408 | 454.2201 | 462.4242 | 468.7269 | 476.0422 | 482.6866
|  | ME | 18.7963 | 20.2944 | 19.9496 | 26.0002 | 32.0824 | 37.6033 | 40.6203 | 40.1023 | 39.5575 | 39.2182 | 38.9272
|  | NH | 31.501 | 36.8547 | 41.2049 | 43.0539 | 44.3781 | 46.876 | 49.6438 | 52.521 | 55.1366 | 57.8398 | 60.4461
|  | RI | 16.2515 | 23.3422 | 25.2253 | 27.92 | 29.9787 | 32.9334 | 35.9703 | 39.0139 | 41.8055 | 44.6159 | 47.3136
|  | VT | 121.5873 | 136.6962 | 138.4247 | 136.3182 | 133.7833 | 133.0826 | 133.8458 | 135.375 | 136.6046 | 138.3607 | 140.1316
Total |  | Cumulative | 704.8232 | 786.528 | 827.2693 | 873.5196 | 894.183 | 938.1 | 969.5371 | 997.3671 | 1021.2475 | 1044.3784 | 1061.5906
Corresponding % of BTM PV AC nameplate capacity |  |  | 35.92% | 34.31% | 32.61% | 30.79% | 29.07% | 27.63% | 26.6% | 25.81% | 25.03% | 24.41% | 23.83%
Monthly PV Growth Table (as a % of Annual Growth)
Month | 1 | 2 | 3 | 4 | 5 | 6 | 7 | 8 | 9 | 10 | 11 | 12
Incremental | 6% | 6% | 7% | 6% | 7% | 7% | 8% | 8% | 8% | 9% | 9% | 19%
Cumulative | 6% | 13% | 19% | 26% | 33% | 39% | 48% | 55% | 63% | 72% | 81% | 100%
The above percentages are based on four years of historical installation data and reflect end of month values.

## 3.3 PV Forecast - BTM Energy
Link: | Distributed Generation Forecast Working Group
Category |  | States | Estimated Annual Energy (GWh)
|  |  | 2019 | 2020 | 2021 | 2022 | 2023 | 2024 | 2025 | 2026 | 2027 | 2028 | 2029
Behind-the-Meter PV |  | CT | 597.2135 | 682.1383 | 754.758 | 898.8961 | 1004.7459 | 1120.6897 | 1217.912 | 1316.5962 | 1414.7794 | 1496.8533 | 1549.5521
|  | MA | 1184.629 | 1411.9869 | 1578.0436 | 1728.945 | 1867.0106 | 2013.8661 | 2132.1105 | 2236.3745 | 2336.6975 | 2437.3786 | 2525.5686
|  | ME | 66.3527 | 72.7515 | 78.2063 | 107.805 | 140.2809 | 172.8538 | 191.9327 | 195.2856 | 198.6263 | 202.3196 | 205.2665
|  | NH | 115.9756 | 131.69 | 154.3623 | 172.2201 | 187.8165 | 207.3492 | 227.5111 | 247.9423 | 268.2732 | 289.0207 | 308.632
|  | RI | 54.5275 | 86.5315 | 100.256 | 118.1302 | 133.9255 | 153.1379 | 173.1657 | 193.3822 | 213.4998 | 233.9624 | 253.4365
|  | VT | 405.7781 | 472.9366 | 502.7133 | 525.67 | 546.2674 | 571.2858 | 595.7022 | 620.8996 | 645.9711 | 671.9779 | 695.7298
Behind-the Meter Total |  | Regional Total | 2424.4764 | 2858.0348 | 3168.3395 | 3551.6663 | 3880.0467 | 4239.1825 | 4538.3343 | 4810.4803 | 5077.8472 | 5331.5125 | 5538.1854

## 4.1 Sum of CSOs
Links: | Market Rule 1 |  |  | CASPR FERC Filing
Load Zone Name | Resource Type | Resource Subtype | Capacity Commitment Period
|  |  | 2019-2020 Incl. Results from ARA 3 |  | 2020-2021 Incl. Results from ARA 3 |  | 2021-2022 Incl. Results from ARA 1 |  | 2022-2023 Incl. Results from FCA 13 |  | 2023-2024 Incl. Results from FCA 14
|  |  | Summer CSO | Winter CSO | Summer CSO | Winter CSO | Summer CSO | Winter CSO | Summer CSO | Winter CSO | Summer CSO | Winter CSO
CT | ACTIVE DR | ADCR | 104.819 | 104.704 | 148.377 | 147.115 | 181.632 | 181.632 | 187.996 | 187.996 | 146.379 | 146.379
|  | TOTAL ACTIVE | 104.819 | 104.704 | 148.377 | 147.115 | 181.632 | 181.632 | 187.996 | 187.996 | 146.379 | 146.379
| PASSIVE DR | ON-PEAK | 103.906 | 103.564 | 123.316 | 117.349 | 100.422 | 100.422 | 114.447 | 73.985 | 117.055 | 71.889
|  | SEASONAL PEAK | 437.607 | 437.607 | 549.233 | 567.238 | 614.787 | 630.879 | 614.361 | 628.627 | 598.649 | 598.649
|  | TOTAL PASSIVE | 541.513 | 541.171 | 672.549 | 684.587 | 715.209 | 731.301 | 728.808 | 702.612 | 715.704 | 670.538
| DR Total |  | 646.332 | 645.875 | 820.926 | 831.702 | 896.841 | 912.933 | 916.804 | 890.608 | 862.083 | 816.917
| GEN | Intermittent | 91.157 | 106.494 | 100.628 | 112.705 | 100.39 | 113.428 | 107.877 | 107.799 | 126.456 | 104.829
|  | Non Intermittent | 9731.78 | 9782.929 | 9686.204 | 9687.09 | 9369.018 | 9387.749 | 9995.16 | 10034.926 | 8969.709 | 9027.307
| GEN Total |  | 9822.937 | 9889.423 | 9786.832 | 9799.795 | 9469.408 | 9501.177 | 10103.037 | 10142.725 | 9096.165 | 9132.136
CT Total |  |  | 10469.269 | 10535.298 | 10607.758 | 10631.497 | 10366.249 | 10414.11 | 11019.841 | 11033.333 | 9958.248 | 9949.053
ME | ACTIVE DR | ADCR | 101.245 | 105.503 | 110.246 | 110.246 | 110.655 | 110.655 | 109.511 | 109.511 | 101.139 | 101.139
|  | TOTAL ACTIVE | 101.245 | 105.503 | 110.246 | 110.246 | 110.655 | 110.655 | 109.511 | 109.511 | 101.139 | 101.139
| PASSIVE DR | ON-PEAK | 168.976 | 168.99 | 142.98 | 142.994 | 168.593 | 144.963 | 203.83 | 170.94 | 229.225 | 193.811
|  | SEASONAL PEAK | 0 | 0 | 0 | 0 | 0 | 0 | 0 | 0 | 0 | 0
|  | TOTAL PASSIVE | 168.976 | 168.99 | 142.98 | 142.994 | 168.593 | 144.963 | 203.83 | 170.94 | 229.225 | 193.811
| DR Total |  | 270.221 | 274.493 | 253.226 | 253.24 | 279.248 | 255.618 | 313.341 | 280.451 | 330.364 | 294.95
| GEN | Intermittent | 186.963 | 310.365 | 132.455 | 253.907 | 200.731 | 325.589 | 296.566 | 332.579 | 292.991 | 328.544
|  | Non Intermittent | 2894.133 | 2896.912 | 2781.589 | 2781.589 | 2681.616 | 2710.211 | 1607.202 | 1636.712 | 2313.799 | 2349.213
| GEN Total |  | 3081.096 | 3207.277 | 2914.044 | 3035.496 | 2882.347 | 3035.8 | 1903.768 | 1969.291 | 2606.79 | 2677.757
ME Total |  |  | 3351.317 | 3481.77 | 3167.27 | 3288.736 | 3161.595 | 3291.418 | 2217.109 | 2249.742 | 2937.154 | 2972.707
NEMA | ACTIVE DR | ADCR | 64.285 | 62.991 | 70.801 | 70.901 | 81.962 | 82.062 | 92.696 | 92.796 | 90.437 | 90.437
|  | TOTAL ACTIVE | 64.285 | 62.991 | 70.801 | 70.901 | 81.962 | 82.062 | 92.696 | 92.796 | 90.437 | 90.437
| PASSIVE DR | ON-PEAK | 628.375 | 628.375 | 764.95 | 764.405 | 745.352 | 745.352 | 826.987 | 826.262 | 786.179 | 783.142
|  | SEASONAL PEAK | 0 | 0 | 0 | 0 | 0 | 0 | 0 | 0 | 0 | 0
|  | TOTAL PASSIVE | 628.375 | 628.375 | 764.95 | 764.405 | 745.352 | 745.352 | 826.987 | 826.262 | 786.179 | 783.142
| DR Total |  | 692.66 | 691.366 | 835.751 | 835.306 | 827.314 | 827.414 | 919.683 | 919.058 | 876.616 | 873.579
| GEN | Intermittent | 46.37 | 41.267 | 47.806 | 43.701 | 49.608 | 43.32 | 48.552 | 43.135 | 55.007 | 43.541
|  | Non Intermittent | 3243.052 | 3444.226 | 3127.503 | 3127.633 | 2718.716 | 2749.132 | 2713.652 | 2743.652 | 2692.672 | 2692.672
| GEN Total |  | 3289.422 | 3485.493 | 3175.309 | 3171.334 | 2768.324 | 2792.452 | 2762.204 | 2786.787 | 2747.679 | 2736.213
NEMA Total |  |  | 3982.082 | 4176.859 | 4011.06 | 4006.64 | 3595.638 | 3619.866 | 3681.887 | 3705.845 | 3624.295 | 3609.792
NH | ACTIVE DR | ADCR | 38.506 | 38.377 | 43.178 | 42.459 | 44.424 | 44.424 | 45.6 | 45.6 | 38.68 | 38.68
|  | TOTAL ACTIVE | 38.506 | 38.377 | 43.178 | 42.459 | 44.424 | 44.424 | 45.6 | 45.6 | 38.68 | 38.68
| PASSIVE DR | ON-PEAK | 89.034 | 89.034 | 143.962 | 125.957 | 128.33 | 112.238 | 135.26 | 135.26 | 143.652 | 143.652
|  | SEASONAL PEAK | 0 | 0 | 0 | 0 | 0 | 0 | 0 | 0 | 0 | 0
|  | TOTAL PASSIVE | 89.034 | 89.034 | 143.962 | 125.957 | 128.33 | 112.238 | 135.26 | 135.26 | 143.652 | 143.652
| DR Total |  | 127.54 | 127.411 | 187.14 | 168.416 | 172.754 | 156.662 | 180.86 | 180.86 | 182.332 | 182.332
| GEN | Intermittent | 137.497 | 207.061 | 104.193 | 170.267 | 104.933 | 168.167 | 94.328 | 155.465 | 74.863 | 130.661
|  | Non Intermittent | 4095.661 | 4097.701 | 4026.38 | 4026.494 | 4094.331 | 4093.491 | 4061.9 | 4062.565 | 3870.54 | 3870.426
| GEN Total |  | 4233.158 | 4304.762 | 4130.573 | 4196.761 | 4199.264 | 4261.658 | 4156.228 | 4218.03 | 3945.403 | 4001.087
NH Total |  |  | 4360.698 | 4432.173 | 4317.713 | 4365.177 | 4372.018 | 4418.32 | 4337.088 | 4398.89 | 4127.735 | 4183.419
RI | ACTIVE DR | ADCR | 34.396 | 34.396 | 41.768 | 41.768 | 39.199 | 39.199 | 42.635 | 42.635 | 38.474 | 38.474
|  | TOTAL ACTIVE | 34.396 | 34.396 | 41.768 | 41.768 | 39.199 | 39.199 | 42.635 | 42.635 | 38.474 | 38.474
| PASSIVE DR | ON-PEAK | 228.942 | 228.942 | 271.386 | 271.386 | 281.739 | 281.739 | 312.901 | 310.611 | 310.969 | 308.679
|  | SEASONAL PEAK | 0 | 0 | 0 | 0 | 0 | 0 | 0 | 0 | 0 | 0
|  | TOTAL PASSIVE | 228.942 | 228.942 | 271.386 | 271.386 | 281.739 | 281.739 | 312.901 | 310.611 | 310.969 | 308.679
| DR Total |  | 263.338 | 263.338 | 313.154 | 313.154 | 320.938 | 320.938 | 355.536 | 353.246 | 349.443 | 347.153
| GEN | Intermittent | 32.808 | 42.002 | 31.278 | 40.137 | 41.673 | 42.087 | 37.096 | 25.948 | 45.487 | 40.581
|  | Non Intermittent | 1881.807 | 1892.599 | 1779.907 | 1815.221 | 1881.608 | 1926.987 | 1826.126 | 1867.042 | 1826.126 | 1850.109
| GEN Total |  | 1914.615 | 1934.601 | 1811.185 | 1855.358 | 1923.281 | 1969.074 | 1863.222 | 1892.99 | 1871.613 | 1890.69
RI Total |  |  | 2177.953 | 2197.939 | 2124.339 | 2168.512 | 2244.219 | 2290.012 | 2218.758 | 2246.236 | 2221.056 | 2237.843
SEMA | ACTIVE DR | ADCR | 42.22 | 42.22 | 43.834 | 44.374 | 47.652 | 48.192 | 48.787 | 49.327 | 49.362 | 49.362
|  | TOTAL ACTIVE | 42.22 | 42.22 | 43.834 | 44.374 | 47.652 | 48.192 | 48.787 | 49.327 | 49.362 | 49.362
| PASSIVE DR | ON-PEAK | 374.991 | 374.991 | 401.647 | 400.513 | 417.644 | 417.644 | 471.341 | 466.315 | 493.171 | 486.867
|  | SEASONAL PEAK | 0 | 0 | 0 | 0 | 0 | 0 | 0 | 0 | 0 | 0
|  | TOTAL PASSIVE | 374.991 | 374.991 | 401.647 | 400.513 | 417.644 | 417.644 | 471.341 | 466.315 | 493.171 | 486.867
| DR Total |  | 417.211 | 417.211 | 445.481 | 444.887 | 465.296 | 465.836 | 520.128 | 515.642 | 542.533 | 536.229
| GEN | Intermittent | 99.912 | 77.879 | 94.393 | 74.399 | 102.068 | 80.574 | 165.631 | 162.243 | 289.358 | 358.949
|  | Non Intermittent | 4459.687 | 4590.52 | 4353.813 | 4353.813 | 4496.456 | 4511.653 | 4442.109 | 4457.109 | 4338.719 | 4338.719
| GEN Total |  | 4559.599 | 4668.399 | 4448.206 | 4428.212 | 4598.524 | 4592.227 | 4607.74 | 4619.352 | 4628.077 | 4697.668
SEMA Total |  |  | 4976.81 | 5085.61 | 4893.687 | 4873.099 | 5063.82 | 5058.063 | 5127.868 | 5134.994 | 5170.61 | 5233.897
VT | ACTIVE DR | ADCR | 30.794 | 33.674 | 33.098 | 33.098 | 51.392 | 51.392 | 52.664 | 52.664 | 39.664 | 39.664
|  | TOTAL ACTIVE | 30.794 | 33.674 | 33.098 | 33.098 | 51.392 | 51.392 | 52.664 | 52.664 | 39.664 | 39.664
| PASSIVE DR | ON-PEAK | 119.842 | 119.842 | 100.172 | 100.089 | 120.741 | 120.363 | 129.144 | 127.456 | 127.405 | 125.73
|  | SEASONAL PEAK | 0 | 0 | 0 | 0 | 0 | 0 | 0 | 0 | 0 | 0
|  | TOTAL PASSIVE | 119.842 | 119.842 | 100.172 | 100.089 | 120.741 | 120.363 | 129.144 | 127.456 | 127.405 | 125.73
| DR Total |  | 150.636 | 153.516 | 133.27 | 133.187 | 172.133 | 171.755 | 181.808 | 180.12 | 167.069 | 165.394
| GEN | Intermittent | 51.961 | 111.281 | 87.444 | 144.395 | 79.388 | 133.175 | 81.809 | 117.216 | 70.69 | 114.116
|  | Non Intermittent | 198.802 | 198.802 | 205.36 | 205.443 | 218.589 | 218.967 | 206.587 | 207.087 | 197.838 | 198.325
| GEN Total |  | 250.763 | 310.083 | 292.804 | 349.838 | 297.977 | 352.142 | 288.396 | 324.303 | 268.528 | 312.441
VT Total |  |  | 401.399 | 463.599 | 426.074 | 483.025 | 470.11 | 523.897 | 470.204 | 504.423 | 435.597 | 477.835
WCMA | ACTIVE DR | ADCR | 77.235 | 74.712 | 93.048 | 89.393 | 97.52 | 97.52 | 101.178 | 101.178 | 87.908 | 87.908
|  | TOTAL ACTIVE | 77.235 | 74.712 | 93.048 | 89.393 | 97.52 | 97.52 | 101.178 | 101.178 | 87.908 | 87.908
| PASSIVE DR | ON-PEAK | 408.468 | 408.468 | 441.085 | 441.085 | 449.462 | 449.462 | 497.251 | 496.568 | 512.379 | 504.141
|  | SEASONAL PEAK | 33.939 | 33.939 | 25.964 | 25.964 | 18.003 | 18.003 | 35.176 | 14.419 | 8.387 | 8.387
|  | TOTAL PASSIVE | 442.407 | 442.407 | 467.049 | 467.049 | 467.465 | 467.465 | 532.427 | 510.987 | 520.766 | 512.528
| DR Total |  | 519.642 | 517.119 | 560.097 | 556.442 | 564.985 | 564.985 | 633.605 | 612.165 | 608.674 | 600.436
| GEN | Intermittent | 87 | 100.817 | 91.327 | 102.587 | 94.1 | 103.822 | 114.793 | 99.954 | 172.369 | 100.41
|  | Non Intermittent | 3641.833 | 3629.303 | 3718.239 | 3718.239 | 3817.688 | 3817.688 | 3797.68 | 3804.854 | 3641.194 | 3641.194
| GEN Total |  | 3728.833 | 3730.12 | 3809.566 | 3820.826 | 3911.788 | 3921.51 | 3912.473 | 3904.808 | 3813.563 | 3741.604
WCMA Total |  |  | 4248.475 | 4247.239 | 4369.663 | 4377.268 | 4476.773 | 4486.495 | 4546.078 | 4516.973 | 4422.237 | 4342.04
ISO New England Total | ACTIVE DR | ADCR | 493.5 | 496.577 | 584.35 | 579.354 | 654.436 | 655.076 | 681.067 | 681.707 | 592.043 | 592.043
|  | TOTAL ACTIVE | 493.5 | 496.577 | 584.35 | 579.354 | 654.436 | 655.076 | 681.067 | 681.707 | 592.043 | 592.043
| PASSIVE DR | ON-PEAK | 2122.534 | 2122.206 | 2389.498 | 2363.778 | 2412.283 | 2372.183 | 2691.161 | 2607.397 | 2720.035 | 2617.911
|  | SEASONAL PEAK | 471.546 | 471.546 | 575.197 | 593.202 | 632.79 | 648.882 | 649.537 | 643.046 | 607.036 | 607.036
|  | TOTAL PASSIVE | 2594.08 | 2593.752 | 2964.695 | 2956.98 | 3045.073 | 3021.065 | 3340.698 | 3250.443 | 3327.071 | 3224.947
| DR Total |  | 3087.58 | 3090.329 | 3549.045 | 3536.334 | 3699.509 | 3676.141 | 4021.765 | 3932.15 | 3919.114 | 3816.99
| GEN | Intermittent | 733.668 | 997.166 | 689.524 | 942.098 | 772.891 | 1010.162 | 946.652 | 1044.339 | 1127.221 | 1221.631
|  | Non Intermittent | 30146.755 | 30532.992 | 29678.995 | 29715.522 | 29278.022 | 29415.878 | 28650.416 | 28813.947 | 27850.597 | 27967.965
| GEN Total |  | 30880.423 | 31530.158 | 30368.519 | 30657.62 | 30050.913 | 30426.04 | 29597.068 | 29858.286 | 28977.818 | 29189.596
ISO NEW ENGLAND Total |  |  | 33968.003 | 34620.487 | 33917.564 | 34193.954 | 33750.422 | 34102.181 | 33618.833 | 33790.436 | 32896.932 | 33006.586
Import Total |  |  | 1428 | 1017 | 1124.6 | 1124.6 | 1305.487 | 1232.487 | 1187.69 | 1142.69 | 1058.72 | 1058.72
Grand Total |  |  | 35396.003 | 35637.487 | 35042.164 | 35318.554 | 35055.909 | 35334.668 | 34806.523 | 34933.126 | 33955.652 | 34065.306

## 4.2 RTR Allotments
Links: | Market Rule 1
CASPR FERC Filing
Forward Capacity Auction | Resource Type | Summer Cleared Capacity (MW) | Allowance (MW) | Cap (MW)
FCA 9 | Demand Capacity Resource | 0
| Generator | 16.251
| Total | 16.251 | 200 | 200
FCA 10 | Demand Capacity Resource | 0.293
| Generator | 55.643
| Total | 55.936 | 400 | 383.749
FCA 11 | Demand Capacity Resource | 19.413
| Generator | 11.087
| Total | 30.5 | 600 | 527.813
FCA 12 | Demand Capacity Resource | 3.91
| Generator | 28.893
| Total | 32.803 | 600 | 513.564
FCA 13 | Demand Capacity Resource | 89.109
| Generator | 56.233
| Total | 145.342 | 514 | 481.197
FCA 14 | Demand Capacity Resource | 2.958
| Generator | 314.028
| Total | 316.986 | 514 | 335.855
FCA 15 | Demand Capacity Resource | TBD
| Generator | TBD
| Total | TBD | 514 | 18.869

## 4.3 Qualified&Cleared Capacity
Links: | 2023-2024 FCA Obligations | Interconnection Request Queue |  |  | OATT
Resource ID | Name | Type | Intermittent | Generator Type ID | Generating Fuel Type | DR Type | Active/ Passive | Capacity Zone Name | Interface Name | State | Load Zone | Dispatch Zone Name | Status | Summer Qual | Winter Qual | Summer Cleared | Winter Cleared
253 | TURNKEY LANDFILL | Generator | Yes | IC | Landfill Gas |  |  | Northern New England |  | NH | NH |  | Existing | 0.698 | 0.708 | 0.698 | 0.708
321 | MANCHESTER 10 10A CC | Generator | No | CC | Natural Gas |  |  | Southeast New England |  | RI | RI |  | Existing | 157 | 170 | 157 | 157
322 | MANCHESTER 11 11A CC | Generator | No | CC | Natural Gas |  |  | Southeast New England |  | RI | RI |  | Existing | 157 | 170 | 157 | 157
323 | MANCHESTER 9 9A CC | Generator | No | CC | Natural Gas |  |  | Southeast New England |  | RI | RI |  | Existing | 154 | 169 | 154 | 154
324 | CDECCA | Generator | No | CC | Natural Gas |  |  | Rest-of-Pool |  | CT | CT |  | Existing | 51.454 | 61.334 | 0 | 0
326 | ALTRESCO | Generator | No | CC | Natural Gas |  |  | Rest-of-Pool |  | MA | WCMA |  | Existing | 145.457 | 182.982 | 135.457 | 135.457
327 | AMOSKEAG | Generator | Yes | HDR | Water at a Conventional Hydroelectric Turbine |  |  | Northern New England |  | NH | NH |  | Existing | 4.783 | 11.82 | 1.181 | 2.919
328 | GULF ISLAND COMPOSITE Incremental | Generator | No | HW | Water at a Conventional Hydroelectric Turbine |  |  | Maine |  | ME | ME |  | Existing | 29.284 | 30.149 | 29.284 | 29.284
330 | AYERS ISLAND | Generator | No | HDP | Water at a Conventional Hydroelectric Turbine |  |  | Northern New England |  | NH | NH |  | Existing | 8.29 | 8.943 | 3.688 | 3.688
331 | AZISCOHOS HYDRO | Generator | No | HDP | Water at a Conventional Hydroelectric Turbine |  |  | Maine |  | ME | ME |  | Existing | 6.645 | 6.645 | 6.645 | 6.645
335 | BELLOWS FALLS | Generator | No | HDP | Water at a Conventional Hydroelectric Turbine |  |  | Northern New England |  | NH | NH |  | Existing | 47.216 | 47.216 | 47.216 | 47.216
336 | BERLIN 1 GT | Generator | No | GT | Kerosene |  |  | Northern New England |  | VT | VT |  | Existing | 40.26 | 50.409 | 40.26 | 40.26
341 | BRIDGEPORT HARBOR 4 | Generator | No | GT | Jet Fuel |  |  | Rest-of-Pool |  | CT | CT |  | Existing | 17.024 | 21.816 | 0 | 0
346 | BOLTON FALLS | Generator | Yes | HDR | Water at a Conventional Hydroelectric Turbine |  |  | Northern New England |  | VT | VT |  | Existing | 0.687 | 2.673 | 0.687 | 2.673
348 | BOOT MILLS | Generator | Yes | HDR | Water at a Conventional Hydroelectric Turbine |  |  | Rest-of-Pool |  | MA | WCMA |  | Existing | 5.057 | 10.882 | 5.057 | 10.882
349 | WHEELABRATOR BRIDGEPORT, L.P. | Generator | No | ST | Municipal Solid Waste |  |  | Rest-of-Pool |  | CT | CT |  | Existing | 58.545 | 58.999 | 58.545 | 58.545
355 | BRANFORD 10 | Generator | No | GT | Kerosene |  |  | Rest-of-Pool |  | CT | CT |  | Existing | 15.84 | 20.95 | 15.84 | 15.84
356 | BRISTOL REFUSE | Generator | Yes | ST | Municipal Solid Waste |  |  | Rest-of-Pool |  | CT | CT |  | Existing | 12.921 | 12.774 | 12.921 | 12.774
357 | BRIDGEWATER | Generator | No | ST | Wood/Wood Waste Solids. |  |  | Northern New England |  | NH | NH |  | Existing | 14.17 | 14.595 | 14.17 | 14.17
358 | BRUNSWICK | Generator | Yes | HDR | Water at a Conventional Hydroelectric Turbine |  |  | Maine |  | ME | ME |  | Existing | 6.181 | 12.103 | 6.181 | 12.103
359 | J. COCKWELL 1 | Generator | No | PS | Water at a Conventional Hydroelectric Turbine |  |  | Rest-of-Pool |  | MA | WCMA |  | Existing | 331.5 | 331.5 | 331.5 | 331.5
360 | J. COCKWELL 2 | Generator | No | PS | Water at a Conventional Hydroelectric Turbine |  |  | Rest-of-Pool |  | MA | WCMA |  | Existing | 331.5 | 331.5 | 331.5 | 331.5
362 | BULLS BRIDGE | Generator | Yes | HDR | Water at a Conventional Hydroelectric Turbine |  |  | Rest-of-Pool |  | CT | CT |  | Existing | 2.364 | 4.217 | 2.364 | 4.217
363 | BURLINGTON GT | Generator | No | GT | Distillate Fuel Oil - including Diesel, No. 1, 2, and 4 |  |  | Northern New England |  | VT | VT |  | Existing | 18.383 | 23.354 | 18.383 | 18.87
365 | CANAL 1 | Generator | No | ST | Residual Fuel Oil Bunker C |  |  | Southeast New England |  | MA | SEMA |  | Existing | 565.24 | 562.305 | 562.305 | 562.305
366 | CANAL 2 | Generator | No | ST | Residual Fuel Oil Bunker C |  |  | Southeast New England |  | MA | SEMA |  | Existing | 558.75 | 558.75 | 558.75 | 558.75
367 | CAPE GT 4 | Generator | No | GT | Distillate Fuel Oil - including Diesel, No. 1, 2, and 4 |  |  | Maine |  | ME | ME |  | Existing | 13.75 | 20.011 | 13.75 | 13.75
368 | CAPE GT 5 | Generator | No | GT | Distillate Fuel Oil - including Diesel, No. 1, 2, and 4 |  |  | Maine |  | ME | ME |  | Existing | 15.822 | 20.272 | 15.822 | 15.822
369 | CATARACT EAST | Generator | No | HDP | Water at a Conventional Hydroelectric Turbine |  |  | Maine |  | ME | ME |  | Existing | 7.373 | 7.733 | 7.373 | 7.373
370 | COS COB 10 | Generator | No | GT | Kerosene |  |  | Rest-of-Pool |  | CT | CT |  | Existing | 18.932 | 23 | 18.932 | 18.932
371 | COS COB 11 | Generator | No | GT | Kerosene |  |  | Rest-of-Pool |  | CT | CT |  | Existing | 18.724 | 23 | 18.724 | 18.724
372 | COS COB 12 | Generator | No | GT | Kerosene |  |  | Rest-of-Pool |  | CT | CT |  | Existing | 18.66 | 23 | 18.66 | 18.66
375 | CLEARY 9 9A CC | Generator | No | CC | Natural Gas |  |  | Southeast New England |  | MA | SEMA |  | Existing | 104.931 | 109.931 | 104.931 | 104.931
376 | CLEARY 8 | Generator | No | ST | Residual Fuel Oil Bunker C |  |  | Southeast New England |  | MA | SEMA |  | Existing | 24.825 | 22.253 | 0 | 0
379 | COBBLE MOUNTAIN | Generator | No | HW | Water at a Conventional Hydroelectric Turbine |  |  | Rest-of-Pool |  | MA | WCMA |  | Existing | 26.966 | 27.431 | 26.966 | 26.966
380 | COMERFORD | Generator | No | HW | Water at a Conventional Hydroelectric Turbine |  |  | Northern New England |  | NH | NH |  | Existing | 166.135 | 167.116 | 166.135 | 166.135
382 | MERRIMACK CT1 | Generator | No | GT | Kerosene |  |  | Northern New England |  | NH | NH |  | Existing | 16.826 | 21.676 | 0 | 0
383 | MERRIMACK CT2 | Generator | No | GT | Kerosene |  |  | Northern New England |  | NH | NH |  | Existing | 16.804 | 21.304 | 0 | 0
388 | DARTMOUTH POWER | Generator | No | CC | Natural Gas |  |  | Southeast New England |  | MA | SEMA |  | Existing | 61.32 | 67.656 | 61.32 | 61.32
389 | DERBY DAM | Generator | Yes | HDR | Water at a Conventional Hydroelectric Turbine |  |  | Rest-of-Pool |  | CT | CT |  | Existing | 1.356 | 5.55 | 1.356 | 5.55
392 | DEXTER | Generator | No | CC | Natural Gas |  |  | Rest-of-Pool |  | CT | CT |  | Existing | 44.502 | 46.027 | 44.502 | 44.502
393 | DEERFIELD 5 | Generator | No | HDP | Water at a Conventional Hydroelectric Turbine |  |  | Rest-of-Pool |  | MA | WCMA |  | Existing | 13.965 | 13.99 | 13.965 | 13.99
395 | DOREEN | Generator | No | GT | Kerosene |  |  | Rest-of-Pool |  | MA | WCMA |  | Existing | 16.6 | 20.385 | 16.6 | 16.6
396 | DEVON 10 | Generator | No | GT | Kerosene |  |  | Rest-of-Pool |  | CT | CT |  | Existing | 14.407 | 18.852 | 14.407 | 14.407
397 | DEVON 11 | Generator | No | GT | Kerosene |  |  | Rest-of-Pool |  | CT | CT |  | Existing | 29.299 | 38.819 | 29.299 | 29.299
398 | DEVON 12 | Generator | No | GT | Kerosene |  |  | Rest-of-Pool |  | CT | CT |  | Existing | 29.227 | 38.437 | 29.227 | 29.227
399 | DEVON 13 | Generator | No | GT | Kerosene |  |  | Rest-of-Pool |  | CT | CT |  | Existing | 29.967 | 38.967 | 29.967 | 29.967
400 | DEVON 14 | Generator | No | GT | Kerosene |  |  | Rest-of-Pool |  | CT | CT |  | Existing | 29.704 | 40.274 | 29.704 | 29.704
401 | EASTMAN FALLS | Generator | Yes | HDR | Water at a Conventional Hydroelectric Turbine |  |  | Northern New England |  | NH | NH |  | Existing | 1.565 | 3.231 | 1 | 2.065
405 | ELLSWORTH HYDRO | Generator | No | HW | Water at a Conventional Hydroelectric Turbine |  |  | Maine |  | ME | ME |  | Existing | 9.044 | 9.05 | 9.044 | 9.044
410 | ESSEX 19 HYDRO | Generator | Yes | HDR | Water at a Conventional Hydroelectric Turbine |  |  | Northern New England |  | VT | VT |  | Existing | 2.416 | 4.421 | 2.416 | 4.421
412 | FALLS VILLAGE | Generator | Yes | HDR | Water at a Conventional Hydroelectric Turbine |  |  | Rest-of-Pool |  | CT | CT |  | Existing | 1.294 | 4.793 | 1.294 | 4.793
413 | FIFE BROOK | Generator | Yes | HDR | Water at a Conventional Hydroelectric Turbine |  |  | Rest-of-Pool |  | MA | WCMA |  | Existing | 3.129 | 5.444 | 3.129 | 5.444
417 | FRAMINGHAM JET 1 | Generator | No | GT | Distillate Fuel Oil - including Diesel, No. 1, 2, and 4 |  |  | Southeast New England |  | MA | NEMA |  | Existing | 10.145 | 14.175 | 10.145 | 10.145
418 | FRAMINGHAM JET 2 | Generator | No | GT | Distillate Fuel Oil - including Diesel, No. 1, 2, and 4 |  |  | Southeast New England |  | MA | NEMA |  | Existing | 10.129 | 15.686 | 10.129 | 10.129
419 | FRAMINGHAM JET 3 | Generator | No | GT | Distillate Fuel Oil - including Diesel, No. 1, 2, and 4 |  |  | Southeast New England |  | MA | NEMA |  | Existing | 11.024 | 15.25 | 11.024 | 11.024
420 | FRANKLIN DRIVE 10 | Generator | No | GT | Kerosene |  |  | Rest-of-Pool |  | CT | CT |  | Existing | 15.417 | 20.527 | 15.417 | 15.417
421 | FRONT STREET DIESELS 1-3 | Generator | No | IC | Distillate Fuel Oil - including Diesel, No. 1, 2, and 4 |  |  | Rest-of-Pool |  | MA | WCMA |  | Existing | 7.7 | 7.7 | 7.7 | 7.7
424 | GREAT LAKES - MILLINOCKET | Generator | No | HW | Water at a Conventional Hydroelectric Turbine |  |  | Maine |  | ME | ME |  | Existing | 100.108 | 101.458 | 100.108 | 100.108
426 | GORGE 1 DIESEL | Generator | No | GT | Distillate Fuel Oil - including Diesel, No. 1, 2, and 4 |  |  | Northern New England |  | VT | VT |  | Existing | 7.749 | 11 | 7.749 | 7.749
427 | GORHAM | Generator | Yes | HDR | Water at a Conventional Hydroelectric Turbine |  |  | Northern New England |  | NH | NH |  | Existing | 0.839 | 1.538 | 0.25 | 0.458
432 | HARRIS 1 | Generator | No | HW | Water at a Conventional Hydroelectric Turbine |  |  | Maine |  | ME | ME |  | Existing | 16.79 | 16.776 | 16.776 | 16.776
433 | HARRIS 2 | Generator | No | HW | Water at a Conventional Hydroelectric Turbine |  |  | Maine |  | ME | ME |  | Existing | 34.865 | 34.5 | 34.5 | 34.5
434 | HARRIS 3 | Generator | No | HW | Water at a Conventional Hydroelectric Turbine |  |  | Maine |  | ME | ME |  | Existing | 34 | 33.905 | 33.905 | 33.905
435 | HARRIMAN | Generator | No | HW | Water at a Conventional Hydroelectric Turbine |  |  | Rest-of-Pool |  | MA | WCMA |  | Existing | 40.798 | 38.471 | 38.765 | 38.471
436 | HEMPHILL 1 | Generator | Yes | ST | Wood/Wood Waste Solids. |  |  | Northern New England |  | NH | NH |  | Existing | 17.5 | 17.5 | 17.5 | 17.5
440 | HIRAM | Generator | No | HDP | Water at a Conventional Hydroelectric Turbine |  |  | Maine |  | ME | ME |  | Existing | 10.067 | 11.24 | 10.067 | 10.067
445 | COVANTA WEST ENFIELD | Generator | No | ST | Wood/Wood Waste Solids. |  |  | Maine |  | ME | ME |  | Existing | 20.461 | 21.446 | 20.461 | 20.461
446 | COVANTA JONESBORO | Generator | No | ST | Wood/Wood Waste Solids. |  |  | Maine |  | ME | ME |  | Existing | 20.226 | 20.226 | 20.226 | 20.226
449 | JACKMAN | Generator | No | HW | Water at a Conventional Hydroelectric Turbine |  |  | Northern New England |  | NH | NH |  | Existing | 3.6 | 3.541 | 1 | 1
452 | KENDALL JET 1 | Generator | No | GT | Distillate Fuel Oil - including Diesel, No. 1, 2, and 4 |  |  | Southeast New England |  | MA | NEMA |  | Existing | 18 | 22.4 | 16.776 | 16.776
457 | LAWRENCE HYDRO | Generator | Yes | HDR | Water at a Conventional Hydroelectric Turbine |  |  | Rest-of-Pool |  | MA | WCMA |  | Existing | 4.644 | 9.941 | 4.644 | 9.941
460 | LOCKWOOD | Generator | Yes | HDR | Water at a Conventional Hydroelectric Turbine |  |  | Maine |  | ME | ME |  | Existing | 3.159 | 3.919 | 3.159 | 3.919
462 | LISBON RESOURCE RECOVERY | Generator | Yes | ST | Municipal Solid Waste |  |  | Rest-of-Pool |  | CT | CT |  | Existing | 13.309 | 13.275 | 13.309 | 13.275
463 | AEI LIVERMORE | Generator | No | ST | Wood/Wood Waste Solids. |  |  | Maine |  | ME | ME |  | Existing | 35.3 | 35.63 | 0 | 0
464 | LOST NATION | Generator | No | GT | Distillate Fuel Oil - including Diesel, No. 1, 2, and 4 |  |  | Northern New England |  | NH | NH |  | Existing | 13.85 | 17.992 | 0 | 0
465 | DEERFIELD 2 LWR DRFIELD | Generator | No | HDP | Water at a Conventional Hydroelectric Turbine |  |  | Rest-of-Pool |  | MA | WCMA |  | Existing | 18.58 | 18.667 | 18.58 | 18.667
467 | MARBLEHEAD DIESELS | Generator | No | IC | Distillate Fuel Oil - including Diesel, No. 1, 2, and 4 |  |  | Southeast New England |  | MA | NEMA |  | Existing | 5 | 5 | 5 | 5
468 | MARSHFIELD 6 HYDRO | Generator | No | HW | Water at a Conventional Hydroelectric Turbine |  |  | Northern New England |  | VT | VT |  | Existing | 4.508 | 4.405 | 4.405 | 4.405
472 | M STREET JET | Generator | No | GT | Kerosene |  |  | Southeast New England |  | MA | NEMA |  | Existing | 47 | 67.2 | 47 | 47
473 | MCINDOES | Generator | No | HDP | Water at a Conventional Hydroelectric Turbine |  |  | Northern New England |  | NH | NH |  | Existing | 10.17 | 10.764 | 10.17 | 10.17
474 | J C MCNEIL | Generator | No | ST | Wood/Wood Waste Solids. |  |  | Northern New England |  | VT | VT |  | Existing | 52 | 54 | 52 | 52
478 | MIDDLETOWN 10 | Generator | No | GT | Jet Fuel |  |  | Rest-of-Pool |  | CT | CT |  | Existing | 15.515 | 20.015 | 0 | 0
480 | MIDDLETOWN 2 | Generator | No | ST | Residual Fuel Oil Bunker C |  |  | Rest-of-Pool |  | CT | CT |  | Existing | 346.91 | 364.398 | 0 | 0
482 | MIDDLETOWN 4 | Generator | No | ST | Residual Fuel Oil Bunker C |  |  | Rest-of-Pool |  | CT | CT |  | Existing | 399.923 | 402 | 0 | 0
484 | MILLSTONE POINT 2 | Generator | No | ST | Nuclear Uranium, Plutonium, Thorium |  |  | Rest-of-Pool |  | CT | CT |  | Existing | 859.093 | 859.038 | 859.038 | 859.038
485 | MILLSTONE POINT 3 | Generator | No | ST | Nuclear Uranium, Plutonium, Thorium |  |  | Rest-of-Pool |  | CT | CT |  | Existing | 1225 | 1233.633 | 1225 | 1225
486 | MILFORD POWER | Generator | No | CC | Natural Gas |  |  | Southeast New England |  | MA | SEMA |  | Existing | 202 | 216.73 | 202 | 202
487 | Worumbo Hydro | Generator | Yes | HDR | Water at a Conventional Hydroelectric Turbine |  |  | Maine |  | ME | ME |  | Existing | 6.075 | 10.98 | 6.075 | 10.98
489 | MERRIMACK 1 | Generator | No | ST | Anthracite Coal and Bituminous Coal |  |  | Northern New England |  | NH | NH |  | Existing | 108 | 108.05 | 108 | 108
490 | MERRIMACK 2 | Generator | No | ST | Anthracite Coal and Bituminous Coal |  |  | Northern New England |  | NH | NH |  | Existing | 330 | 330.513 | 330 | 330
492 | MONTVILLE 10 and 11 | Generator | No | IC | Kerosene |  |  | Rest-of-Pool |  | CT | CT |  | Existing | 5.296 | 5.354 | 5.296 | 5.296
493 | MONTVILLE 5 | Generator | No | ST | Residual Fuel Oil Bunker C |  |  | Rest-of-Pool |  | CT | CT |  | Existing | 81 | 81.59 | 81 | 81
494 | MONTVILLE 6 | Generator | No | ST | Residual Fuel Oil Bunker C |  |  | Rest-of-Pool |  | CT | CT |  | Existing | 399.302 | 406.659 | 399.302 | 399.302
495 | MONTY | Generator | No | HDP | Water at a Conventional Hydroelectric Turbine |  |  | Maine |  | ME | ME |  | Existing | 26.96 | 26.96 | 26.96 | 26.96
496 | MOORE | Generator | No | HW | Water at a Conventional Hydroelectric Turbine |  |  | Northern New England |  | NH | NH |  | Existing | 193.632 | 195.644 | 193.632 | 193.632
497 | MASS POWER | Generator | No | CC | Natural Gas |  |  | Rest-of-Pool |  | MA | WCMA |  | Existing | 245.259 | 276 | 175.69 | 175.69
507 | NEA BELLINGHAM | Generator | No | CC | Natural Gas |  |  | Southeast New England |  | MA | SEMA |  | Existing | 282.865 | 320.519 | 282.865 | 282.865
508 | NEWINGTON 1 | Generator | No | ST | Residual Fuel Oil Bunker C |  |  | Northern New England |  | NH | NH |  | Existing | 400.2 | 400.2 | 400.2 | 400.2
513 | NEW HAVEN HARBOR | Generator | No | ST | Residual Fuel Oil Bunker C |  |  | Rest-of-Pool |  | CT | CT |  | Existing | 447.118 | 439.585 | 447.118 | 439.585
515 | NORWICH JET | Generator | No | GT | Distillate Fuel Oil - including Diesel, No. 1, 2, and 4 |  |  | Rest-of-Pool |  | CT | CT |  | Existing | 15.255 | 18.8 | 15.255 | 15.255
527 | OGDEN-MARTIN 1 | Generator | Yes | ST | Municipal Solid Waste |  |  | Southeast New England |  | MA | NEMA |  | Existing | 39.674 | 42.692 | 39.674 | 42.692
528 | OCEAN ST PWR GT1 GT2 ST1 | Generator | No | CC | Natural Gas |  |  | Southeast New England |  | RI | RI |  | Existing | 270.901 | 316.901 | 270.901 | 270.901
529 | OCEAN ST PWR GT3 GT4 ST2 | Generator | No | CC | Natural Gas |  |  | Southeast New England |  | RI | RI |  | Existing | 270.18 | 318.18 | 270.18 | 270.18
532 | PEJEPSCOT | Generator | Yes | HDR | Water at a Conventional Hydroelectric Turbine |  |  | Maine |  | ME | ME |  | Existing | 4.792 | 8.925 | 4.792 | 8.925
536 | PERC-ORRINGTON 1 | Generator | Yes | ST | Municipal Solid Waste |  |  | Maine |  | ME | ME |  | Existing | 19.427 | 20.569 | 19.427 | 20.569
539 | PONTOOK HYDRO | Generator | Yes | HDR | Water at a Conventional Hydroelectric Turbine |  |  | Northern New England |  | NH | NH |  | Existing | 4.03 | 7.124 | 4.03 | 7.124
540 | POTTER 2 CC | Generator | No | CC | Natural Gas |  |  | Southeast New England |  | MA | SEMA |  | Existing | 71.998 | 89.998 | 71.998 | 71.998
541 | PROCTOR | Generator | Yes | HDR | Water at a Conventional Hydroelectric Turbine |  |  | Northern New England |  | VT | VT |  | Existing | 2.189 | 5.02 | 2.189 | 5.02
542 | ECO MAINE | Generator | Yes | ST | Municipal Solid Waste |  |  | Maine |  | ME | ME |  | Existing | 11.004 | 10.576 | 11.004 | 10.576
546 | RESCO SAUGUS | Generator | No | ST | Municipal Solid Waste |  |  | Southeast New England |  | MA | NEMA |  | Existing | 30.845 | 30.114 | 30.114 | 30.114
547 | WHEELABRATOR NORTH ANDOVER | Generator | No | ST | Municipal Solid Waste |  |  | Southeast New England |  | MA | NEMA |  | Existing | 29.722 | 30.067 | 29.722 | 29.722
549 | RUTLAND 5 GT | Generator | No | GT | Distillate Fuel Oil - including Diesel, No. 1, 2, and 4 |  |  | Northern New England |  | VT | VT |  | Existing | 7.919 | 12.203 | 7.919 | 7.919
555 | SEABROOK | Generator | No | ST | Nuclear Uranium, Plutonium, Thorium |  |  | Northern New England |  | NH | NH |  | Existing | 1249.075 | 1249.075 | 1249.075 | 1249.075
556 | SCHILLER 4 | Generator | No | ST | Anthracite Coal and Bituminous Coal |  |  | Northern New England |  | NH | NH |  | Existing | 47.5 | 48 | 0 | 0
557 | SCHILLER 5 | Generator | No | ST | Wood/Wood Waste Solids. |  |  | Northern New England |  | NH | NH |  | Existing | 43.082 | 42.594 | 0 | 0
558 | SCHILLER 6 | Generator | No | ST | Anthracite Coal and Bituminous Coal |  |  | Northern New England |  | NH | NH |  | Existing | 47.82 | 47.948 | 0 | 0
559 | SCHILLER CT 1 | Generator | No | GT | Kerosene |  |  | Northern New England |  | NH | NH |  | Existing | 17.621 | 18.5 | 0 | 0
561 | SEARSBURG | Generator | No | HDP | Water at a Conventional Hydroelectric Turbine |  |  | Rest-of-Pool |  | MA | WCMA |  | Existing | 4.451 | 4.567 | 4.451 | 4.567
562 | SECREC-PRESTON | Generator | Yes | ST | Municipal Solid Waste |  |  | Rest-of-Pool |  | CT | CT |  | Existing | 15.97 | 16.101 | 15.97 | 16.101
563 | SEMASS 1 | Generator | Yes | ST | Municipal Solid Waste |  |  | Southeast New England |  | MA | SEMA |  | Existing | 46.955 | 49.349 | 46.955 | 49.349
564 | SEMASS 2 | Generator | Yes | ST | Municipal Solid Waste |  |  | Southeast New England |  | MA | SEMA |  | Existing | 22.5 | 22.5 | 22.5 | 22.5
565 | SHELDON SPRINGS | Generator | Yes | HDR | Water at a Conventional Hydroelectric Turbine |  |  | Northern New England |  | VT | VT |  | Existing | 2.423 | 7.936 | 2.423 | 7.936
566 | SHEPAUG | Generator | No | HW | Water at a Conventional Hydroelectric Turbine |  |  | Rest-of-Pool |  | CT | CT |  | Existing | 41.511 | 42.523 | 41.511 | 41.511
567 | SHERMAN | Generator | No | HW | Water at a Conventional Hydroelectric Turbine |  |  | Rest-of-Pool |  | MA | WCMA |  | Existing | 6.154 | 6.22 | 6.154 | 6.22
569 | SKELTON | Generator | No | HDP | Water at a Conventional Hydroelectric Turbine |  |  | Maine |  | ME | ME |  | Existing | 21.6 | 21.6 | 21.6 | 21.6
570 | SMITH | Generator | Yes | HDR | Water at a Conventional Hydroelectric Turbine |  |  | Northern New England |  | NH | NH |  | Existing | 8.612 | 14.477 | 3.01 | 5.06
580 | SO. MEADOW 5 | Generator | Yes | ST | Municipal Solid Waste |  |  | Rest-of-Pool |  | CT | CT |  | Existing | 18.761 | 19.253 | 18.761 | 19.253
581 | SO. MEADOW 6 | Generator | Yes | ST | Municipal Solid Waste |  |  | Rest-of-Pool |  | CT | CT |  | Existing | 18.994 | 21.548 | 18.994 | 21.548
583 | STONY BROOK 2A | Generator | No | GT | Distillate Fuel Oil - including Diesel, No. 1, 2, and 4 |  |  | Rest-of-Pool |  | MA | WCMA |  | Existing | 67 | 87 | 65 | 65
584 | STONY BROOK 2B | Generator | No | GT | Distillate Fuel Oil - including Diesel, No. 1, 2, and 4 |  |  | Rest-of-Pool |  | MA | WCMA |  | Existing | 65 | 85 | 63 | 63
587 | STEVENSON | Generator | No | HW | Water at a Conventional Hydroelectric Turbine |  |  | Rest-of-Pool |  | CT | CT |  | Existing | 28.311 | 28.844 | 28.311 | 28.311
590 | BORALEX STRATTON ENERGY | Generator | No | ST | Wood/Wood Waste Solids. |  |  | Maine |  | ME | ME |  | Existing | 45.024 | 44.363 | 0 | 0
591 | SAPPI NORTH AMERICA, INC | Generator | No | ST | Wood/Wood Waste Solids. |  |  | Maine |  | ME | ME |  | Existing | 42.59 | 49.1 | 42.59 | 42.59
592 | TAMWORTH | Generator | No | ST | Wood/Wood Waste Solids. |  |  | Northern New England |  | NH | NH |  | Existing | 20.387 | 19.541 | 19.541 | 19.541
595 | TORRINGTON TERMINAL 10 | Generator | No | GT | Kerosene |  |  | Rest-of-Pool |  | CT | CT |  | Existing | 15.638 | 20.748 | 15.638 | 15.638
596 | TUNNEL 10 | Generator | No | GT | Kerosene |  |  | Rest-of-Pool |  | CT | CT |  | Existing | 16.339 | 18.114 | 16.339 | 16.339
598 | VERGENNES 5 and 6 DIESELS | Generator | No | IC | Distillate Fuel Oil - including Diesel, No. 1, 2, and 4 |  |  | Northern New England |  | VT | VT |  | Existing | 3.94 | 4.24 | 3.94 | 3.94
599 | VERNON | Generator | No | HDP | Water at a Conventional Hydroelectric Turbine |  |  | Rest-of-Pool |  | MA | WCMA |  | Existing | 34.9 | 34.9 | 34.9 | 34.9
612 | WATERS RIVER JET 1 | Generator | No | GT | Natural Gas |  |  | Southeast New England |  | MA | NEMA |  | Existing | 15.974 | 21.974 | 15.974 | 15.974
613 | WATERS RIVER JET 2 | Generator | No | GT | Natural Gas |  |  | Southeast New England |  | MA | NEMA |  | Existing | 30.381 | 44.046 | 30.381 | 30.381
614 | WATERBURY 22 | Generator | Yes | HDR | Water at a Conventional Hydroelectric Turbine |  |  | Northern New England |  | VT | VT |  | Existing | 0.034 | 3 | 0.034 | 3
616 | WEST ENFIELD | Generator | Yes | HDR | Water at a Conventional Hydroelectric Turbine |  |  | Maine |  | ME | ME |  | Existing | 7.429 | 12.101 | 7.429 | 12.101
617 | WESTON | Generator | Yes | HDR | Water at a Conventional Hydroelectric Turbine |  |  | Maine |  | ME | ME |  | Existing | 7.81 | 10.206 | 7.81 | 10.206
618 | DG WHITEFIELD, LLC | Generator | Yes | ST | Wood/Wood Waste Solids. |  |  | Northern New England |  | NH | NH |  | Existing | 16.195 | 16.081 | 16.195 | 16.081
619 | WHITE LAKE JET | Generator | No | GT | Kerosene |  |  | Northern New England |  | NH | NH |  | Existing | 17.447 | 22.397 | 0 | 0
620 | WILDER | Generator | No | HW | Water at a Conventional Hydroelectric Turbine |  |  | Northern New England |  | NH | NH |  | Existing | 39.083 | 40.698 | 39.083 | 39.083
621 | WILLIAMS | Generator | No | HDP | Water at a Conventional Hydroelectric Turbine |  |  | Maine |  | ME | ME |  | Existing | 14.9 | 14.855 | 14.855 | 14.855
622 | WINOOSKI 1 | Generator | Yes | HDR | Water at a Conventional Hydroelectric Turbine |  |  | Northern New England |  | VT | VT |  | Existing | 1.594 | 3.09 | 1.594 | 3.09
624 | WMI MILLBURY 1 | Generator | No | ST | Municipal Solid Waste |  |  | Rest-of-Pool |  | MA | WCMA |  | Existing | 39.811 | 39.891 | 39.811 | 39.811
625 | WEST MEDWAY JET 1 | Generator | No | GT | Distillate Fuel Oil - including Diesel, No. 1, 2, and 4 |  |  | Southeast New England |  | MA | NEMA |  | Existing | 42 | 62.915 | 42 | 42
626 | WEST MEDWAY JET 2 | Generator | No | GT | Distillate Fuel Oil - including Diesel, No. 1, 2, and 4 |  |  | Southeast New England |  | MA | NEMA |  | Existing | 39.848 | 61.598 | 39.848 | 39.848
627 | WEST MEDWAY JET 3 | Generator | No | GT | Distillate Fuel Oil - including Diesel, No. 1, 2, and 4 |  |  | Southeast New England |  | MA | SEMA |  | Existing | 42.001 | 60.742 | 42.001 | 42.001
628 | WOODLAND ROAD | Generator | No | GT | Kerosene |  |  | Rest-of-Pool |  | MA | WCMA |  | Existing | 15.962 | 20.812 | 15.962 | 15.962
630 | WEST SPRINGFIELD 10 | Generator | No | GT | Kerosene |  |  | Rest-of-Pool |  | MA | WCMA |  | Existing | 17.143 | 21.928 | 17.143 | 17.143
633 | WEST SPRINGFIELD 3 | Generator | No | ST | Natural Gas |  |  | Rest-of-Pool |  | MA | WCMA |  | Existing | 94.276 | 100.087 | 0 | 0
636 | WYMAN HYDRO 1 | Generator | No | HW | Water at a Conventional Hydroelectric Turbine |  |  | Maine |  | ME | ME |  | Existing | 29.014 | 29.014 | 29.014 | 29.014
637 | WYMAN HYDRO 2 | Generator | No | HW | Water at a Conventional Hydroelectric Turbine |  |  | Maine |  | ME | ME |  | Existing | 29.9 | 29.9 | 29.9 | 29.9
638 | WYMAN HYDRO 3 | Generator | No | HW | Water at a Conventional Hydroelectric Turbine |  |  | Maine |  | ME | ME |  | Existing | 28.854 | 29.13 | 28.854 | 28.854
641 | YARMOUTH 3 | Generator | No | ST | Residual Fuel Oil Bunker C |  |  | Maine |  | ME | ME |  | Existing | 110.31 | 113.78 | 110.31 | 110.31
642 | YARMOUTH 4 | Generator | No | ST | Residual Fuel Oil Bunker C |  |  | Maine |  | ME | ME |  | Existing | 602.05 | 605.875 | 602.05 | 602.05
715 | ROCHESTER LANDFILL | Generator | No | GT | Landfill Gas |  |  | Northern New England |  | NH | NH |  | Existing | 2.055 | 2.196 | 2.055 | 2.055
737 | SIMPSON G LOAD REDUCER | Generator | Yes | HDR | Water at a Conventional Hydroelectric Turbine |  |  | Northern New England |  | VT | VT |  | Existing | 2.157 | 3.035 | 2.157 | 3.035
739 | ROCKY RIVER | Generator | No | PS | Water at a Conventional Hydroelectric Turbine |  |  | Rest-of-Pool |  | CT | CT |  | Existing | 28.651 | 28.127 | 28.127 | 28.127
754 | BAR MILLS | Generator | Yes | HDR | Water at a Conventional Hydroelectric Turbine |  |  | Maine |  | ME | ME |  | Existing | 0 | 0.918 | 0 | 0.918
755 | BONNY EAGLE W. BUXTON | Generator | Yes | HDR | Water at a Conventional Hydroelectric Turbine |  |  | Maine |  | ME | ME |  | Existing | 3.386 | 9.59 | 3.386 | 9.59
757 | HARRIS 4 | Generator | No | HW | Water at a Conventional Hydroelectric Turbine |  |  | Maine |  | ME | ME |  | Existing | 1.436 | 1.249 | 1.249 | 1.249
759 | MESSALONSKEE COMPOSITE | Generator | Yes | HDR | Water at a Conventional Hydroelectric Turbine |  |  | Maine |  | ME | ME |  | Existing | 1.045 | 4.705 | 1.045 | 4.705
760 | NORTH GORHAM | Generator | Yes | HDR | Water at a Conventional Hydroelectric Turbine |  |  | Maine |  | ME | ME |  | Existing | 1.006 | 1.185 | 1.006 | 1.185
761 | SHAWMUT | Generator | Yes | HDR | Water at a Conventional Hydroelectric Turbine |  |  | Maine |  | ME | ME |  | Existing | 4.618 | 6.53 | 4.618 | 6.53
766 | CABOT TURNERS FALLS | Generator | No | HDP | Water at a Conventional Hydroelectric Turbine |  |  | Rest-of-Pool |  | MA | WCMA |  | Existing | 68.2 | 68.2 | 68.2 | 68.2
767 | SES CONCORD | Generator | Yes | ST | Municipal Solid Waste |  |  | Northern New England |  | NH | NH |  | Existing | 11.927 | 12.245 | 11.927 | 12.245
768 | GARVINS HOOKSETT | Generator | Yes | HDR | Water at a Conventional Hydroelectric Turbine |  |  | Northern New England |  | NH | NH |  | Existing | 2.594 | 5.946 | 0.492 | 1.128
769 | HADLEY FALLS 1&2 | Generator | Yes | HDR | Water at a Conventional Hydroelectric Turbine |  |  | Rest-of-Pool |  | MA | WCMA |  | Existing | 8.458 | 24.485 | 8.458 | 24.485
772 | NEWPORT HYDRO | Generator | Yes | HW | Water at a Conventional Hydroelectric Turbine |  |  | Northern New England |  | VT | VT |  | Existing | 0.86 | 1.44 | 0 | 0
774 | LOWER LAMOILLE COMPOSITE | Generator | No | HW | Water at a Conventional Hydroelectric Turbine |  |  | Northern New England |  | VT | VT |  | Existing | 15.8 | 16 | 15.8 | 15.8
781 | WEST DANVILLE 1 | Generator | Yes | HDR | Water at a Conventional Hydroelectric Turbine |  |  | Northern New England |  | VT | VT |  | Existing | 0 | 0.16 | 0 | 0.16
786 | KEZAR LEDGEMERE COMPOSITE | Generator | Yes | HDR | Water at a Conventional Hydroelectric Turbine |  |  | Maine |  | ME | ME |  | Existing | 0.173 | 0.859 | 0.173 | 0.859
789 | CEC 002 PAWTUCKET U5 | Generator | Yes | HDR | Water at a Conventional Hydroelectric Turbine |  |  | Southeast New England |  | RI | RI |  | Existing | 0.116 | 0.589 | 0.116 | 0.589
792 | CENTENNIAL HYDRO | Generator | Yes | HDR | Water at a Conventional Hydroelectric Turbine |  |  | Rest-of-Pool |  | MA | WCMA |  | Existing | 0.17 | 0.582 | 0.17 | 0.582
793 | METHUEN HYDRO | Generator | Yes | HDR | Water at a Conventional Hydroelectric Turbine |  |  | Southeast New England |  | MA | NEMA |  | Existing | 0 | 0.147 | 0 | 0.147
794 | MINIWAWA | Generator | Yes | HDR | Water at a Conventional Hydroelectric Turbine |  |  | Northern New England |  | NH | NH |  | Existing | 0.164 | 0.587 | 0.164 | 0.587
795 | RIVER MILL HYDRO | Generator | Yes | HDR | Water at a Conventional Hydroelectric Turbine |  |  | Northern New England |  | NH | NH |  | Existing | 0 | 0.057 | 0 | 0.057
796 | GOODWIN DAM | Generator | No | HDP | Water at a Conventional Hydroelectric Turbine |  |  | Rest-of-Pool |  | CT | CT |  | Existing | 3 | 3 | 3 | 3
797 | CEC 003 WYRE WYND U5 | Generator | Yes | HDR | Water at a Conventional Hydroelectric Turbine |  |  | Rest-of-Pool |  | CT | CT |  | Existing | 0.201 | 1.142 | 0.181 | 1.028
798 | COLEBROOK | Generator | Yes | HDR | Water at a Conventional Hydroelectric Turbine |  |  | Rest-of-Pool |  | CT | CT |  | Existing | 0.647 | 0.345 | 0.647 | 0.345
800 | KINNEYTOWN B | Generator | Yes | HDR | Water at a Conventional Hydroelectric Turbine |  |  | Rest-of-Pool |  | CT | CT |  | Existing | 0.053 | 0.467 | 0.053 | 0.467
801 | WILLIMANTIC 1 | Generator | Yes | HDR | Water at a Conventional Hydroelectric Turbine |  |  | Rest-of-Pool |  | CT | CT |  | Existing | 0 | 0.197 | 0 | 0.197
802 | WILLIMANTIC 2 | Generator | Yes | HDR | Water at a Conventional Hydroelectric Turbine |  |  | Rest-of-Pool |  | CT | CT |  | Existing | 0 | 0.074 | 0 | 0.074
803 | TOUTANT | Generator | Yes | HDR | Water at a Conventional Hydroelectric Turbine |  |  | Rest-of-Pool |  | CT | CT |  | Existing | 0.028 | 0.182 | 0.028 | 0.182
804 | PUTNAM | Generator | Yes | HDR | Water at a Conventional Hydroelectric Turbine |  |  | Rest-of-Pool |  | CT | CT |  | Existing | 0.06 | 0.383 | 0.06 | 0.383
806 | MECHANICSVILLE | Generator | Yes | HDR | Water at a Conventional Hydroelectric Turbine |  |  | Rest-of-Pool |  | CT | CT |  | Existing | 0.047 | 0.159 | 0.047 | 0.159
807 | CEC 004 DAYVILLE POND U5 | Generator | Yes | HDR | Water at a Conventional Hydroelectric Turbine |  |  | Rest-of-Pool |  | CT | CT |  | Existing | 0 | 0.047 | 0 | 0.047
808 | SANDY HOOK HYDRO | Generator | Yes | HDR | Water at a Conventional Hydroelectric Turbine |  |  | Rest-of-Pool |  | CT | CT |  | Existing | 0 | 0.047 | 0 | 0.047
810 | QUINEBAUG | Generator | Yes | HDR | Water at a Conventional Hydroelectric Turbine |  |  | Rest-of-Pool |  | CT | CT |  | Existing | 0.173 | 0.822 | 0.155 | 0.736
811 | BANTAM | Generator | Yes | HDR | Water at a Conventional Hydroelectric Turbine |  |  | Rest-of-Pool |  | CT | CT |  | Existing | 0 | 0.03 | 0 | 0.03
813 | TUNNEL | Generator | Yes | HDR | Water at a Conventional Hydroelectric Turbine |  |  | Rest-of-Pool |  | CT | CT |  | Existing | 0.127 | 1.304 | 0.127 | 1.304
824 | BATH ELECTRIC HYDRO | Generator | Yes | HDR | Water at a Conventional Hydroelectric Turbine |  |  | Northern New England |  | NH | NH |  | Existing | 0.178 | 0.216 | 0.178 | 0.216
827 | SEARSBURG WIND | Generator | Yes | WT | Wind |  |  | Rest-of-Pool |  | MA | WCMA |  | Existing | 0.125 | 1.171 | 0.125 | 1.171
841 | MORETOWN 8 | Generator | Yes | HDR | Water at a Conventional Hydroelectric Turbine |  |  | Northern New England |  | VT | VT |  | Existing | 0.092 | 0.294 | 0.092 | 0.294
842 | NANTANA MILL | Generator | Yes | HDR | Water at a Conventional Hydroelectric Turbine |  |  | Northern New England |  | VT | VT |  | Existing | 0.021 | 0.075 | 0 | 0
845 | SLACK DAM | Generator | Yes | HDR | Water at a Conventional Hydroelectric Turbine |  |  | Northern New England |  | VT | VT |  | Existing | 0.085 | 0.191 | 0.085 | 0.191
846 | WINOOSKI 8 | Generator | Yes | HDR | Water at a Conventional Hydroelectric Turbine |  |  | Northern New England |  | VT | VT |  | Existing | 0.095 | 0.177 | 0.095 | 0.177
849 | CRESCENT DAM | Generator | Yes | HDR | Water at a Conventional Hydroelectric Turbine |  |  | Rest-of-Pool |  | MA | WCMA |  | Existing | 0.31 | 0.478 | 0.155 | 0.239
850 | GLENDALE HYDRO | Generator | Yes | HDR | Water at a Conventional Hydroelectric Turbine |  |  | Rest-of-Pool |  | MA | WCMA |  | Existing | 0.266 | 0.465 | 0.133 | 0.233
851 | GARDNER FALLS | Generator | Yes | HDR | Water at a Conventional Hydroelectric Turbine |  |  | Rest-of-Pool |  | MA | WCMA |  | Existing | 0.106 | 0.167 | 0.106 | 0.167
852 | SOUTH BARRE HYDRO | Generator | Yes | HDR | Water at a Conventional Hydroelectric Turbine |  |  | Rest-of-Pool |  | MA | WCMA |  | Existing | 0.01 | 0.14 | 0.01 | 0.14
854 | ORANGE HYDRO 1 | Generator | Yes | HDR | Water at a Conventional Hydroelectric Turbine |  |  | Rest-of-Pool |  | MA | WCMA |  | Existing | 0.016 | 0.101 | 0.016 | 0.101
855 | ORANGE HYDRO 2 | Generator | Yes | HDR | Water at a Conventional Hydroelectric Turbine |  |  | Rest-of-Pool |  | MA | WCMA |  | Existing | 0.073 | 0.151 | 0.073 | 0.151
856 | HUNT'S POND | Generator | Yes | HDR | Water at a Conventional Hydroelectric Turbine |  |  | Rest-of-Pool |  | MA | WCMA |  | Existing | 0.009 | 0.037 | 0.009 | 0.037
857 | OAKDALE HYDRO | Generator | Yes | HDR | Water at a Conventional Hydroelectric Turbine |  |  | Rest-of-Pool |  | MA | WCMA |  | Existing | 2.497 | 0.223 | 2.497 | 0.223
859 | BOATLOCK | Generator | Yes | HDR | Water at a Conventional Hydroelectric Turbine |  |  | Rest-of-Pool |  | MA | WCMA |  | Existing | 1.395 | 1.951 | 1.395 | 1.951
860 | BRIAR HYDRO | Generator | Yes | HDR | Water at a Conventional Hydroelectric Turbine |  |  | Northern New England |  | NH | NH |  | Existing | 0.556 | 2.605 | 0.556 | 2.605
861 | CANAAN | Generator | Yes | HDR | Water at a Conventional Hydroelectric Turbine |  |  | Northern New England |  | NH | NH |  | Existing | 0.647 | 0.873 | 0.25 | 0.337
862 | CHEMICAL | Generator | Yes | HDR | Water at a Conventional Hydroelectric Turbine |  |  | Rest-of-Pool |  | MA | WCMA |  | Existing | 0.344 | 0.176 | 0.344 | 0.176
863 | CLEMENT DAM | Generator | Yes | HDR | Water at a Conventional Hydroelectric Turbine |  |  | Northern New England |  | NH | NH |  | Existing | 0.54 | 0.895 | 0.54 | 0.895
864 | DWIGHT | Generator | Yes | HDR | Water at a Conventional Hydroelectric Turbine |  |  | Rest-of-Pool |  | MA | WCMA |  | Existing | 0.157 | 0.242 | 0.157 | 0.242
865 | ERROL | Generator | Yes | HDR | Water at a Conventional Hydroelectric Turbine |  |  | Northern New England |  | NH | NH |  | Existing | 1.769 | 1.978 | 1.769 | 1.978
866 | GREGGS | Generator | Yes | HDR | Water at a Conventional Hydroelectric Turbine |  |  | Northern New England |  | NH | NH |  | Existing | 0.292 | 1.135 | 0.292 | 1.135
867 | INDIAN ORCHARD | Generator | Yes | HDR | Water at a Conventional Hydroelectric Turbine |  |  | Rest-of-Pool |  | MA | WCMA |  | Existing | 0 | 0.547 | 0 | 0.547
868 | MILTON MILLS HYDRO | Generator | Yes | HDR | Water at a Conventional Hydroelectric Turbine |  |  | Northern New England |  | NH | NH |  | Existing | 0.185 | 1.031 | 0.185 | 1.031
869 | MINE FALLS | Generator | Yes | HDR | Water at a Conventional Hydroelectric Turbine |  |  | Northern New England |  | NH | NH |  | Existing | 0.371 | 1.27 | 0.371 | 1.27
870 | PEMBROKE | Generator | Yes | HDR | Water at a Conventional Hydroelectric Turbine |  |  | Northern New England |  | NH | NH |  | Existing | 0.082 | 1.154 | 0.082 | 1.154
871 | PENNACOOK FALLS LOWER | Generator | Yes | HDR | Water at a Conventional Hydroelectric Turbine |  |  | Northern New England |  | NH | NH |  | Existing | 0.937 | 2.737 | 0.937 | 2.737
872 | PENNACOOK FALLS UPPER | Generator | Yes | HDR | Water at a Conventional Hydroelectric Turbine |  |  | Northern New England |  | NH | NH |  | Existing | 0.641 | 1.918 | 0.641 | 1.918
873 | PUTTS BRIDGE | Generator | Yes | HDR | Water at a Conventional Hydroelectric Turbine |  |  | Rest-of-Pool |  | MA | WCMA |  | Existing | 0.377 | 1.957 | 0.377 | 1.957
874 | RED BRIDGE | Generator | Yes | HDR | Water at a Conventional Hydroelectric Turbine |  |  | Rest-of-Pool |  | MA | WCMA |  | Existing | 0.149 | 1.133 | 0.149 | 1.133
875 | RIVER BEND | Generator | Yes | HDR | Water at a Conventional Hydroelectric Turbine |  |  | Northern New England |  | NH | NH |  | Existing | 0.644 | 1.018 | 0.644 | 1.018
876 | ROBERTSVILLE | Generator | Yes | HDR | Water at a Conventional Hydroelectric Turbine |  |  | Rest-of-Pool |  | CT | CT |  | Existing | 0 | 0.013 | 0 | 0.013
877 | SCOTLAND | Generator | Yes | HDR | Water at a Conventional Hydroelectric Turbine |  |  | Rest-of-Pool |  | CT | CT |  | Existing | 0 | 0.315 | 0 | 0.315
878 | SKINNER | Generator | Yes | HDR | Water at a Conventional Hydroelectric Turbine |  |  | Rest-of-Pool |  | MA | WCMA |  | Existing | 0.1 | 0.1 | 0.1 | 0.1
879 | TAFTVILLE CT | Generator | Yes | HDR | Water at a Conventional Hydroelectric Turbine |  |  | Rest-of-Pool |  | CT | CT |  | Existing | 0.153 | 0.794 | 0.153 | 0.794
882 | FRANKLIN FALLS | Generator | Yes | HDR | Water at a Conventional Hydroelectric Turbine |  |  | Northern New England |  | NH | NH |  | Existing | 0.351 | 0.448 | 0.351 | 0.448
883 | SALMON FALLS HYDRO | Generator | Yes | HDR | Water at a Conventional Hydroelectric Turbine |  |  | Maine |  | ME | ME |  | Existing | 0 | 0.444 | 0 | 0.444
884 | SWANS FALLS | Generator | Yes | HDR | Water at a Conventional Hydroelectric Turbine |  |  | Northern New England |  | NH | NH |  | Existing | 0.188 | 0.319 | 0.188 | 0.319
886 | COCHECO FALLS | Generator | Yes | HDR | Water at a Conventional Hydroelectric Turbine |  |  | Northern New England |  | NH | NH |  | Existing | 0.044 | 0.239 | 0.044 | 0.239
887 | CHINA MILLS DAM | Generator | Yes | HDR | Water at a Conventional Hydroelectric Turbine |  |  | Northern New England |  | NH | NH |  | Existing | 0 | 0.345 | 0 | 0.345
888 | NEWFOUND HYDRO | Generator | Yes | HDR | Water at a Conventional Hydroelectric Turbine |  |  | Northern New England |  | NH | NH |  | Existing | 0.156 | 0.734 | 0.156 | 0.734
889 | SUNAPEE HYDRO | Generator | Yes | HDR | Water at a Conventional Hydroelectric Turbine |  |  | Northern New England |  | NH | NH |  | Existing | 0.091 | 0.278 | 0.091 | 0.278
890 | NASHUA HYDRO | Generator | Yes | HDR | Water at a Conventional Hydroelectric Turbine |  |  | Northern New England |  | NH | NH |  | Existing | 0.077 | 0.584 | 0.077 | 0.584
891 | HILLSBORO MILLS | Generator | Yes | HDR | Water at a Conventional Hydroelectric Turbine |  |  | Northern New England |  | NH | NH |  | Existing | 0.009 | 0.094 | 0.009 | 0.094
892 | LAKEPORT DAM | Generator | Yes | HDR | Water at a Conventional Hydroelectric Turbine |  |  | Northern New England |  | NH | NH |  | Existing | 0.169 | 0.24 | 0.169 | 0.24
893 | WEST HOPKINTON HYDRO | Generator | Yes | HDR | Water at a Conventional Hydroelectric Turbine |  |  | Northern New England |  | NH | NH |  | Existing | 0.054 | 0.308 | 0.054 | 0.308
894 | LISBON HYDRO | Generator | Yes | HDR | Water at a Conventional Hydroelectric Turbine |  |  | Northern New England |  | NH | NH |  | Existing | 0.196 | 0.268 | 0.196 | 0.268
895 | LOWER ROBERTSON DAM | Generator | Yes | HDR | Water at a Conventional Hydroelectric Turbine |  |  | Northern New England |  | NH | NH |  | Existing | 0.244 | 0.518 | 0.244 | 0.518
897 | OLD NASH DAM | Generator | Yes | HDR | Water at a Conventional Hydroelectric Turbine |  |  | Northern New England |  | NH | NH |  | Existing | 0.017 | 0.084 | 0.017 | 0.084
898 | SUGAR RIVER HYDRO | Generator | Yes | HDR | Water at a Conventional Hydroelectric Turbine |  |  | Northern New England |  | NH | NH |  | Existing | 0.012 | 0.101 | 0.012 | 0.101
900 | GREAT FALLS LOWER | Generator | Yes | HDR | Water at a Conventional Hydroelectric Turbine |  |  | Northern New England |  | NH | NH |  | Existing | 0.048 | 0.514 | 0.048 | 0.514
901 | WATERLOOM FALLS | Generator | Yes | HDR | Water at a Conventional Hydroelectric Turbine |  |  | Northern New England |  | NH | NH |  | Existing | 0 | 0.022 | 0 | 0.022
902 | HOSIERY MILL DAM | Generator | Yes | HDR | Water at a Conventional Hydroelectric Turbine |  |  | Northern New England |  | NH | NH |  | Existing | 0.144 | 0.342 | 0.144 | 0.342
903 | WYANDOTTE HYDRO | Generator | Yes | HDR | Water at a Conventional Hydroelectric Turbine |  |  | Northern New England |  | NH | NH |  | Existing | 0 | 0.042 | 0 | 0.042
904 | LOCHMERE DAM | Generator | Yes | HDR | Water at a Conventional Hydroelectric Turbine |  |  | Northern New England |  | NH | NH |  | Existing | 0.235 | 0.46 | 0.235 | 0.46
905 | ASHUELOT HYDRO | Generator | Yes | HDR | Water at a Conventional Hydroelectric Turbine |  |  | Northern New England |  | NH | NH |  | Existing | 0.263 | 0.493 | 0.263 | 0.493
906 | ROLLINSFORD HYDRO | Generator | Yes | HDR | Water at a Conventional Hydroelectric Turbine |  |  | Northern New England |  | NH | NH |  | Existing | 0.036 | 0.773 | 0.036 | 0.773
908 | OTIS MILL HYDRO | Generator | Yes | HDR | Water at a Conventional Hydroelectric Turbine |  |  | Northern New England |  | NH | NH |  | Existing | 0 | 0.007 | 0 | 0.007
909 | STEELS POND HYDRO | Generator | Yes | HDR | Water at a Conventional Hydroelectric Turbine |  |  | Northern New England |  | NH | NH |  | Existing | 0.054 | 0.264 | 0.054 | 0.264
910 | CAMPTON DAM | Generator | Yes | HDR | Water at a Conventional Hydroelectric Turbine |  |  | Northern New England |  | NH | NH |  | Existing | 0.04 | 0.112 | 0.04 | 0.112
911 | KELLEYS FALLS | Generator | Yes | HDR | Water at a Conventional Hydroelectric Turbine |  |  | Northern New England |  | NH | NH |  | Existing | 0 | 0.224 | 0 | 0.224
913 | GOODRICH FALLS | Generator | Yes | HDR | Water at a Conventional Hydroelectric Turbine |  |  | Northern New England |  | NH | NH |  | Existing | 0.087 | 0.23 | 0.087 | 0.23
919 | HOPKINTON HYDRO | Generator | Yes | HDR | Water at a Conventional Hydroelectric Turbine |  |  | Northern New England |  | NH | NH |  | Existing | 0.094 | 0.161 | 0.094 | 0.161
925 | OTTER LANE HYDRO | Generator | Yes | HDR | Water at a Conventional Hydroelectric Turbine |  |  | Northern New England |  | NH | NH |  | Existing | 0.003 | 0.041 | 0.003 | 0.041
926 | PETERBOROUGH LOWER HYDRO | Generator | Yes | HDR | Water at a Conventional Hydroelectric Turbine |  |  | Northern New England |  | NH | NH |  | Existing | 0.031 | 0.138 | 0.031 | 0.138
928 | SALMON BROOK STATION 3 | Generator | Yes | HDR | Water at a Conventional Hydroelectric Turbine |  |  | Northern New England |  | NH | NH |  | Existing | 0 | 0.099 | 0 | 0.099
931 | AVERY DAM | Generator | Yes | HDR | Water at a Conventional Hydroelectric Turbine |  |  | Northern New England |  | NH | NH |  | Existing | 0.161 | 0.192 | 0.161 | 0.192
932 | WATSON DAM | Generator | Yes | HDR | Water at a Conventional Hydroelectric Turbine |  |  | Northern New England |  | NH | NH |  | Existing | 0.013 | 0.147 | 0.013 | 0.147
933 | WESTON DAM | Generator | Yes | HDR | Water at a Conventional Hydroelectric Turbine |  |  | Northern New England |  | NH | NH |  | Existing | 0.182 | 0.301 | 0.182 | 0.301
935 | SUNNYBROOK HYDRO 2 | Generator | Yes | HDR | Water at a Conventional Hydroelectric Turbine |  |  | Northern New England |  | NH | NH |  | Existing | 0.01 | 0.008 | 0.01 | 0.008
941 | PETERBOROUGH UPPER HYDRO | Generator | Yes | HDR | Water at a Conventional Hydroelectric Turbine |  |  | Northern New England |  | NH | NH |  | Existing | 0.024 | 0.154 | 0.024 | 0.154
943 | FOUR HILLS LANDFILL | Generator | Yes | IC | Landfill Gas |  |  | Northern New England |  | NH | NH |  | Existing | 0.932 | 0.932 | 0.932 | 0.932
948 | PEPPERELL HYDRO COMPANY LLC | Generator | Yes | HDR | Water at a Conventional Hydroelectric Turbine |  |  | Rest-of-Pool |  | MA | WCMA |  | Existing | 0.237 | 0.71 | 0.237 | 0.71
950 | LP ATHOL - QF | Generator | Yes | HDR | Water at a Conventional Hydroelectric Turbine |  |  | Rest-of-Pool |  | MA | WCMA |  | Existing | 0.011 | 0.051 | 0.011 | 0.051
951 | BALTIC MILLS - QF | Generator | Yes | HDR | Water at a Conventional Hydroelectric Turbine |  |  | Northern New England |  | NH | NH |  | Existing | 0.012 | 0.038 | 0.012 | 0.038
957 | HG&E HYDRO CABOT 1-4 | Generator | Yes | HDR | Water at a Conventional Hydroelectric Turbine |  |  | Rest-of-Pool |  | MA | WCMA |  | Existing | 0.76 | 0.567 | 0.76 | 0.567
969 | POWDER MILL HYDRO | Generator | Yes | HDR | Water at a Conventional Hydroelectric Turbine |  |  | Rest-of-Pool |  | MA | WCMA |  | Existing | 0 | 0.049 | 0 | 0.049
970 | DUDLEY HYDRO | Generator | Yes | HDR | Water at a Conventional Hydroelectric Turbine |  |  | Rest-of-Pool |  | MA | WCMA |  | Existing | 0 | 0.074 | 0 | 0.074
978 | NEW MILFORD | Generator | Yes | IC | Other Biomass Gas. Includes digester gas, methane, and other biomass gasses. |  |  | Rest-of-Pool |  | CT | CT |  | Existing | 0.966 | 1.06 | 0.966 | 1.06
1005 | BG DIGHTON POWER LLC | Generator | No | CC | Natural Gas |  |  | Southeast New England |  | MA | SEMA |  | Existing | 164.039 | 186.99 | 164.039 | 164.039
1030 | OAK BLUFFS | Generator | No | IC | Kerosene |  |  | Southeast New England |  | MA | SEMA |  | Existing | 7.471 | 8.12 | 7.471 | 7.471
1031 | WEST TISBURY | Generator | No | IC | Kerosene |  |  | Southeast New England |  | MA | SEMA |  | Existing | 5.005 | 5.142 | 5.005 | 5.005
1032 | BRIDGEPORT ENERGY 1 | Generator | No | CC | Natural Gas |  |  | Rest-of-Pool |  | CT | CT |  | Existing | 471.755 | 577.128 | 471.755 | 523.608
1034 | RIVERSIDE 4-7 | Generator | Yes | HDR | Water at a Conventional Hydroelectric Turbine |  |  | Rest-of-Pool |  | MA | WCMA |  | Existing | 1.868 | 1.563 | 1.868 | 1.563
1035 | RIVERSIDE 8 | Generator | Yes | HDR | Water at a Conventional Hydroelectric Turbine |  |  | Rest-of-Pool |  | MA | WCMA |  | Existing | 2.58 | 2.959 | 2.58 | 2.959
1047 | FAIRFAX | Generator | Yes | HDR | Water at a Conventional Hydroelectric Turbine |  |  | Northern New England |  | VT | VT |  | Existing | 1.063 | 3.241 | 1.063 | 3.241
1048 | WARE HYDRO | Generator | Yes | HDR | Water at a Conventional Hydroelectric Turbine |  |  | Rest-of-Pool |  | MA | WCMA |  | Existing | 0.061 | 0.532 | 0.061 | 0.532
1049 | COLLINS HYDRO | Generator | Yes | HDR | Water at a Conventional Hydroelectric Turbine |  |  | Rest-of-Pool |  | MA | WCMA |  | Existing | 0.257 | 0.564 | 0.257 | 0.564
1050 | CHICOPEE HYDRO | Generator | Yes | HDR | Water at a Conventional Hydroelectric Turbine |  |  | Rest-of-Pool |  | MA | WCMA |  | Existing | 0.322 | 0.921 | 0.322 | 0.921
1054 | BLACKSTONE HYDRO ASSOC | Generator | Yes | HDR | Water at a Conventional Hydroelectric Turbine |  |  | Southeast New England |  | RI | RI |  | Existing | 0 | 0.103 | 0 | 0.103
1057 | BLACKSTONE HYDRO LOAD REDUCER | Generator | Yes | HDR | Water at a Conventional Hydroelectric Turbine |  |  | Southeast New England |  | RI | RI |  | Existing | 0.166 | 0.421 | 0.166 | 0.421
1061 | MASCOMA HYDRO | Generator | Yes | HDR | Water at a Conventional Hydroelectric Turbine |  |  | Northern New England |  | NH | NH |  | Existing | 0 | 0.393 | 0 | 0.393
1062 | MWRA COSGROVE | Generator | Yes | HW | Water at a Conventional Hydroelectric Turbine |  |  | Rest-of-Pool |  | MA | WCMA |  | Existing | 0.727 | 0.263 | 0.727 | 0.263
1086 | BERKSHIRE POWER | Generator | No | CC | Natural Gas |  |  | Rest-of-Pool |  | MA | WCMA |  | Existing | 229.279 | 246.279 | 229.279 | 229.279
1109 | MMWAC | Generator | Yes | ST | Municipal Solid Waste |  |  | Maine |  | ME | ME |  | Existing | 1.81 | 2.052 | 1.81 | 2.052
1113 | BRASSUA HYDRO | Generator | No | HDP | Water at a Conventional Hydroelectric Turbine |  |  | Maine |  | ME | ME |  | Existing | 4.203 | 4.203 | 4.203 | 4.203
1114 | MADISON COMPOSITE | Generator | Yes | HDR | Water at a Conventional Hydroelectric Turbine |  |  | Maine |  | ME | ME |  | Existing | 9.615 | 17.933 | 9.615 | 17.933
1117 | GREAT WORKS COMPOSITE | Generator | Yes | HDR | Water at a Conventional Hydroelectric Turbine |  |  | Maine |  | ME | ME |  | Existing | 0.002 | 0.106 | 0 | 0
1119 | KENNEBAGO HYDRO | Generator | Yes | HDR | Water at a Conventional Hydroelectric Turbine |  |  | Maine |  | ME | ME |  | Existing | 0.178 | 0.365 | 0.178 | 0.365
1122 | CASCADE-DIAMOND-QF | Generator | Yes | HDR | Water at a Conventional Hydroelectric Turbine |  |  | Rest-of-Pool |  | MA | WCMA |  | Existing | 0.014 | 0.252 | 0.014 | 0.252
1185 | STONY BROOK GT1A | Generator | No | CC | Distillate Fuel Oil - including Diesel, No. 1, 2, and 4 |  |  | Rest-of-Pool |  | MA | WCMA |  | Existing | 103.167 | 113.567 | 100 | 100
1186 | STONY BROOK GT1B | Generator | No | CC | Distillate Fuel Oil - including Diesel, No. 1, 2, and 4 |  |  | Rest-of-Pool |  | MA | WCMA |  | Existing | 99.932 | 115.932 | 97 | 97
1187 | STONY BROOK GT1C | Generator | No | CC | Distillate Fuel Oil - including Diesel, No. 1, 2, and 4 |  |  | Rest-of-Pool |  | MA | WCMA |  | Existing | 103.167 | 114.433 | 100 | 100
1209 | CRRA HARTFORD LANDFILL | Generator | Yes | IC | Landfill Gas |  |  | Rest-of-Pool |  | CT | CT |  | Existing | 0.783 | 0.954 | 0 | 0
1210 | MILLENNIUM | Generator | No | CC | Natural Gas |  |  | Rest-of-Pool |  | MA | WCMA |  | Existing | 331 | 383.904 | 331 | 331
1216 | MAINE INDEPENDENCE STATION | Generator | No | CC | Natural Gas |  |  | Maine |  | ME | ME |  | Existing | 492.658 | 546.006 | 0 | 0
1221 | ESSEX DIESELS | Generator | No | IC | Distillate Fuel Oil - including Diesel, No. 1, 2, and 4 |  |  | Northern New England |  | VT | VT |  | Existing | 7.215 | 7.246 | 7.215 | 7.215
1226 | TIVERTON POWER | Generator | No | CC | Natural Gas |  |  | Southeast New England |  | RI | RI |  | Existing | 265.377 | 295.897 | 265.377 | 270.031
1255 | RUMFORD POWER | Generator | No | CC | Natural Gas |  |  | Maine |  | ME | ME |  | Existing | 244.281 | 269.091 | 244.281 | 246.581
1258 | BHE SMALL HYDRO COMPOSITE | Generator | Yes | HDR | Water at a Conventional Hydroelectric Turbine |  |  | Maine |  | ME | ME |  | Existing | 0.278 | 1.398 | 0.278 | 1.398
1270 | SYSKO STONY BROOK | Generator | Yes | HDR | Water at a Conventional Hydroelectric Turbine |  |  | Maine |  | ME | ME |  | Existing | 0.011 | 0.013 | 0.011 | 0.013
1273 | KENNEBEC WATER U5 | Generator | Yes | HDR | Water at a Conventional Hydroelectric Turbine |  |  | Maine |  | ME | ME |  | Existing | 0.102 | 0.341 | 0.102 | 0.341
1286 | ANP-BLACKSTONE ENERGY CO. #1 | Generator | No | CC | Natural Gas |  |  | Southeast New England |  | MA | SEMA |  | Existing | 239.174 | 252.525 | 239.174 | 239.174
1287 | ANP-BLACKSTONE ENERGY 2 | Generator | No | CC | Natural Gas |  |  | Southeast New England |  | MA | SEMA |  | Existing | 250.791 | 278.812 | 250.791 | 250.791
1288 | BUCKSPORT ENERGY 4 | Generator | No | GT | Natural Gas |  |  | Maine |  | ME | ME |  | Existing | 160.3 | 185.7 | 160.3 | 160.3
1342 | LAKE ROAD 1 | Generator | No | CC | Natural Gas |  |  | Rest-of-Pool |  | CT | CT |  | Existing | 269.792 | 299.416 | 269.792 | 269.792
1343 | LAKE ROAD 2 | Generator | No | CC | Natural Gas |  |  | Rest-of-Pool |  | CT | CT |  | Existing | 264.138 | 300.301 | 264.138 | 264.138
1344 | LAKE ROAD 3 | Generator | No | CC | Natural Gas |  |  | Rest-of-Pool |  | CT | CT |  | Existing | 279 | 307.076 | 279 | 279
1345 | WESTBROOK | Generator | No | CC | Natural Gas |  |  | Maine |  | ME | ME |  | Existing | 530 | 554.43 | 530 | 530
1368 | ROCKY GORGE CORPORATION | Generator | Yes | HDR | Water at a Conventional Hydroelectric Turbine |  |  | Maine |  | ME | ME |  | Existing | 0.05 | 0.248 | 0.05 | 0.248
1376 | PPL WALLINGFORD UNIT 1 | Generator | No | GT | Natural Gas |  |  | Rest-of-Pool |  | CT | CT |  | Existing | 47.286 | 50 | 47.286 | 48.435
1377 | PPL WALLINGFORD UNIT 2 | Generator | No | GT | Natural Gas |  |  | Rest-of-Pool |  | CT | CT |  | Existing | 47.286 | 50 | 47.286 | 48.435
1378 | PPL WALLINGFORD UNIT 3 | Generator | No | GT | Natural Gas |  |  | Rest-of-Pool |  | CT | CT |  | Existing | 47.286 | 49.85 | 47.286 | 48.435
1379 | PPL WALLINGFORD UNIT 4 | Generator | No | GT | Natural Gas |  |  | Rest-of-Pool |  | CT | CT |  | Existing | 47.286 | 50 | 47.286 | 48.435
1380 | PPL WALLINGFORD UNIT 5 | Generator | No | GT | Natural Gas |  |  | Rest-of-Pool |  | CT | CT |  | Existing | 47.286 | 50 | 47.286 | 48.435
1385 | Milford Power 1 Incremental | Generator | No | CC | Natural Gas |  |  | Rest-of-Pool |  | CT | CT |  | Existing | 267.7 | 295.647 | 267.7 | 267.7
1386 | MILFORD POWER 2 | Generator | No | CC | Natural Gas |  |  | Rest-of-Pool |  | CT | CT |  | Existing | 267.7 | 301.425 | 267.7 | 267.7
1412 | ANP-BELLINGHAM 1 | Generator | No | CC | Natural Gas |  |  | Southeast New England |  | MA | SEMA |  | Existing | 254.704 | 284.859 | 254.704 | 254.704
1415 | ANP-BELLINGHAM 2 | Generator | No | CC | Natural Gas |  |  | Southeast New England |  | MA | SEMA |  | Existing | 247.295 | 277.142 | 247.295 | 247.295
1432 | GRS-FALL RIVER | Generator | No | GT | Landfill Gas |  |  | Southeast New England |  | MA | SEMA |  | Existing | 2.15 | 2.715 | 2.15 | 2.15
1478 | MYSTIC 8 | Generator | No | CC | Natural Gas |  |  | Southeast New England |  | MA | NEMA |  | Existing | 703.324 | 841.564 | 703.324 | 703.324
1572 | GRANBY SANITARY LANDFILL QF U5 | Generator | Yes | IC | Municipal Solid Waste |  |  | Rest-of-Pool |  | MA | WCMA |  | Existing | 1.385 | 1.82 | 1.385 | 1.82
1616 | MYSTIC 9 | Generator | No | CC | Natural Gas |  |  | Southeast New England |  | MA | NEMA |  | Existing | 709.676 | 858.366 | 709.676 | 709.676
1625 | GRANITE RIDGE ENERGY | Generator | No | CC | Natural Gas |  |  | Northern New England |  | NH | NH |  | Existing | 665.417 | 739.272 | 626 | 626
1630 | RISEP | Generator | No | CC | Natural Gas |  |  | Southeast New England |  | RI | RI |  | Existing | 551.668 | 585.87 | 551.668 | 570.997
1649 | EP Newington Energy, LLC | Generator | No | CC | Natural Gas |  |  | Northern New England |  | NH | NH |  | Existing | 559.5 | 599.239 | 559.5 | 559.5
1656 | HULL WIND TURBINE U5 | Generator | Yes | WT | Wind |  |  | Southeast New England |  | MA | SEMA |  | Existing | 0.033 | 0.096 | 0.033 | 0.096
1672 | KENDALL CT | Generator | No | CC | Natural Gas |  |  | Southeast New England |  | MA | NEMA |  | Existing | 181.799 | 187.4 | 161.837 | 161.837
1691 | FORE RIVER-1 | Generator | No | CC | Natural Gas |  |  | Southeast New England |  | MA | SEMA |  | Existing | 723.624 | 838.111 | 616 | 616
1693 | WEST SPRINGFIELD GT-1 | Generator | No | GT | Natural Gas |  |  | Rest-of-Pool |  | MA | WCMA |  | Existing | 38.646 | 48 | 38.646 | 38.646
1694 | WEST SPRINGFIELD GT-2 | Generator | No | GT | Natural Gas |  |  | Rest-of-Pool |  | MA | WCMA |  | Existing | 39 | 48 | 39 | 39
2278 | BARKER LOWER HYDRO | Generator | Yes | HDR | Water at a Conventional Hydroelectric Turbine |  |  | Maine |  | ME | ME |  | Existing | 0.104 | 0.707 | 0.104 | 0.707
2279 | BARKER UPPER HYDRO | Generator | Yes | HDR | Water at a Conventional Hydroelectric Turbine |  |  | Maine |  | ME | ME |  | Existing | 0.099 | 0.602 | 0.099 | 0.602
2280 | BENTON FALLS HYDRO | Generator | Yes | HDR | Water at a Conventional Hydroelectric Turbine |  |  | Maine |  | ME | ME |  | Existing | 0.421 | 1.451 | 0.421 | 1.451
2281 | BROWNS MILL HYDRO | Generator | Yes | HDR | Water at a Conventional Hydroelectric Turbine |  |  | Maine |  | ME | ME |  | Existing | 0.064 | 0.404 | 0.064 | 0.404
2282 | DAMARISCOTTA HYDRO | Generator | Yes | HDR | Water at a Conventional Hydroelectric Turbine |  |  | Maine |  | ME | ME |  | Existing | 0 | 0.252 | 0 | 0.252
2283 | EUSTIS HYDRO | Generator | Yes | HDR | Water at a Conventional Hydroelectric Turbine |  |  | Maine |  | ME | ME |  | Existing | 0.073 | 0.139 | 0 | 0
2284 | GARDINER HYDRO | Generator | Yes | HDR | Water at a Conventional Hydroelectric Turbine |  |  | Maine |  | ME | ME |  | Existing | 0.153 | 0.932 | 0.153 | 0.932
2285 | GREENVILLE HYDRO | Generator | Yes | HDR | Water at a Conventional Hydroelectric Turbine |  |  | Maine |  | ME | ME |  | Existing | 0.026 | 0.285 | 0 | 0
2286 | HACKETT MILLS HYDRO | Generator | Yes | HDR | Water at a Conventional Hydroelectric Turbine |  |  | Maine |  | ME | ME |  | Existing | 0 | 0.207 | 0 | 0.207
2287 | MECHANIC FALLS HYDRO | Generator | Yes | HDR | Water at a Conventional Hydroelectric Turbine |  |  | Maine |  | ME | ME |  | Existing | 0.031 | 0.374 | 0 | 0
2288 | NORWAY HYDRO | Generator | Yes | HDR | Water at a Conventional Hydroelectric Turbine |  |  | Maine |  | ME | ME |  | Existing | 0 | 0.029 | 0 | 0.029
2290 | PITTSFIELD HYDRO | Generator | Yes | HDR | Water at a Conventional Hydroelectric Turbine |  |  | Maine |  | ME | ME |  | Existing | 0.128 | 0.629 | 0.128 | 0.629
2292 | YORK HYDRO | Generator | Yes | HDR | Water at a Conventional Hydroelectric Turbine |  |  | Maine |  | ME | ME |  | Existing | 0.013 | 0.686 | 0 | 0
2425 | SPRINGFIELD REFUSE-NEW | Generator | Yes | ST | Municipal Solid Waste |  |  | Rest-of-Pool |  | MA | WCMA |  | Existing | 5.055 | 5.407 | 0 | 0
2426 | Hydro Kennebec | Generator | Yes | HDR | Water at a Conventional Hydroelectric Turbine |  |  | Maine |  | ME | ME |  | Existing | 5.851 | 8.614 | 5.851 | 8.614
2431 | DODGE FALLS-NEW | Generator | Yes | HDR | Water at a Conventional Hydroelectric Turbine |  |  | Northern New England |  | VT | VT |  | Existing | 2.432 | 3.821 | 2.432 | 3.821
2432 | HUNTINGTON FALLS-NEW | Generator | Yes | HDR | Water at a Conventional Hydroelectric Turbine |  |  | Northern New England |  | VT | VT |  | Existing | 0.829 | 1.815 | 0.829 | 1.815
2433 | RYEGATE 1-NEW | Generator | Yes | ST | Wood/Wood Waste Solids. |  |  | Northern New England |  | VT | VT |  | Existing | 19 | 19 | 19 | 19
2462 | PLAINVILLE GEN QF U5 | Generator | Yes | IC | Other Biomass Gas. Includes digester gas, methane, and other biomass gasses. |  |  | Southeast New England |  | MA | SEMA |  | Existing | 1.734 | 1.934 | 1.734 | 1.934
2466 | CHERRY 7 | Generator | No | IC | Distillate Fuel Oil - including Diesel, No. 1, 2, and 4 |  |  | Rest-of-Pool |  | MA | WCMA |  | Existing | 2.7 | 2.8 | 2.7 | 2.7
2467 | CHERRY 8 | Generator | No | IC | Distillate Fuel Oil - including Diesel, No. 1, 2, and 4 |  |  | Rest-of-Pool |  | MA | WCMA |  | Existing | 3.4 | 3.4 | 3.4 | 3.4
2468 | CHERRY 10 | Generator | No | IC | Distillate Fuel Oil - including Diesel, No. 1, 2, and 4 |  |  | Rest-of-Pool |  | MA | WCMA |  | Existing | 1.9 | 2.1 | 1.9 | 1.9
2469 | CHERRY 11 | Generator | No | IC | Distillate Fuel Oil - including Diesel, No. 1, 2, and 4 |  |  | Rest-of-Pool |  | MA | WCMA |  | Existing | 1.9 | 2.1 | 1.9 | 1.9
2470 | CHERRY 12 | Generator | No | IC | Distillate Fuel Oil - including Diesel, No. 1, 2, and 4 |  |  | Rest-of-Pool |  | MA | WCMA |  | Existing | 4.999 | 4.999 | 4.999 | 4.999
9100 | CL&P Connecticut Portfolio | Demand |  |  |  | On-Peak Demand Resource | Passive | Rest-of-Pool |  | CT | CT |  | Existing | 15.583 | 3.905 | 3.905 | 3.905
9105 | PSNH CORE EE Pgm Portfolio I | Demand |  |  |  | On-Peak Demand Resource | Passive | Northern New England |  | NH | NH |  | Existing | 0.744 | 0.206 | 0.206 | 0.206
9114 | ngrid nh odr eeproject_1 | Demand |  |  |  | On-Peak Demand Resource | Passive | Northern New England |  | NH | NH |  | Existing | 0.629 | 0.633 | 0.629 | 0.629
9115 | CL&P Dist Gen 2007 | Demand |  |  |  | On-Peak Demand Resource | Passive | Rest-of-Pool |  | CT | CT |  | Existing | 0.293 | 0.293 | 0.293 | 0.293
9116 | ngrid ri odr eeproject_1 | Demand |  |  |  | On-Peak Demand Resource | Passive | Southeast New England |  | RI | RI |  | Existing | 1 | 2.908 | 1 | 1
9120 | ngrid sema odr eeproject_1 | Demand |  |  |  | On-Peak Demand Resource | Passive | Southeast New England |  | MA | SEMA |  | Existing | 1.8 | 2.758 | 1.8 | 1.8
9121 | ngrid wcma odr eeproject_1 | Demand |  |  |  | On-Peak Demand Resource | Passive | Rest-of-Pool |  | MA | WCMA |  | Existing | 1.163 | 2.503 | 1.163 | 1.163
9122 | ngrid nema odr eeproject_1 | Demand |  |  |  | On-Peak Demand Resource | Passive | Southeast New England |  | MA | NEMA |  | Existing | 1.528 | 2.16 | 1.528 | 1.528
9123 | NSTAR SEMA | Demand |  |  |  | On-Peak Demand Resource | Passive | Southeast New England |  | MA | SEMA |  | Existing | 0.57 | 0.907 | 0.57 | 0.57
9129 | UMass Amherst - 4 MW Steam Turbine | Demand |  |  |  | On-Peak Demand Resource | Passive | Rest-of-Pool |  | MA | WCMA |  | Existing | 1.62 | 1.62 | 1.62 | 1.62
10106 | Citizens Group A | Demand |  |  |  | Active Demand Capacity Resource | Active | Northern New England |  | VT | VT | Northwest Vermont | Existing | 5.076 | 5.492 | 5.076 | 5.076
10361 | BOC Kittery Load | Demand |  |  |  | Active Demand Capacity Resource | Active | Maine |  | ME | ME | Portland Maine | Existing | 13.5 | 9.396 | 9.396 | 9.396
10401 | CELLEY MILL U5 | Generator | Yes | HDR | Water at a Conventional Hydroelectric Turbine |  |  | Northern New England |  | NH | NH |  | Existing | 0.014 | 0.065 | 0.014 | 0.065
10403 | EASTMAN BROOK U5 | Generator | Yes | HDR | Water at a Conventional Hydroelectric Turbine |  |  | Northern New England |  | NH | NH |  | Existing | 0.005 | 0.029 | 0.005 | 0.029
10406 | LOWER VALLEY HYDRO U5 | Generator | Yes | HDR | Water at a Conventional Hydroelectric Turbine |  |  | Northern New England |  | NH | NH |  | Existing | 0.033 | 0.077 | 0.033 | 0.077
10409 | SWEETWATER HYDRO U5 | Generator | Yes | HDR | Water at a Conventional Hydroelectric Turbine |  |  | Northern New England |  | NH | NH |  | Existing | 0.102 | 0.232 | 0.102 | 0.232
10424 | Great Lakes - Berlin Incremental | Generator | Yes | HDR | Water at a Conventional Hydroelectric Turbine |  |  | Northern New England |  | NH | NH |  | Existing | 5.364 | 10.664 | 5.364 | 10.664
10615 | BLUE SPRUCE FARM U5 | Generator | Yes | IC | Other Biomass Gas. Includes digester gas, methane, and other biomass gasses. |  |  | Northern New England |  | VT | VT |  | Existing | 0.275 | 0.275 | 0.275 | 0.275
10770 | WEST SPRINGFIELD HYDRO U5 | Generator | Yes | HDR | Water at a Conventional Hydroelectric Turbine |  |  | Rest-of-Pool |  | MA | WCMA |  | Existing | 0.309 | 0.819 | 0.309 | 0.819
10801 | COVENTRY CLEAN ENERGY | Generator | Yes | IC | Landfill Gas |  |  | Northern New England |  | VT | VT |  | Existing | 3.521 | 3.683 | 3.521 | 3.683
11052 | GRTR NEW BEDFORD LFG UTIL PROJ | Generator | Yes | IC | Landfill Gas |  |  | Southeast New England |  | MA | SEMA |  | Existing | 2.199 | 2.355 | 2.199 | 2.355
11126 | NORTH HARTLAND HYDRO | Generator | Yes | HDR | Water at a Conventional Hydroelectric Turbine |  |  | Northern New England |  | VT | VT |  | Existing | 0.556 | 1.471 | 0.556 | 1.471
11408 | HULL WIND TURBINE II | Generator | Yes | WT | Wind |  |  | Southeast New England |  | MA | SEMA |  | Existing | 0.058 | 0.254 | 0.058 | 0.254
11424 | RUMFORD FALLS | Generator | Yes | HDR | Water at a Conventional Hydroelectric Turbine |  |  | Maine |  | ME | ME |  | Existing | 25.359 | 32.079 | 25.359 | 32.079
11842 | WATERSIDE POWER | Generator | No | GT | Distillate Fuel Oil - including Diesel, No. 1, 2, and 4 |  |  | Rest-of-Pool |  | CT | CT |  | Existing | 70.017 | 71.557 | 70.017 | 70.017
11925 | BROCKTON BRIGHTFIELDS | Generator | Yes | PV | Solar |  |  | Southeast New England |  | MA | SEMA |  | Existing | 0.123 | 0 | 0.123 | 0
12108 | FIEC DIESEL | Generator | No | IC | Distillate Fuel Oil - including Diesel, No. 1, 2, and 4 |  |  | Maine |  | ME | ME |  | Existing | 1.54 | 1.563 | 1.54 | 1.54
12180 | BERKSHIRE COW POWER | Generator | Yes | IC | Other Biomass Gas. Includes digester gas, methane, and other biomass gasses. |  |  | Northern New England |  | VT | VT |  | Existing | 0.266 | 0.309 | 0.266 | 0.309
12274 | GREEN MOUNTAIN DAIRY | Generator | Yes | IC | Other Biomass Gas. Includes digester gas, methane, and other biomass gasses. |  |  | Northern New England |  | VT | VT |  | Existing | 0.211 | 0.219 | 0.211 | 0.219
12323 | COVENTRY CLEAN ENERGY #4 | Generator | Yes | IC | Landfill Gas |  |  | Northern New England |  | VT | VT |  | Existing | 2.625 | 2.672 | 2.625 | 2.672
12450 | NYPA - CMR | Import | [5 empty] | Rest-of-Pool | New York AC Ties |  |  |  | Existing | 68.8 | 68.8 | 68.3 | 68.3
12451 | NYPA - VT | Import | [5 empty] | Rest-of-Pool | New York AC Ties |  |  |  | Existing | 14 | 14 | 14 | 14
12500 | Thomas A. Watson | Generator | No | GT | Natural Gas |  |  | Southeast New England |  | MA | SEMA |  | Existing | 105.2 | 114.8 | 105.2 | 105.2
12504 | Devon 15-18 | Generator | No | GT | Kerosene |  |  | Rest-of-Pool |  | CT | CT |  | Existing | 187.589 | 187.6 | 187.589 | 187.589
12505 | Middletown 12-15 | Generator | No | GT | Kerosene |  |  | Rest-of-Pool |  | CT | CT |  | Existing | 187.6 | 187.6 | 187.6 | 187.6
12509 | UNH Power Plant | Generator | No | GT | Landfill Gas |  |  | Northern New England |  | NH | NH |  | Existing | 2 | 2 | 2 | 2
12510 | Swanton Gas Turbine 1 | Generator | No | GT | Distillate Fuel Oil - including Diesel, No. 1, 2, and 4 |  |  | Northern New England |  | VT | VT |  | Existing | 19.304 | 23.954 | 19.304 | 19.304
12511 | Swanton Gas Turbine 2 | Generator | No | GT | Distillate Fuel Oil - including Diesel, No. 1, 2, and 4 |  |  | Northern New England |  | VT | VT |  | Existing | 19.349 | 23.839 | 19.349 | 19.349
12521 | Lowell Power Reactivation | Generator | No | CC | Natural Gas |  |  | Rest-of-Pool |  | MA | WCMA |  | Existing | 74 | 74 | 74 | 74
12524 | Cos Cob 13&14 | Generator | No | GT | Kerosene |  |  | Rest-of-Pool |  | CT | CT |  | Existing | 36 | 36 | 36 | 36
12526 | Pierce | Generator | No | GT | Natural Gas |  |  | Rest-of-Pool |  | CT | CT |  | Existing | 74.085 | 87 | 74.085 | 74.085
12530 | Sheffield Wind Farm | Generator | Yes | WT | Wind |  |  | Northern New England |  | VT | VT |  | Existing | 3.279 | 10.263 | 3.279 | 10.263
12551 | Kibby Wind Power | Generator | Yes | WT | Wind |  |  | Maine |  | ME | ME |  | Existing | 17.104 | 34.709 | 15.104 | 30.65
12564 | Waterbury Generation Facility | Generator | No | GT | Natural Gas |  |  | Rest-of-Pool |  | CT | CT |  | Existing | 94.895 | 98.749 | 94.895 | 94.895
12581 | CL&P - Conservation & Load Management (CL&M) - Energy Efficiency Project | Demand |  |  |  | Seasonal Peak Demand Resource | Passive | Rest-of-Pool |  | CT | CT |  | Existing | 491.32 | 553.467 | 491.32 | 491.32
12583 | CL&P Distributed Generation FCM 2010 | Demand |  |  |  | On-Peak Demand Resource | Passive | Rest-of-Pool |  | CT | CT |  | Existing | 34.232 | 34.232 | 34.232 | 34.232
12584 | Conservation and Load Management Program | Demand |  |  |  | On-Peak Demand Resource | Passive | Rest-of-Pool |  | CT | CT |  | Existing | 5.831 | 0.172 | 0.172 | 0.172
12586 | Efficiency Maine Residential Efficient Products | Demand |  |  |  | On-Peak Demand Resource | Passive | Maine |  | ME | ME |  | Existing | 4.231 | 0 | 4.231 | 0
12590 | Ameresco CT DSM | Demand |  |  |  | On-Peak Demand Resource | Passive | Rest-of-Pool |  | CT | CT |  | Existing | 3.089 | 3.855 | 3.089 | 3.089
12597 | Cambridge Energy Alliance-1 | Demand |  |  |  | On-Peak Demand Resource | Passive | Southeast New England |  | MA | NEMA |  | Existing | 0.653 | 0.653 | 0.653 | 0.653
12598 | Cambridge Energy Alliance-2 | Demand |  |  |  | On-Peak Demand Resource | Passive | Southeast New England |  | MA | NEMA |  | Existing | 4.736 | 4.736 | 2.715 | 2.715
12600 | UI Conservation and Load Management Programs | Demand |  |  |  | Seasonal Peak Demand Resource | Passive | Rest-of-Pool |  | CT | CT |  | Existing | 79.812 | 87.178 | 79.812 | 83.207
12657 | Unitil CORE Energy Efficiency Programs-2 | Demand |  |  |  | On-Peak Demand Resource | Passive | Rest-of-Pool |  | MA | WCMA |  | Existing | 8.968 | 8.324 | 8.324 | 8.324
12670 | ngrid_nema_fca1_eeodr | Demand |  |  |  | On-Peak Demand Resource | Passive | Southeast New England |  | MA | NEMA |  | Existing | 162.919 | 167.543 | 162.919 | 162.919
12671 | ngrid_nh_fca1_eeodr | Demand |  |  |  | On-Peak Demand Resource | Passive | Northern New England |  | NH | NH |  | Existing | 9.476 | 9.383 | 9.383 | 9.383
12672 | ngrid_ri_fca1_eeodr | Demand |  |  |  | On-Peak Demand Resource | Passive | Southeast New England |  | RI | RI |  | Existing | 264.881 | 273.309 | 264.881 | 264.881
12673 | ngrid_sema_fca1_eeodr | Demand |  |  |  | On-Peak Demand Resource | Passive | Southeast New England |  | MA | SEMA |  | Existing | 249.286 | 259.85 | 249.286 | 249.286
12674 | ngrid_wcma_fca1_eeodr | Demand |  |  |  | On-Peak Demand Resource | Passive | Rest-of-Pool |  | MA | WCMA |  | Existing | 319.589 | 330.441 | 319.589 | 319.589
12684 | NSTAR EE NEMA | Demand |  |  |  | On-Peak Demand Resource | Passive | Southeast New England |  | MA | NEMA |  | Existing | 515.864 | 496.392 | 496.392 | 496.392
12685 | NSTAR EE SEMA | Demand |  |  |  | On-Peak Demand Resource | Passive | Southeast New England |  | MA | SEMA |  | Existing | 104.383 | 98.22 | 98.22 | 98.22
12693 | PSNH CORE Energy Efficiency Programs | Demand |  |  |  | On-Peak Demand Resource | Passive | Northern New England |  | NH | NH |  | Existing | 92.423 | 93.858 | 92.423 | 92.423
12694 | Acushnet Company - Ball Plant II - Combined Heat and Power Project | Demand |  |  |  | On-Peak Demand Resource | Passive | Southeast New England |  | MA | SEMA |  | Existing | 2.111 | 2.111 | 2.111 | 2.111
12696 | 7.9 MW CHP Plant | Demand |  |  |  | On-Peak Demand Resource | Passive | Northern New England |  | NH | NH |  | Existing | 10.8 | 10.8 | 10.8 | 10.8
12705 | Cape Light Compact Energy Efficiency Portfolio | Demand |  |  |  | On-Peak Demand Resource | Passive | Southeast New England |  | MA | SEMA |  | Existing | 51.285 | 49.372 | 51.285 | 49.372
12749 | Bridgewater Correctional Complex Cogeneration | Demand |  |  |  | On-Peak Demand Resource | Passive | Southeast New England |  | MA | SEMA |  | Existing | 1.412 | 1.412 | 1.412 | 1.412
12753 | MA SEMA state colleges | Demand |  |  |  | On-Peak Demand Resource | Passive | Southeast New England |  | MA | SEMA |  | Existing | 0.147 | 0.147 | 0.147 | 0.147
12754 | Tewksbury State Hospital Cogenerator | Demand |  |  |  | On-Peak Demand Resource | Passive | Rest-of-Pool |  | MA | WCMA |  | Existing | 0.559 | 0.517 | 0.517 | 0.517
12757 | NHEC Energy Efficiency Programs | Demand |  |  |  | On-Peak Demand Resource | Passive | Northern New England |  | NH | NH |  | Existing | 3.66 | 1.534 | 1.534 | 1.534
12779 | CPLN CT On-Peak | Demand |  |  |  | On-Peak Demand Resource | Passive | Rest-of-Pool |  | CT | CT |  | Existing | 2.777 | 2.031 | 2.031 | 2.031
12786 | CSG Aggregation of DG and 24 hr lighting EE - NEMA1 | Demand |  |  |  | On-Peak Demand Resource | Passive | Southeast New England |  | MA | NEMA |  | Existing | 12.318 | 12.318 | 12.318 | 12.318
12790 | CSG Aggregation of DG and 24 hr lighting EE -RI | Demand |  |  |  | On-Peak Demand Resource | Passive | Southeast New England |  | RI | RI |  | Existing | 0.217 | 0.217 | 0.217 | 0.217
12791 | CSG Aggregation of DG and 24 hr lighting EE - SEMA1 | Demand |  |  |  | On-Peak Demand Resource | Passive | Southeast New England |  | MA | SEMA |  | Existing | 1.517 | 1.517 | 1.517 | 1.517
12799 | CSG Aggregation of DG and 24 hr lighting EE - WCMA1 | Demand |  |  |  | On-Peak Demand Resource | Passive | Rest-of-Pool |  | MA | WCMA |  | Existing | 2.106 | 2.106 | 2.106 | 2.106
12801 | UES CORE Energy Efficiency Programs | Demand |  |  |  | On-Peak Demand Resource | Passive | Northern New England |  | NH | NH |  | Existing | 9.009 | 7.844 | 7.844 | 7.844
12802 | University of Massachusetts Central Heating Plant-3 | Demand |  |  |  | On-Peak Demand Resource | Passive | Rest-of-Pool |  | MA | WCMA |  | Existing | 10.26 | 10.26 | 10.26 | 10.26
12806 | WMECO - Conservation & Load Management (CL&M) - Energy Efficiency Project | Demand |  |  |  | Seasonal Peak Demand Resource | Passive | Rest-of-Pool |  | MA | WCMA |  | Existing | 26.618 | 8.387 | 8.387 | 8.387
12822 | Burlington Electric Department - On-Peak Efficiency | Demand |  |  |  | On-Peak Demand Resource | Passive | Northern New England |  | VT | VT |  | Existing | 6.4 | 5.913 | 6.4 | 5.913
12832 | CPLN MA NEMA OP | Demand |  |  |  | On-Peak Demand Resource | Passive | Southeast New England |  | MA | NEMA |  | Existing | 9.266 | 8.721 | 8.721 | 8.721
12835 | CPLN MA SEMA OP | Demand |  |  |  | On-Peak Demand Resource | Passive | Southeast New England |  | MA | SEMA |  | Existing | 4.983 | 3.848 | 3.848 | 3.848
12838 | CPLN MA WC OP | Demand |  |  |  | On-Peak Demand Resource | Passive | Rest-of-Pool |  | MA | WCMA |  | Existing | 8.14 | 8.139 | 8.139 | 8.139
12843 | CPLN RI OP | Demand |  |  |  | On-Peak Demand Resource | Passive | Southeast New England |  | RI | RI |  | Existing | 2.44 | 2.44 | 2.44 | 2.44
12845 | Vermont Efficiency Portfolio-1 | Demand |  |  |  | On-Peak Demand Resource | Passive | Northern New England |  | VT | VT |  | Existing | 105.524 | 105.899 | 105.524 | 105.524
13669 | Manchester Methane LLC East Windsor Facility | Generator | Yes | IC | Landfill Gas |  |  | Rest-of-Pool |  | CT | CT |  | Existing | 0.284 | 0.137 | 0.284 | 0.137
13673 | MATEP (DIESEL) | Generator | No | IC | Distillate Fuel Oil - including Diesel, No. 1, 2, and 4 |  |  | Southeast New England |  | MA | NEMA |  | Existing | 17.12 | 17.46 | 17.12 | 17.12
13675 | MATEP (COMBINED CYCLE) | Generator | No | CC | Natural Gas |  |  | Southeast New England |  | MA | NEMA |  | Existing | 42.515 | 46.785 | 42.515 | 42.515
13703 | Verso VCG1 | Generator | No | GT | Natural Gas |  |  | Maine |  | ME | ME |  | Existing | 47.223 | 55.461 | 47.223 | 55.461
13704 | Verso VCG2 | Generator | No | GT | Natural Gas |  |  | Maine |  | ME | ME |  | Existing | 44.314 | 56.321 | 44.314 | 56.321
13705 | Verso VCG3 | Generator | No | GT | Natural Gas |  |  | Maine |  | ME | ME |  | Existing | 41.799 | 54.668 | 41.799 | 54.668
13975 | Corriveau Hydroelectric LLC | Generator | Yes | HDR | Water at a Conventional Hydroelectric Turbine |  |  | Maine |  | ME | ME |  | Existing | 0.013 | 0.02 | 0.013 | 0.02
14087 | MAT3 | Generator | No | IC | Distillate Fuel Oil - including Diesel, No. 1, 2, and 4 |  |  | Southeast New England |  | MA | NEMA |  | Existing | 16.86 | 18.63 | 16.86 | 16.86
14217 | NORTHFIELD MOUNTAIN 1 | Generator | No | PS | Water at a Conventional Hydroelectric Turbine |  |  | Rest-of-Pool |  | MA | WCMA |  | Existing | 292 | 292 | 292 | 292
14218 | NORTHFIELD MOUNTAIN 2 | Generator | No | PS | Water at a Conventional Hydroelectric Turbine |  |  | Rest-of-Pool |  | MA | WCMA |  | Existing | 292 | 292 | 292 | 292
14219 | NORTHFIELD MOUNTAIN 3 | Generator | No | PS | Water at a Conventional Hydroelectric Turbine |  |  | Rest-of-Pool |  | MA | WCMA |  | Existing | 292 | 292 | 292 | 292
14220 | NORTHFIELD MOUNTAIN 4 | Generator | No | PS | Water at a Conventional Hydroelectric Turbine |  |  | Rest-of-Pool |  | MA | WCMA |  | Existing | 292 | 292 | 292 | 292
14271 | Ameresco Northampton | Generator | No | IC | Landfill Gas |  |  | Rest-of-Pool |  | MA | WCMA |  | Existing | 0.745 | 0.752 | 0 | 0
14595 | Granite Reliable Power | Generator | Yes | WT | Wind |  |  | Northern New England |  | NH | NH |  | Existing | 13.222 | 27.589 | 13.222 | 27.589
14599 | Rhode Island LFG Genco, LLC - ST | Generator | Yes | CC | Landfill Gas |  |  | Southeast New England |  | RI | RI |  | Existing | 25.81 | 24.62 | 25.81 | 24.62
14610 | Princeton Wind Farm Project | Generator | Yes | WT | Wind |  |  | Rest-of-Pool |  | MA | WCMA |  | Existing | 0.142 | 0.392 | 0.142 | 0.392
14614 | Kleen Energy | Generator | No | CC | Natural Gas |  |  | Rest-of-Pool |  | CT | CT |  | Existing | 620 | 620 | 620 | 620
14623 | Valley Hydro (Station No. 5) | Generator | Yes | HDR | Water at a Conventional Hydroelectric Turbine |  |  | Rest-of-Pool |  | MA | WCMA |  | Existing | 0.246 | 0.256 | 0.246 | 0.256
14652 | Templeton Wind Turbine | Generator | Yes | WT | Wind |  |  | Rest-of-Pool |  | MA | WCMA |  | Existing | 0.043 | 0.112 | 0.043 | 0.112
14660 | Lempster Wind | Generator | Yes | WT | Wind |  |  | Northern New England |  | NH | NH |  | Existing | 2.582 | 8.177 | 2.582 | 8.177
14661 | Berkshire Wind Power Project | Generator | Yes | WT | Wind |  |  | Rest-of-Pool |  | MA | WCMA |  | Existing | 1.613 | 6.734 | 1.613 | 6.734
14663 | WMRE Crossroads | Generator | No | IC | Landfill Gas |  |  | Maine |  | ME | ME |  | Existing | 2.984 | 2.806 | 2.806 | 2.806
14665 | Record Hill Wind | Generator | Yes | WT | Wind |  |  | Maine |  | ME | ME |  | Existing | 5.463 | 12.11 | 5.463 | 12.11
14706 | Kimberly-Clark Corp Energy Independence Project | Generator | No | CC | Natural Gas |  |  | Rest-of-Pool |  | CT | CT |  | Existing | 13.063 | 14 | 13.063 | 13.063
15415 | Dartmouth Power Expansion | Generator | No | GT | Natural Gas |  |  | Southeast New England |  | MA | SEMA |  | Existing | 19.578 | 20.508 | 19.578 | 19.578
15477 | New Haven Harbor Units 2, 3, & 4 | Generator | No | GT | Kerosene |  |  | Rest-of-Pool |  | CT | CT |  | Existing | 128.955 | 129.6 | 128.955 | 128.955
15509 | Plainfield Renewable Energy | Generator | No | ST | Wood/Wood Waste Solids. |  |  | Rest-of-Pool |  | CT | CT |  | Existing | 37.5 | 37.5 | 37.5 | 37.5
15586 | Gardner Wind Turbine | Demand |  |  |  | On-Peak Demand Resource | Passive | Rest-of-Pool |  | MA | WCMA |  | Existing | 0.359 | 0.318 | 0.318 | 0.318
16296 | Milford Hydro | Generator | Yes | HDR | Water at a Conventional Hydroelectric Turbine |  |  | Maine |  | ME | ME |  | Existing | 3.694 | 5.422 | 3.694 | 5.422
16523 | Stillwater | Generator | Yes | HDR | Water at a Conventional Hydroelectric Turbine |  |  | Maine |  | ME | ME |  | Existing | 1.324 | 1.153 | 1.324 | 1.153
16525 | Medway | Generator | Yes | HDR | Water at a Conventional Hydroelectric Turbine |  |  | Maine |  | ME | ME |  | Existing | 3.383 | 2.869 | 3.383 | 2.869
16547 | UI C&LM Programs | Demand |  |  |  | Seasonal Peak Demand Resource | Passive | Rest-of-Pool |  | CT | CT |  | Existing | 3.538 | 3.505 | 3.505 | 3.505
16631 | Victory Road Dorchester PV | Generator | Yes | PV | Solar |  |  | Southeast New England |  | MA | NEMA |  | Existing | 0.316 | 0 | 0.316 | 0
16640 | Hilldale Ave Haverhill PV | Generator | Yes | PV | Solar |  |  | Southeast New England |  | MA | NEMA |  | Existing | 0.27 | 0 | 0.27 | 0
16642 | Railroad Street Revere PV | Generator | Yes | PV | Solar |  |  | Southeast New England |  | MA | NEMA |  | Existing | 0.245 | 0 | 0.245 | 0
16643 | Rover Street Everett PV | Generator | Yes | PV | Solar |  |  | Southeast New England |  | MA | NEMA |  | Existing | 0.168 | 0 | 0.168 | 0
16644 | Main Street Whitinsville PV | Generator | Yes | PV | Solar |  |  | Southeast New England |  | MA | SEMA |  | Existing | 0.28 | 0 | 0.28 | 0
16651 | Efficiency Maine Trust Efficient Products | Demand |  |  |  | On-Peak Demand Resource | Passive | Maine |  | ME | ME |  | Existing | 28.207 | 0 | 28.207 | 0
16653 | Berlin Biopower | Generator | No | PB | Wood/Wood Waste Solids. |  |  | Northern New England |  | NH | NH |  | Existing | 65.38 | 65.38 | 65.38 | 65.38
16659 | Ipswich Wind Farm 1 | Generator | Yes | WT | Wind |  |  | Southeast New England |  | MA | NEMA |  | Existing | 0.168 | 0.302 | 0.168 | 0.302
16688 | Nor1 | Generator | No | IC | Distillate Fuel Oil - including Diesel, No. 1, 2, and 4 |  |  | Rest-of-Pool |  | CT | CT |  | Existing | 1.789 | 1.76 | 1.76 | 1.76
16737 | DFC-ERG Hybrid Fuel Cell (3) | Generator | No | FC | Natural Gas |  |  | Rest-of-Pool |  | CT | CT |  | Existing | 2.5 | 2.5 | 2.5 | 2.5
16738 | BFCP Fuel Cell | Generator | No | FC | Natural Gas |  |  | Rest-of-Pool |  | CT | CT |  | Existing | 12.805 | 13.054 | 12.805 | 12.805
16750 | Norden #2 | Generator | No | IC | Distillate Fuel Oil - including Diesel, No. 1, 2, and 4 |  |  | Rest-of-Pool |  | CT | CT |  | Existing | 1.79 | 1.765 | 1.765 | 1.765
16752 | Norden #3 | Generator | No | IC | Distillate Fuel Oil - including Diesel, No. 1, 2, and 4 |  |  | Rest-of-Pool |  | CT | CT |  | Existing | 1.777 | 1.753 | 1.753 | 1.753
16790 | WCMA Project E | Demand |  |  |  | On-Peak Demand Resource | Passive | Rest-of-Pool |  | MA | WCMA |  | Existing | 0.4 | 0.4 | 0.4 | 0.4
17359 | Sugar River 2 | Generator | Yes | HDR | Water at a Conventional Hydroelectric Turbine |  |  | Northern New England |  | NH | NH |  | Existing | 0.014 | 0.104 | 0.014 | 0.104
35442 | Seaman Energy | Generator | Yes | IC | Landfill Gas |  |  | Rest-of-Pool |  | MA | WCMA |  | Existing | 0.151 | 0.2 | 0 | 0
35453 | Efficiency Maine Trust | Demand |  |  |  | On-Peak Demand Resource | Passive | Maine |  | ME | ME |  | Existing | 9.22 | 0.615 | 5.522 | 0.615
35485 | Fitchburg-FCA-5 | Generator | No | IC | Landfill Gas |  |  | Rest-of-Pool |  | MA | WCMA |  | Existing | 4.127 | 3.316 | 3.316 | 3.316
35555 | GMCW | Generator | Yes | WT | Wind |  |  | Northern New England |  | VT | VT |  | Existing | 0.817 | 3.244 | 0.817 | 3.244
35593 | Fiske Hydro | Generator | Yes | HDR | Water at a Conventional Hydroelectric Turbine |  |  | Northern New England |  | NH | NH |  | Existing | 0.077 | 0.113 | 0.077 | 0.113
35594 | Spaulding Pond Hydro | Generator | Yes | HDR | Water at a Conventional Hydroelectric Turbine |  |  | Northern New England |  | NH | NH |  | Existing | 0.007 | 0.144 | 0.007 | 0.144
35656 | Rainbow_2 | Generator | No | HDP | Water at a Conventional Hydroelectric Turbine |  |  | Rest-of-Pool |  | CT | CT |  | Existing | 4.1 | 4.1 | 4.1 | 4.1
35657 | Shrewsbury Diesels | Generator | No | IC | Distillate Fuel Oil - including Diesel, No. 1, 2, and 4 |  |  | Rest-of-Pool |  | MA | WCMA |  | Existing | 13.75 | 13.65 | 13.65 | 13.65
35658 | Rainbow_1 | Generator | No | HDP | Water at a Conventional Hydroelectric Turbine |  |  | Rest-of-Pool |  | CT | CT |  | Existing | 4.1 | 4.1 | 4.1 | 4.1
35693 | Spruce Mountain Wind | Generator | Yes | WT | Wind |  |  | Maine |  | ME | ME |  | Existing | 2.551 | 7.171 | 2.551 | 7.171
35728 | Moretown LG | Generator | No | IC | Landfill Gas |  |  | Northern New England |  | VT | VT |  | Existing | 1.514 | 3.008 | 1.514 | 1.514
35979 | Kingdom Community Wind | Generator | Yes | WT | Wind |  |  | Northern New England |  | VT | VT |  | Existing | 9.094 | 20.506 | 9.094 | 20.506
37040 | KENDALL STEAM | Generator | No | CC | Natural Gas |  |  | Southeast New England |  | MA | NEMA |  | Existing | 20.517 | 20.141 | 19.704 | 19.704
37050 | Groton Wind Project | Generator | Yes | WT | Wind |  |  | Northern New England |  | NH | NH |  | Existing | 5.153 | 11.325 | 5.153 | 11.325
37072 | Beaver_Ridge_Wind | Generator | Yes | WT | Wind |  |  | Maine |  | ME | ME |  | Existing | 0.474 | 1.226 | 0.474 | 1.226
37077 | Woronoco Hydro LLC | Generator | Yes | HDR | Water at a Conventional Hydroelectric Turbine |  |  | Rest-of-Pool |  | MA | WCMA |  | Existing | 0.263 | 0.751 | 0.263 | 0.751
37105 | Blue Sky West | Generator | Yes | WT | Wind |  |  | Maine |  | ME | ME |  | Existing | 19.776 | 65.96 | 19.776 | 65.96
37112 | Efficiency Maine Trust FCA6 | Demand |  |  |  | On-Peak Demand Resource | Passive | Maine |  | ME | ME |  | Existing | 1.698 | 1.712 | 1.698 | 1.698
37120 | Thundermist Hydropower | Generator | Yes | HDR | Water at a Conventional Hydroelectric Turbine |  |  | Southeast New England |  | RI | RI |  | Existing | 0 | 0.748 | 0 | 0.748
37855 | Hess DR Northwest VT 2015-16 | Demand |  |  |  | Active Demand Capacity Resource | Active | Northern New England |  | VT | VT | Northwest Vermont | Existing | 1.2 | 1.2 | 1.2 | 1.2
37929 | RTDR_50786_Central MA (7515) | Demand |  |  |  | Active Demand Capacity Resource | Active | Rest-of-Pool |  | MA | WCMA | Central MA | Existing | 2.601 | 2.601 | 2.601 | 2.601
37930 | RTDR_50786_Eastern CT (7500) | Demand |  |  |  | Active Demand Capacity Resource | Active | Rest-of-Pool |  | CT | CT | Eastern CT | Existing | 0.65 | 0.65 | 0.65 | 0.65
37931 | RTDR_50786_Lower SEMA (7511) | Demand |  |  |  | Active Demand Capacity Resource | Active | Southeast New England |  | MA | SEMA | Lower SEMA | Existing | 1.982 | 1.982 | 1.982 | 1.982
37933 | RTDR_50786_New Hampshire (7509) | Demand |  |  |  | Active Demand Capacity Resource | Active | Northern New England |  | NH | NH | New Hampshire | Existing | 3.15 | 3.15 | 3.15 | 3.15
37934 | RTDR_50786_North Shore (7508) | Demand |  |  |  | Active Demand Capacity Resource | Active | Southeast New England |  | MA | NEMA | North Shore | Existing | 1.488 | 1.488 | 1.488 | 1.488
37935 | RTDR_50786_Northern CT (7501) | Demand |  |  |  | Active Demand Capacity Resource | Active | Rest-of-Pool |  | CT | CT | Northern CT | Existing | 3.45 | 3.45 | 3.45 | 3.45
37936 | RTDR_50786_Norwalk - Stamford (7502) | Demand |  |  |  | Active Demand Capacity Resource | Active | Rest-of-Pool |  | CT | CT | Norwalk - Stamford | Existing | 0.496 | 0.496 | 0.496 | 0.496
37937 | RTDR_50786_Portland Maine (7506) | Demand |  |  |  | Active Demand Capacity Resource | Active | Maine |  | ME | ME | Portland Maine | Existing | 0.998 | 0.998 | 0.998 | 0.998
37938 | RTDR_50786_Rhode Island (7518) | Demand |  |  |  | Active Demand Capacity Resource | Active | Southeast New England |  | RI | RI | Rhode Island | Existing | 6 | 6.031 | 6 | 6
37939 | RTDR_50786_SEMA (7512) | Demand |  |  |  | Active Demand Capacity Resource | Active | Southeast New England |  | MA | SEMA | SEMA | Existing | 1.259 | 1.259 | 1.259 | 1.259
37940 | RTDR_50786_Seacoast (7510) | Demand |  |  |  | Active Demand Capacity Resource | Active | Northern New England |  | NH | NH | Seacoast | Existing | 0.408 | 0.408 | 0.408 | 0.408
37941 | RTDR_50786_Springfield MA (7516) | Demand |  |  |  | Active Demand Capacity Resource | Active | Rest-of-Pool |  | MA | WCMA | Springfield MA | Existing | 1.803 | 1.803 | 1.803 | 1.803
37942 | RTDR_50786_Vermont (7514) | Demand |  |  |  | Active Demand Capacity Resource | Active | Northern New England |  | VT | VT | Vermont | Existing | 0.893 | 0.893 | 0.893 | 0.893
37943 | RTDR_50786_Western CT (7503) | Demand |  |  |  | Active Demand Capacity Resource | Active | Rest-of-Pool |  | CT | CT | Western CT | Existing | 8.98 | 8.98 | 8.98 | 8.98
37944 | RTDR_50786_Western MA (7517) | Demand |  |  |  | Active Demand Capacity Resource | Active | Rest-of-Pool |  | MA | WCMA | Western MA | Existing | 2.966 | 2.966 | 2.966 | 2.966
38057 | Efficiency Maine Trust FCA6 B | Demand |  |  |  | On-Peak Demand Resource | Passive | Maine |  | ME | ME |  | Existing | 140.655 | 164.401 | 140.655 | 154.349
38078 | NFM Solar Power, LLC | Generator | Yes | PV | Solar |  |  | Rest-of-Pool |  | MA | WCMA |  | Existing | 0.507 | 0 | 0.507 | 0
38089 | Footprint Combined Cycle | Generator | No | CC | Natural Gas |  |  | Southeast New England |  | MA | NEMA |  | Existing | 674 | 674 | 674 | 674
38114 | East Bridgewater Solar Energy Project | Generator | Yes | PV | Solar |  |  | Southeast New England |  | MA | SEMA |  | Existing | 0.822 | 0 | 0.822 | 0
38115 | Harrington Street PV Project | Generator | Yes | PV | Solar |  |  | Rest-of-Pool |  | MA | WCMA |  | Existing | 4.767 | 0 | 4.767 | 0
38173 | Saddleback Ridge Wind | Generator | Yes | WT | Wind |  |  | Maine |  | ME | ME |  | Existing | 3.75 | 10.23 | 3.75 | 10.23
38178 | Southbridge Landfill Gas to Energy 17-18 | Generator | No | IC | Landfill Gas |  |  | Rest-of-Pool |  | MA | WCMA |  | Existing | 1.4 | 1.4 | 1.4 | 1.4
38181 | Westford Solar | Generator | Yes | PV | Solar |  |  | Rest-of-Pool |  | MA | WCMA |  | Existing | 1.8 | 0 | 1.8 | 0
38206 | Bridgeport Harbor 5 | Generator | No | CC | Natural Gas |  |  | Rest-of-Pool |  | CT | CT |  | Existing | 484.3 | 524.066 | 484.3 | 491.833
38210 | RTDR_50689_North_Shore_38210 | Demand |  |  |  | Active Demand Capacity Resource | Active | Southeast New England |  | MA | NEMA | North Shore | Existing | 9.56 | 9.559 | 9.559 | 9.559
38216 | WCMA CHP | Demand |  |  |  | On-Peak Demand Resource | Passive | Rest-of-Pool |  | MA | WCMA |  | Existing | 14.294 | 14.294 | 14.294 | 14.294
38217 | RI CHP | Demand |  |  |  | On-Peak Demand Resource | Passive | Southeast New England |  | RI | RI |  | Existing | 11.953 | 11.953 | 11.953 | 11.953
38219 | WMECO EE WCMA | Demand |  |  |  | On-Peak Demand Resource | Passive | Rest-of-Pool |  | MA | WCMA |  | Existing | 73.534 | 79.774 | 73.534 | 73.534
38249 | Silver lake Photovoltaic Facility | Generator | Yes | PV | Solar |  |  | Rest-of-Pool |  | MA | WCMA |  | Existing | 0.375 | 0 | 0.375 | 0
38250 | Indian Orchard Photovoltaic Facility | Generator | Yes | PV | Solar |  |  | Rest-of-Pool |  | MA | WCMA |  | Existing | 0.647 | 0 | 0.647 | 0
38252 | Indian River Power Supply# LLC | Generator | Yes | HDR | Water at a Conventional Hydroelectric Turbine |  |  | Rest-of-Pool |  | MA | WCMA |  | Existing | 0.155 | 0.353 | 0.155 | 0.353
38278 | Wallingford Unit 6 and Unit 7 | Generator | No | GT | Natural Gas |  |  | Rest-of-Pool |  | CT | CT |  | Existing | 94.539 | 94.57 | 94.539 | 94.539
38287 | WMA Chester Solar 1 | Generator | Yes | PV | Solar |  |  | Rest-of-Pool |  | MA | WCMA |  | Existing | 1.904 | 0 | 1.904 | 0
38289 | Medway Peaker - SEMARI | Generator | No | GT | Natural Gas |  |  | Southeast New England |  | MA | SEMA |  | Existing | 194.8 | 194.8 | 194.8 | 194.8
38297 | CPV_Towantic | Generator | No | CC | Natural Gas |  |  | Rest-of-Pool |  | CT | CT |  | Existing | 795.5 | 795.5 | 725 | 725
38302 | Fisher Road Solar I | Generator | Yes | PV | Solar |  |  | Southeast New England |  | MA | SEMA |  | Existing | 1.92 | 0 | 1.92 | 0
38310 | Canal 3 | Generator | No | GT | Natural Gas |  |  | Southeast New England |  | MA | SEMA |  | Existing | 333 | 333 | 333 | 333
38311 | NEMA CHP | Demand |  |  |  | On-Peak Demand Resource | Passive | Southeast New England |  | MA | NEMA |  | Existing | 3.107 | 3.107 | 3.107 | 3.107
38322 | DRCR_Central MA_201403 | Demand |  |  |  | Active Demand Capacity Resource | Active | Rest-of-Pool |  | MA | WCMA | Central MA | Existing | 10 | 10 | 10 | 10
38324 | DRCR_Lower SEMA_201403 | Demand |  |  |  | Active Demand Capacity Resource | Active | Southeast New England |  | MA | SEMA | Lower SEMA | Existing | 3.038 | 3.038 | 3.038 | 3.038
38331 | DRCR_Rhode Island_201403 | Demand |  |  |  | Active Demand Capacity Resource | Active | Southeast New England |  | RI | RI | Rhode Island | Existing | 18.9 | 18.9 | 18.9 | 18.9
38334 | DRCR_SEMA_201403 | Demand |  |  |  | Active Demand Capacity Resource | Active | Southeast New England |  | MA | SEMA | SEMA | Existing | 20.034 | 20.034 | 20.034 | 20.034
38360 | DRCR_Boston_201403 | Demand |  |  |  | Active Demand Capacity Resource | Active | Southeast New England |  | MA | NEMA | Boston | Existing | 10 | 10 | 10 | 10
38372 | Dartmouth Solar | Generator | Yes | PV | Solar |  |  | Southeast New England |  | MA | SEMA |  | Existing | 1.43 | 0 | 1.43 | 0
38373 | Holliston | Generator | Yes | PV | Solar |  |  | Southeast New England |  | MA | SEMA |  | Existing | 1.268 | 0 | 1.268 | 0
38374 | Plymouth | Generator | Yes | PV | Solar |  |  | Southeast New England |  | MA | SEMA |  | Existing | 1.9 | 0 | 1.9 | 0
38375 | Uxbridge | Generator | Yes | PV | Solar |  |  | Southeast New England |  | MA | SEMA |  | Existing | 1.23 | 0 | 1.23 | 0
38376 | Landcraft | Generator | Yes | PV | Solar |  |  | Southeast New England |  | MA | SEMA |  | Existing | 1.339 | 0 | 1.339 | 0
38378 | LSRHS | Generator | Yes | PV | Solar |  |  | Southeast New England |  | MA | NEMA |  | Existing | 0.42 | 0 | 0.42 | 0
38380 | Treasure Valley- SE | Generator | Yes | PV | Solar |  |  | Rest-of-Pool |  | MA | WCMA |  | Existing | 2.07 | 0 | 2.07 | 0
38381 | Belchertown SEd | Generator | Yes | PV | Solar |  |  | Rest-of-Pool |  | MA | WCMA |  | Existing | 0.53 | 0 | 0.53 | 0
38387 | CSG Aggregation of DG and 24 hr lighting EE - NEMA1_2 | Demand |  |  |  | On-Peak Demand Resource | Passive | Southeast New England |  | MA | NEMA |  | Existing | 16.592 | 16.592 | 16.592 | 16.592
38388 | CSG Aggregation of DG and 24 hr lighting EE - SEMA1_2 | Demand |  |  |  | On-Peak Demand Resource | Passive | Southeast New England |  | MA | SEMA |  | Existing | 4.549 | 4.549 | 4.549 | 4.549
38389 | CSG Aggregation of DG and 24 hr lighting EE - WCMA1_2 | Demand |  |  |  | On-Peak Demand Resource | Passive | Rest-of-Pool |  | MA | WCMA |  | Existing | 6.669 | 6.669 | 6.669 | 6.669
38390 | Efficiency Maine Trust FCA9 | Demand |  |  |  | On-Peak Demand Resource | Passive | Maine |  | ME | ME |  | Existing | 4.049 | 4.049 | 0 | 0
38393 | RTDR_51325_Maine (7505) | Demand |  |  |  | Active Demand Capacity Resource | Active | Maine |  | ME | ME | Maine | Existing | 59.4 | 59.4 | 59.4 | 59.4
38421 | Jericho Power | Generator | Yes | WT | Wind |  |  | Northern New England |  | NH | NH |  | Existing | 1.035 | 3.266 | 0.935 | 2.95
38437 | Ipswich Wind II | Generator | Yes | WT | Wind |  |  | Southeast New England |  | MA | NEMA |  | Existing | 0.034 | 0.125 | 0 | 0
38438 | Deerfield Wind Project | Generator | Yes | WT | Wind |  |  | Northern New England |  | VT | VT |  | Existing | 8.1 | 13.6 | 8.1 | 13.6
38440 | Cottage St PV | Generator | Yes | PV | Solar |  |  | Rest-of-Pool |  | MA | WCMA |  | Existing | 1.539 | 0 | 1.539 | 0
38441 | UI RCP BGPT FC | Generator | No | FC | Natural Gas |  |  | Rest-of-Pool |  | CT | CT |  | Existing | 2.52 | 2.52 | 2.52 | 2.52
38442 | UI RCP NH FC | Generator | No | FC | Natural Gas |  |  | Rest-of-Pool |  | CT | CT |  | Existing | 2.52 | 2.52 | 2.52 | 2.52
38447 | Boston_PeakDR | Demand |  |  |  | On-Peak Demand Resource | Passive | Southeast New England |  | MA | NEMA |  | Existing | 15.66 | 15.66 | 15.66 | 15.66
38468 | Norfolk-Walpole Co-Gen | Demand |  |  |  | On-Peak Demand Resource | Passive | Southeast New England |  | MA | SEMA |  | Existing | 1.296 | 1.296 | 1.296 | 1.296
38475 | Hoosac Wind Project | Generator | Yes | WT | Wind |  |  | Rest-of-Pool |  | MA | WCMA |  | Existing | 3.942 | 10.412 | 3.942 | 10.412
38480 | Hubbardston SE | Generator | Yes | PV | Solar |  |  | Rest-of-Pool |  | MA | WCMA |  | Existing | 1.295 | 0 | 1.295 | 0
38483 | Ngrid_SEMA_CHP | Demand |  |  |  | On-Peak Demand Resource | Passive | Southeast New England |  | MA | SEMA |  | Existing | 1.692 | 1.692 | 1.692 | 1.692
38494 | 24 Boutilier Rd Leicester PV | Generator | Yes | PV | Solar |  |  | Rest-of-Pool |  | MA | WCMA |  | Existing | 0.248 | 0 | 0.248 | 0
38495 | Deepwater Wind Block Island | Generator | Yes | WT | Wind |  |  | Southeast New England |  | RI | RI |  | Existing | 5.71 | 14.1 | 5.71 | 14.1
38500 | Mass Mid-State Solar | Generator | Yes | PV | Solar |  |  | Rest-of-Pool |  | MA | WCMA |  | Existing | 6.765 | 0 | 6.765 | 0
38510 | City of Gardner - Mill St. Solar | Generator | Yes | PV | Solar |  |  | Rest-of-Pool |  | MA | WCMA |  | Existing | 0.385 | 0 | 0.385 | 0
38527 | Grafton WD | Generator | Yes | PV | Solar |  |  | Rest-of-Pool |  | MA | WCMA |  | Existing | 0.666 | 0 | 0.666 | 0
38528 | 29 Oxford Rd Charlton PV | Generator | Yes | PV | Solar |  |  | Rest-of-Pool |  | MA | WCMA |  | Existing | 0.19 | 0 | 0.19 | 0
38530 | Mattapoisett 2 | Generator | Yes | PV | Solar |  |  | Southeast New England |  | MA | SEMA |  | Existing | 0.263 | 0 | 0.263 | 0
38531 | Mattapoisett 1 | Generator | Yes | PV | Solar |  |  | Southeast New England |  | MA | SEMA |  | Existing | 0.284 | 0 | 0.284 | 0
38532 | Leominster- South St. | Generator | Yes | PV | Solar |  |  | Southeast New England |  | MA | NEMA |  | Existing | 1.324 | 0 | 1.324 | 0
38533 | Berlin 1 | Generator | Yes | PV | Solar |  |  | Rest-of-Pool |  | MA | WCMA |  | Existing | 0.328 | 0 | 0.328 | 0
38534 | Millbury Solar | Generator | Yes | PV | Solar |  |  | Rest-of-Pool |  | MA | WCMA |  | Existing | 1.457 | 0 | 1.457 | 0
38538 | Groton Road Shirley PV | Generator | Yes | PV | Solar |  |  | Rest-of-Pool |  | MA | WCMA |  | Existing | 0.197 | 0 | 0.197 | 0
38539 | 40 Auburn Rd Millbury PV | Generator | Yes | PV | Solar |  |  | Rest-of-Pool |  | MA | WCMA |  | Existing | 0.142 | 0 | 0.142 | 0
38543 | Carpenter Hill Rd Chartlon PV | Generator | Yes | PV | Solar |  |  | Rest-of-Pool |  | MA | WCMA |  | Existing | 0.368 | 0 | 0.368 | 0
38544 | 17 Kelly Rd Sturbridge PV | Generator | Yes | PV | Solar |  |  | Rest-of-Pool |  | MA | WCMA |  | Existing | 0.235 | 0 | 0.235 | 0
38545 | 90 River Rd Sturbridge PV | Generator | Yes | PV | Solar |  |  | Rest-of-Pool |  | MA | WCMA |  | Existing | 0.318 | 0 | 0.318 | 0
38548 | Fall River- Commerce | Generator | Yes | PV | Solar |  |  | Southeast New England |  | MA | SEMA |  | Existing | 0.512 | 0 | 0.512 | 0
38551 | Fasll River - Innovation | Generator | Yes | PV | Solar |  |  | Southeast New England |  | MA | SEMA |  | Existing | 1.476 | 0 | 1.476 | 0
38553 | Antrim Wind Resource | Generator | Yes | WT | Wind |  |  | Northern New England |  | NH | NH |  | Existing | 5 | 9.9 | 5 | 9.9
38555 | Berlin 2 | Generator | Yes | PV | Solar |  |  | Rest-of-Pool |  | MA | WCMA |  | Existing | 0.311 | 0 | 0.311 | 0
38556 | Berlin 3 | Generator | Yes | PV | Solar |  |  | Rest-of-Pool |  | MA | WCMA |  | Existing | 0.308 | 0 | 0.308 | 0
38558 | Fall River- Uxbridge | Generator | Yes | PV | Solar |  |  | Southeast New England |  | MA | SEMA |  | Existing | 1.447 | 0 | 1.447 | 0
38559 | Berlin 4 | Generator | Yes | PV | Solar |  |  | Rest-of-Pool |  | MA | WCMA |  | Existing | 0.347 | 0 | 0.347 | 0
38560 | Grafton | Generator | Yes | PV | Solar |  |  | Rest-of-Pool |  | MA | WCMA |  | Existing | 0.845 | 0 | 0.845 | 0
38561 | True North | Generator | Yes | PV | Solar |  |  | Southeast New England |  | MA | NEMA |  | Existing | 2.042 | 0 | 2.042 | 0
38562 | Franklin 1 | Generator | Yes | PV | Solar |  |  | Southeast New England |  | MA | SEMA |  | Existing | 1.41 | 0 | 1.41 | 0
38565 | Franklin 2 | Generator | Yes | PV | Solar |  |  | Southeast New England |  | MA | SEMA |  | Existing | 1.988 | 0 | 1.988 | 0
38567 | Billerica | Generator | Yes | PV | Solar |  |  | Rest-of-Pool |  | MA | WCMA |  | Existing | 1.527 | 0 | 1.527 | 0
38574 | Route 57 | Generator | Yes | PV | Solar |  |  | Rest-of-Pool |  | MA | WCMA |  | Existing | 0.726 | 0 | 0.726 | 0
38575 | Agawam Solar | Generator | Yes | PV | Solar |  |  | Rest-of-Pool |  | MA | WCMA |  | Existing | 0.686 | 0 | 0.686 | 0
38576 | Whately | Generator | Yes | PV | Solar |  |  | Rest-of-Pool |  | MA | WCMA |  | Existing | 0.617 | 0 | 0.617 | 0
38577 | Holiday Hill Community Wind | Generator | Yes | WT | Wind |  |  | Rest-of-Pool |  | MA | WCMA |  | Existing | 0.784 | 1.2 | 0.784 | 1.2
38579 | Rehoboth | Generator | Yes | PV | Solar |  |  | Southeast New England |  | MA | SEMA |  | Existing | 1.027 | 0 | 1.027 | 0
38580 | Amesbury | Generator | Yes | PV | Solar |  |  | Southeast New England |  | MA | NEMA |  | Existing | 2.312 | 0 | 2.312 | 0
38581 | Tyngsborough | Generator | Yes | PV | Solar |  |  | Rest-of-Pool |  | MA | WCMA |  | Existing | 1.283 | 0 | 1.283 | 0
38582 | Norton MA | Generator | Yes | PV | Solar |  |  | Southeast New England |  | MA | SEMA |  | Existing | 0.54 | 0 | 0.54 | 0
38583 | Agawam II | Generator | Yes | PV | Solar |  |  | Rest-of-Pool |  | MA | WCMA |  | Existing | 0.804 | 0 | 0.804 | 0
38584 | Bridgewater | Generator | Yes | PV | Solar |  |  | Southeast New England |  | MA | SEMA |  | Existing | 0.462 | 0 | 0.462 | 0
38655 | Barrett Distribution - Franklin Solar | Generator | Yes | PV | Solar |  |  | Southeast New England |  | MA | SEMA |  | Existing | 0.23 | 0 | 0.23 | 0
38657 | Heliovaas - Acton Solar | Generator | Yes | PV | Solar |  |  | Southeast New England |  | MA | NEMA |  | Existing | 0.494 | 0 | 0.494 | 0
38661 | Heliovaas - Sudbury Solar | Generator | Yes | PV | Solar |  |  | Southeast New England |  | MA | NEMA |  | Existing | 0.524 | 0 | 0.524 | 0
38663 | Killingly Energy Center | Generator | No | CC | Natural Gas |  |  | Rest-of-Pool |  | CT | CT |  | Existing | 631.955 | 631.955 | 631.955 | 631.955
38669 | Future Gen Wind | Generator | Yes | WT | Wind |  |  | Southeast New England |  | MA | SEMA |  | Existing | 1.526 | 2.014 | 1.526 | 2.014
38684 | Bloom Energy SOFC | Demand |  |  |  | On-Peak Demand Resource | Passive | Southeast New England |  | MA | NEMA |  | Existing | 9.18 | 9.18 | 9.18 | 9.18
38689 | Bloom Energy CT SOFC | Demand |  |  |  | On-Peak Demand Resource | Passive | Rest-of-Pool |  | CT | CT |  | Existing | 9.18 | 9.18 | 9.18 | 9.18
38692 | MMWEC Simple Cycle Gas Turbine | Generator | No | GT | Natural Gas |  |  | Southeast New England |  | MA | NEMA |  | Existing | 57.967 | 57.967 | 57.967 | 57.967
38694 | RTDR_Maine | Demand |  |  |  | Active Demand Capacity Resource | Active | Maine |  | ME | ME | Maine | Existing | 2.798 | 2.798 | 2.798 | 2.798
38696 | Blossom Rd 1 Fall River PV | Generator | Yes | PV | Solar |  |  | Southeast New England |  | MA | SEMA |  | Existing | 0.414 | 0 | 0.414 | 0
38698 | Blossom Rd 2 Fall River PV | Generator | Yes | PV | Solar |  |  | Southeast New England |  | MA | SEMA |  | Existing | 0.417 | 0 | 0.417 | 0
38699 | Groveland St Abington PV | Generator | Yes | PV | Solar |  |  | Southeast New England |  | MA | SEMA |  | Existing | 0.39 | 0 | 0.39 | 0
38700 | Stafford St Leicester PV 2 | Generator | Yes | PV | Solar |  |  | Rest-of-Pool |  | MA | WCMA |  | Existing | 0.228 | 0 | 0.228 | 0
38701 | Onset East | Generator | Yes | PV | Solar |  |  | Southeast New England |  | MA | SEMA |  | Existing | 0.455 | 0 | 0.455 | 0
38702 | Onset West | Generator | Yes | PV | Solar |  |  | Southeast New England |  | MA | SEMA |  | Existing | 0.449 | 0 | 0.449 | 0
38704 | Richardson Ave Attleboro PV 2 | Generator | Yes | PV | Solar |  |  | Southeast New England |  | MA | SEMA |  | Existing | 0.418 | 0 | 0.418 | 0
38706 | Old Upton Rd Grafton PV 2 | Generator | Yes | PV | Solar |  |  | Rest-of-Pool |  | MA | WCMA |  | Existing | 0.228 | 0 | 0.228 | 0
38707 | Main St Dighton PV | Generator | Yes | PV | Solar |  |  | Southeast New England |  | MA | SEMA |  | Existing | 0.265 | 0 | 0.265 | 0
38708 | Groton School Rd Ayer PV 2 | Generator | Yes | PV | Solar |  |  | Rest-of-Pool |  | MA | WCMA |  | Existing | 0.359 | 0 | 0.359 | 0
38709 | Frank Mossberg Dr Atteleboro PV | Generator | Yes | PV | Solar |  |  | Southeast New England |  | MA | SEMA |  | Existing | 0.18 | 0 | 0.18 | 0
38738 | Canton Mountain Wind Project | Generator | Yes | WT | Wind |  |  | Maine |  | ME | ME |  | Existing | 3.6 | 7.2 | 3.6 | 7.2
38757 | WOODBRIDGE FUEL CELL | Generator | No | FC | Natural Gas |  |  | Rest-of-Pool |  | CT | CT |  | Existing | 2.1 | 2.1 | 2.1 | 2.1
38758 | CT Small Gen | Demand |  |  |  | Active Demand Capacity Resource | Active | Rest-of-Pool |  | CT | CT | Western CT | Existing | 1.944 | 1.944 | 1.944 | 1.944
38760 | Norwich WWT | Generator | No | IC | Distillate Fuel Oil - including Diesel, No. 1, 2, and 4 |  |  | Rest-of-Pool |  | CT | CT |  | Existing | 2 | 2 | 2 | 2
38787 | CT On-Peak Solar | Demand |  |  |  | On-Peak Demand Resource | Passive | Rest-of-Pool |  | CT | CT |  | Existing | 33.059 | 10.249 | 33.059 | 10.249
38795 | Hadley 2 | Generator | Yes | PV | Solar |  |  | Rest-of-Pool |  | MA | WCMA |  | Existing | 0.621 | 0 | 0.621 | 0
38800 | DRCR_Western MA_2016 | Demand |  |  |  | Active Demand Capacity Resource | Active | Rest-of-Pool |  | MA | WCMA | Western MA | Existing | 14 | 14 | 14 | 14
38803 | DRCR_Springfield MA_2016 | Demand |  |  |  | Active Demand Capacity Resource | Active | Rest-of-Pool |  | MA | WCMA | Springfield MA | Existing | 7.805 | 7.805 | 7.805 | 7.805
38813 | DRCR_New Hampshire_2016 | Demand |  |  |  | Active Demand Capacity Resource | Active | Northern New England |  | NH | NH | New Hampshire | Existing | 14.394 | 14.394 | 14.394 | 14.394
38815 | Hubbardston PV | Generator | Yes | PV | Solar |  |  | Rest-of-Pool |  | MA | WCMA |  | Existing | 0.884 | 0 | 0.884 | 0
38823 | Coolidge Solar | Generator | Yes | PV | Solar |  |  | Northern New England |  | VT | VT |  | Existing | 6.85 | 0 | 6.85 | 0
38831 | Montague Site 36-Grosolar PV | Generator | Yes | PV | Solar |  |  | Rest-of-Pool |  | MA | WCMA |  | Existing | 1.28 | 0 | 1.28 | 0
38833 | DGSC PV405_28 Jacome Way_Middletown | Generator | Yes | PV | Solar |  |  | Southeast New England |  | RI | RI |  | Existing | 0.101 | 0 | 0.101 | 0
38834 | DGSC PV1666_179 Plain Meeting House Rd_West Greenwich | Generator | Yes | PV | Solar |  |  | Southeast New England |  | RI | RI |  | Existing | 0.828 | 0 | 0.828 | 0
38835 | Lee Site 31-Conti PV | Generator | Yes | PV | Solar |  |  | Rest-of-Pool |  | MA | WCMA |  | Existing | 0.375 | 0 | 0.375 | 0
38836 | Pittsfield 44-M&W PV | Generator | Yes | PV | Solar |  |  | Rest-of-Pool |  | MA | WCMA |  | Existing | 0.197 | 0 | 0.197 | 0
38840 | Maple EE CT 1718 | Demand |  |  |  | On-Peak Demand Resource | Passive | Rest-of-Pool |  | CT | CT |  | Existing | 2.421 | 2.378 | 2.378 | 2.378
38841 | Syncarpha Freetown | Generator | Yes | PV | Solar |  |  | Southeast New England |  | MA | SEMA |  | Existing | 1.5 | 0 | 1.5 | 0
38842 | DGSC PV3000_Forbes St Landfill_East Providence | Generator | Yes | PV | Solar |  |  | Southeast New England |  | RI | RI |  | Existing | 1.348 | 0 | 1.348 | 0
38843 | DGSC PV2000_338 Compass Circle_North Kingstown | Generator | Yes | PV | Solar |  |  | Southeast New England |  | RI | RI |  | Existing | 0.838 | 0 | 0.838 | 0
38853 | DGSC PV400_1 Ralco Way_Cumberland | Generator | Yes | PV | Solar |  |  | Southeast New England |  | RI | RI |  | Existing | 0.201 | 0 | 0.201 | 0
38855 | DGSC PV500_1060 West Main Rd_Portsmouth | Generator | Yes | PV | Solar |  |  | Southeast New England |  | RI | RI |  | Existing | 0.132 | 0 | 0.132 | 0
38858 | DGSC PV1225_100 Dupont Dr_Providence | Generator | Yes | PV | Solar |  |  | Southeast New England |  | RI | RI |  | Existing | 0.524 | 0 | 0.524 | 0
38860 | DGSC PV450_0 Martin St_Cubmerland | Generator | Yes | PV | Solar |  |  | Southeast New England |  | RI | RI |  | Existing | 0.187 | 0 | 0.187 | 0
38861 | DGSC PV225_225 Dupont Dr_Providence | Generator | Yes | PV | Solar |  |  | Southeast New England |  | RI | RI |  | Existing | 0.118 | 0 | 0.118 | 0
38862 | DGSC PV450_35 Martin St_Cumberland | Generator | Yes | PV | Solar |  |  | Southeast New England |  | RI | RI |  | Existing | 0.19 | 0 | 0.19 | 0
38863 | Syncarpha Lexington | Generator | Yes | PV | Solar |  |  | Southeast New England |  | MA | NEMA |  | Existing | 0.71 | 0 | 0.71 | 0
38864 | DGSC PV250_65 All American Way_North Kingstown | Generator | Yes | PV | Solar |  |  | Southeast New England |  | RI | RI |  | Existing | 0.117 | 0 | 0.117 | 0
38865 | DGSC PV850_582 Great Rd_North Smithfield | Generator | Yes | PV | Solar |  |  | Southeast New England |  | RI | RI |  | Existing | 0.41 | 0 | 0.41 | 0
38868 | DGSC PV1375_101 Peck Hill Rd_Johnston | Generator | Yes | PV | Solar |  |  | Southeast New England |  | RI | RI |  | Existing | 0.436 | 0 | 0.436 | 0
38869 | DGSC PV499_76 Silson Rd_Richmond | Generator | Yes | PV | Solar |  |  | Southeast New England |  | RI | RI |  | Existing | 0.194 | 0 | 0.194 | 0
38879 | CT - RW | Demand |  |  |  | Active Demand Capacity Resource | Active | Rest-of-Pool |  | CT | CT | Eastern CT | Existing | 11.88 | 11.88 | 11.88 | 11.88
38881 | DGSC PV495_1720 Davisville Rd_North Kingstown | Generator | Yes | PV | Solar |  |  | Southeast New England |  | RI | RI |  | Existing | 0.198 | 0 | 0.198 | 0
38883 | DGSC PV1170_23 Theodore Foster Rd_Foster | Generator | Yes | PV | Solar |  |  | Southeast New England |  | RI | RI |  | Existing | 0.438 | 0 | 0.438 | 0
38884 | DGSC PV912_260 South County Trail_Exeter | Generator | Yes | PV | Solar |  |  | Southeast New England |  | RI | RI |  | Existing | 0.44 | 0 | 0.44 | 0
38885 | DGSC PV1000_90 Tift Rd_North Smithfield | Generator | Yes | PV | Solar |  |  | Southeast New England |  | RI | RI |  | Existing | 0.454 | 0 | 0.454 | 0
38888 | Patterson Rd 1 Shirley PV | Generator | Yes | PV | Solar |  |  | Rest-of-Pool |  | MA | WCMA |  | Existing | 0.432 | 0 | 0.432 | 0
38889 | Patterson Rd 2 Shirley PV | Generator | Yes | PV | Solar |  |  | Rest-of-Pool |  | MA | WCMA |  | Existing | 0.229 | 0 | 0.229 | 0
38904 | NEMA DG | Demand |  |  |  | On-Peak Demand Resource | Passive | Southeast New England |  | MA | NEMA |  | Existing | 1.62 | 1.62 | 1.62 | 1.62
38905 | Connecticut DG | Demand |  |  |  | On-Peak Demand Resource | Passive | Rest-of-Pool |  | CT | CT |  | Existing | 3.402 | 3.402 | 3.402 | 3.402
38927 | MAPLE EE ME 1718 | Demand |  |  |  | On-Peak Demand Resource | Passive | Maine |  | ME | ME |  | Existing | 0.557 | 0.532 | 0.532 | 0.532
38928 | MAPLE EE NEMA 1718 | Demand |  |  |  | On-Peak Demand Resource | Passive | Southeast New England |  | MA | NEMA |  | Existing | 1.72 | 1.683 | 1.683 | 1.683
38929 | MAPLE EE NH 1718 | Demand |  |  |  | On-Peak Demand Resource | Passive | Northern New England |  | NH | NH |  | Existing | 1.671 | 1.644 | 1.644 | 1.644
38931 | MAPLE EE RI 1718 | Demand |  |  |  | On-Peak Demand Resource | Passive | Southeast New England |  | RI | RI |  | Existing | 0.554 | 0.541 | 0.541 | 0.541
38932 | MAPLE EE VT 1718 | Demand |  |  |  | On-Peak Demand Resource | Passive | Northern New England |  | VT | VT |  | Existing | 0.24 | 0.232 | 0.232 | 0.232
38933 | MAPLE EE WCMA 1718 | Demand |  |  |  | On-Peak Demand Resource | Passive | Rest-of-Pool |  | MA | WCMA |  | Existing | 1.21 | 1.18 | 1.18 | 1.18
38934 | MAPLE EE SEMA 1718 | Demand |  |  |  | On-Peak Demand Resource | Passive | Southeast New England |  | MA | SEMA |  | Existing | 1.193 | 1.172 | 1.172 | 1.172
38943 | Athens Energy LLC_1 | Generator | No | ST | Wood/Wood Waste Solids. |  |  | Maine |  | ME | ME |  | Existing | 7 | 7 | 7 | 7
38944 | Barre I | Generator | Yes | PV | Solar |  |  | Rest-of-Pool |  | MA | WCMA |  | Existing | 0.667 | 0 | 0.667 | 0
38945 | Gill | Generator | Yes | PV | Solar |  |  | Rest-of-Pool |  | MA | WCMA |  | Existing | 1.147 | 0 | 1.147 | 0
38956 | CentralMA_DR | Demand |  |  |  | Active Demand Capacity Resource | Active | Rest-of-Pool |  | MA | WCMA | Central MA | Existing | 3.132 | 3.132 | 3.132 | 3.132
38957 | SEMA_DR | Demand |  |  |  | Active Demand Capacity Resource | Active | Southeast New England |  | MA | SEMA | SEMA | Existing | 1.08 | 1.08 | 1.08 | 1.08
38961 | Fitchburg Solar, LLC | Generator | Yes | PV | Solar |  |  | Rest-of-Pool |  | MA | WCMA |  | Existing | 0.215 | 0 | 0.215 | 0
38962 | Ashby 1 Solar | Generator | Yes | PV | Solar |  |  | Rest-of-Pool |  | MA | WCMA |  | Existing | 0.374 | 0 | 0.374 | 0
38963 | Ashby 2 Solar | Generator | Yes | PV | Solar |  |  | Rest-of-Pool |  | MA | WCMA |  | Existing | 0.422 | 0 | 0.422 | 0
38964 | NorthernCT_DRCR | Demand |  |  |  | Active Demand Capacity Resource | Active | Rest-of-Pool |  | CT | CT | Northern CT | Existing | 12.9 | 12.9 | 12.9 | 12.9
38968 | DR_WesternCT | Demand |  |  |  | Active Demand Capacity Resource | Active | Rest-of-Pool |  | CT | CT | Western CT | Existing | 17.079 | 17.079 | 17.079 | 17.079
38969 | CPLN ME Solar OP | Demand |  |  |  | On-Peak Demand Resource | Passive | Maine |  | ME | ME |  | Existing | 3.38 | 0 | 3.38 | 0
38970 | Barre II | Generator | Yes | PV | Solar |  |  | Rest-of-Pool |  | MA | WCMA |  | Existing | 0.665 | 0 | 0.665 | 0
38971 | Seacoast_12 | Demand |  |  |  | Active Demand Capacity Resource | Active | Northern New England |  | NH | NH | Seacoast | Existing | 2.7 | 2.7 | 2.7 | 2.7
38972 | CPLN MA NEMA Solar OP | Demand |  |  |  | On-Peak Demand Resource | Passive | Southeast New England |  | MA | NEMA |  | Existing | 0.725 | 0 | 0.725 | 0
38973 | Partners Healthcare Sandwich | Generator | Yes | PV | Solar |  |  | Southeast New England |  | MA | SEMA |  | Existing | 0.301 | 0 | 0.301 | 0
38974 | CPLN RI Solar OP | Demand |  |  |  | On-Peak Demand Resource | Passive | Southeast New England |  | RI | RI |  | Existing | 2.29 | 0 | 2.29 | 0
40594 | SEMA Solar DG | Demand |  |  |  | On-Peak Demand Resource | Passive | Southeast New England |  | MA | SEMA |  | Existing | 5.026 | 0 | 5.026 | 0
40595 | Southwick | Generator | Yes | PV | Solar |  |  | Rest-of-Pool |  | MA | WCMA |  | Existing | 1.605 | 0 | 1.605 | 0
40596 | CPLN MA WC Solar OP | Demand |  |  |  | On-Peak Demand Resource | Passive | Rest-of-Pool |  | MA | WCMA |  | Existing | 7.174 | 0 | 7.174 | 0
40597 | DRCR_Northwest VT_2017 | Demand |  |  |  | Active Demand Capacity Resource | Active | Northern New England |  | VT | VT | Northwest Vermont | Existing | 7.323 | 7.323 | 7.323 | 7.323
40602 | DRCR_Vermont | Demand |  |  |  | Active Demand Capacity Resource | Active | Northern New England |  | VT | VT | Vermont | Existing | 7.74 | 7.74 | 7.74 | 7.74
40613 | Fusion Solar Center LLC | Generator | Yes | PV | Solar |  |  | Rest-of-Pool |  | CT | CT |  | Existing | 7.44 | 0 | 7.44 | 0
40615 | Hatfield Solar PV | Generator | Yes | PV | Solar |  |  | Rest-of-Pool |  | MA | WCMA |  | Existing | 0.63 | 0 | 0.63 | 0
40616 | Pawcatuck Solar Center | Generator | Yes | PV | Solar |  |  | Rest-of-Pool |  | CT | CT |  | Existing | 9 | 0 | 9 | 0
40617 | Sunderland PV Solar | Generator | Yes | PV | Solar |  |  | Rest-of-Pool |  | MA | WCMA |  | Existing | 0.175 | 0 | 0.175 | 0
40618 | Greenfield Solar PV | Generator | Yes | PV | Solar |  |  | Rest-of-Pool |  | MA | WCMA |  | Existing | 0.376 | 0 | 0.376 | 0
40619 | Southampton Solar PV | Generator | Yes | PV | Solar |  |  | Rest-of-Pool |  | MA | WCMA |  | Existing | 0.347 | 0 | 0.347 | 0
40620 | Savoy Solar PV | Generator | Yes | PV | Solar |  |  | Rest-of-Pool |  | MA | WCMA |  | Existing | 0.359 | 0 | 0.359 | 0
40621 | Hampden Solar PV | Generator | Yes | PV | Solar |  |  | Rest-of-Pool |  | MA | WCMA |  | Existing | 0.59 | 0 | 0.59 | 0
40622 | Springfield Solar PV | Generator | Yes | PV | Solar |  |  | Rest-of-Pool |  | MA | WCMA |  | Existing | 0.712 | 0 | 0.712 | 0
40623 | East Longmeadow Solar PV | Generator | Yes | PV | Solar |  |  | Rest-of-Pool |  | MA | WCMA |  | Existing | 0.842 | 0 | 0.842 | 0
40624 | East Springfield Solar PV | Generator | Yes | PV | Solar |  |  | Rest-of-Pool |  | MA | WCMA |  | Existing | 0.261 | 0 | 0.261 | 0
40625 | Ludlow Site 72 - Conti | Generator | Yes | PV | Solar |  |  | Rest-of-Pool |  | MA | WCMA |  | Existing | 0.264 | 0 | 0.264 | 0
40626 | Plymouth Solar PV | Generator | Yes | PV | Solar |  |  | Southeast New England |  | MA | SEMA |  | Existing | 0.229 | 0 | 0.229 | 0
40627 | New Bedford Solar PV | Generator | Yes | PV | Solar |  |  | Southeast New England |  | MA | SEMA |  | Existing | 0.169 | 0 | 0.169 | 0
40629 | Wareham Solar PV | Generator | Yes | PV | Solar |  |  | Southeast New England |  | MA | SEMA |  | Existing | 0.553 | 0 | 0.553 | 0
40630 | Hinsdale Solar PV | Generator | Yes | PV | Solar |  |  | Rest-of-Pool |  | MA | WCMA |  | Existing | 0.365 | 0 | 0.365 | 0
40631 | Southwick Solar PV | Generator | Yes | PV | Solar |  |  | Rest-of-Pool |  | MA | WCMA |  | Existing | 0.823 | 0 | 0.823 | 0
40632 | RI_23_DGSC PV_200 Frenchtown Rd_North Kingstown | Generator | Yes | PV | Solar |  |  | Southeast New England |  | RI | RI |  | Existing | 0.342 | 0 | 0.342 | 0
40653 | Madison BESS | Generator | No | BA | Electricity used for Energy Storage |  |  | Maine |  | ME | ME |  | Existing | 4.99 | 4.99 | 4.99 | 4.99
40654 | RI_29_RE Growth PV_44 Bank St_Hopkinton | Generator | Yes | PV | Solar |  |  | Southeast New England |  | RI | RI |  | Existing | 0.14 | 0 | 0.14 | 0
40655 | RI_33_RE Growth PV_200 Frenchtown Rd_North Kingstown | Generator | Yes | PV | Solar |  |  | Southeast New England |  | RI | RI |  | Existing | 0.264 | 0 | 0.264 | 0
40656 | RI_34_RE Growth PV_0 Danielson Pike_Providence | Generator | Yes | PV | Solar |  |  | Southeast New England |  | RI | RI |  | Existing | 0.702 | 0 | 0.702 | 0
40658 | Vineyard Wind | Generator | Yes | WT | Wind |  |  | Southeast New England |  | MA | SEMA |  | Existing | 53.805 | 82.383 | 53.805 | 82.383
40659 | RI_36_RE Growth PV_540 Nooseneck Hill Rd_Exeter | Generator | Yes | PV | Solar |  |  | Southeast New England |  | RI | RI |  | Existing | 0.377 | 0 | 0.377 | 0
40664 | Syncarpha Massachusetts | Generator | Yes | PV | Solar |  |  | Rest-of-Pool |  | MA | WCMA |  | Existing | 0.67 | 0 | 0.67 | 0
40667 | RI_42_RE Growth PV_320 Compass Circle_North Kingstown | Generator | Yes | PV | Solar |  |  | Southeast New England |  | RI | RI |  | Existing | 0.464 | 0 | 0.464 | 0
40675 | RI_50_RE Growth PV_722 Main St_Hopkinton | Generator | Yes | PV | Solar |  |  | Southeast New England |  | RI | RI |  | Existing | 0.1 | 0 | 0.1 | 0
40676 | RI_52_RE Growth PV_139 Heaton Orchard Rd_Richmond | Generator | Yes | PV | Solar |  |  | Southeast New England |  | RI | RI |  | Existing | 0.1 | 0 | 0.1 | 0
40698 | Syncarpha North Adams | Generator | Yes | PV | Solar |  |  | Rest-of-Pool |  | MA | WCMA |  | Existing | 1 | 0 | 1 | 0
40700 | Syncarpha Bondsville | Generator | Yes | PV | Solar |  |  | Rest-of-Pool |  | MA | WCMA |  | Existing | 1.36 | 0 | 1.36 | 0
40732 | Three Corners Solar | Generator | Yes | PV | Solar |  |  | Maine |  | ME | ME |  | Existing | 77.1 | 0 | 77.1 | 0
40736 | Syncarpha Billerica | Generator | Yes | PV | Solar |  |  | Rest-of-Pool |  | MA | WCMA |  | Existing | 1.6 | 0 | 1.6 | 0
40744 | RI_43_RE Growth PV_582 Great Rd_North Smithfield | Generator | Yes | PV | Solar |  |  | Southeast New England |  | RI | RI |  | Existing | 0.177 | 0 | 0.177 | 0
40746 | Syncarpha Hancock I | Generator | Yes | PV | Solar |  |  | Rest-of-Pool |  | MA | WCMA |  | Existing | 0.8 | 0 | 0.8 | 0
40749 | Syncarpha Hancock II | Generator | Yes | PV | Solar |  |  | Rest-of-Pool |  | MA | WCMA |  | Existing | 0.8 | 0 | 0.8 | 0
40751 | Syncarpha Hancock III | Generator | Yes | PV | Solar |  |  | Rest-of-Pool |  | MA | WCMA |  | Existing | 0.4 | 0 | 0.4 | 0
40765 | CVEC EDGARTOWN - 1886 | Generator | Yes | PV | Solar |  |  | Southeast New England |  | MA | SEMA |  | Existing | 0.45 | 0 | 0.45 | 0
40766 | CVEC BARNSTABLE FIRE 2423 | Generator | Yes | PV | Solar |  |  | Southeast New England |  | MA | SEMA |  | Existing | 0.138 | 0 | 0.138 | 0
40767 | CVEC DY HIGH SCHOOL 2175 2173 | Generator | Yes | PV | Solar |  |  | Southeast New England |  | MA | SEMA |  | Existing | 0.229 | 0 | 0.229 | 0
40768 | CVEC EASTHAM 1915 | Generator | Yes | PV | Solar |  |  | Southeast New England |  | MA | SEMA |  | Existing | 0.116 | 0 | 0.116 | 0
40769 | CVEC MARGUERITE SMALL SCHOOL 2168 | Generator | Yes | PV | Solar |  |  | Southeast New England |  | MA | SEMA |  | Existing | 0.24 | 0 | 0.24 | 0
40770 | CVEC MARSTON MILLS 1964 1965 | Generator | Yes | PV | Solar |  |  | Southeast New England |  | MA | SEMA |  | Existing | 1.172 | 0 | 1.172 | 0
40771 | CVEC WEST TISBURY 2189 | Generator | Yes | PV | Solar |  |  | Southeast New England |  | MA | SEMA |  | Existing | 0.206 | 0 | 0.206 | 0
40772 | CVEC VINEYARD HAVEN 1923 | Generator | Yes | PV | Solar |  |  | Southeast New England |  | MA | SEMA |  | Existing | 0.193 | 0 | 0.193 | 0
40773 | CVEC ORLEANS 2217 | Generator | Yes | PV | Solar |  |  | Southeast New England |  | MA | SEMA |  | Existing | 0.1 | 0 | 0.1 | 0
40774 | CVEC HYANNIS 2181 | Generator | Yes | PV | Solar |  |  | Southeast New England |  | MA | SEMA |  | Existing | 2.144 | 0 | 2.144 | 0
40775 | CVEC CHATHAM 1911 | Generator | Yes | PV | Solar |  |  | Southeast New England |  | MA | SEMA |  | Existing | 0.598 | 0 | 0.598 | 0
40776 | CVEC BREWSTER 1912 | Generator | Yes | PV | Solar |  |  | Southeast New England |  | MA | SEMA |  | Existing | 0.334 | 0 | 0.334 | 0
40777 | CVEC HARWICH - 1913 | Generator | Yes | PV | Solar |  |  | Southeast New England |  | MA | SEMA |  | Existing | 1.559 | 0 | 1.559 | 0
40778 | CVEC EDGARTOWN - 1887 | Generator | Yes | PV | Solar |  |  | Southeast New England |  | MA | SEMA |  | Existing | 0.332 | 0 | 0.332 | 0
40779 | Springfield_DR | Demand |  |  |  | Active Demand Capacity Resource | Active | Rest-of-Pool |  | MA | WCMA | Springfield MA | Existing | 1.08 | 1.08 | 1.08 | 1.08
40783 | CT RESI On-Peak | Demand |  |  |  | On-Peak Demand Resource | Passive | Rest-of-Pool |  | CT | CT |  | Existing | 22.356 | 0 | 22.356 | 0
40785 | Vermont Solar On-Peak | Demand |  |  |  | On-Peak Demand Resource | Passive | Northern New England |  | VT | VT |  | Existing | 1.188 | 0 | 1.188 | 0
40786 | Cambridge Park Solar | Generator | Yes | PV | Solar |  |  | Southeast New England |  | MA | NEMA |  | Existing | 0.186 | 0 | 0.186 | 0
40789 | Maxwell Green Solar | Generator | Yes | PV | Solar |  |  | Southeast New England |  | MA | NEMA |  | Existing | 0.104 | 0 | 0.104 | 0
40797 | Holliston Field 2 | Generator | Yes | PV | Solar |  |  | Southeast New England |  | MA | SEMA |  | Existing | 0.12 | 0 | 0.12 | 0
40804 | NH-LR | Demand |  |  |  | Active Demand Capacity Resource | Active | Northern New England |  | NH | NH | New Hampshire | Existing | 1.08 | 1.08 | 0 | 0
40809 | SR Aggregation VT 2 | Demand |  |  |  | On-Peak Demand Resource | Passive | Northern New England |  | VT | VT |  | Existing | 3.5 | 3.5 | 3.5 | 3.5
40811 | SR Aggregation NH 4 | Demand |  |  |  | On-Peak Demand Resource | Passive | Northern New England |  | NH | NH |  | Existing | 1.5 | 1.5 | 1.5 | 1.5
40815 | SR Aggregation MA 11 | Demand |  |  |  | On-Peak Demand Resource | Passive | Southeast New England |  | MA | NEMA |  | Existing | 8.5 | 8.5 | 8.5 | 8.5
40817 | SR Aggregation MA 13 | Demand |  |  |  | On-Peak Demand Resource | Passive | Southeast New England |  | MA | SEMA |  | Existing | 5.5 | 5.5 | 5.5 | 5.5
40822 | SR Aggregation RI 19 | Demand |  |  |  | On-Peak Demand Resource | Passive | Southeast New England |  | RI | RI |  | Existing | 1 | 1 | 1 | 1
40837 | ADCR_113189_Boston (7507) | Demand |  |  |  | Active Demand Capacity Resource | Active | Southeast New England |  | MA | NEMA | Boston | Existing | 19.923 | 19.923 | 19.923 | 19.923
40838 | ADCR_122708_Boston (7507) | Demand |  |  |  | Active Demand Capacity Resource | Active | Southeast New England |  | MA | NEMA | Boston | Existing | 2.16 | 2.16 | 0 | 0
40839 | ADCR_122708_North Shore (7508) | Demand |  |  |  | Active Demand Capacity Resource | Active | Southeast New England |  | MA | NEMA | North Shore | Existing | 4.104 | 4.104 | 1.944 | 1.944
40841 | ADCR_122708_SEMA (7512) | Demand |  |  |  | Active Demand Capacity Resource | Active | Southeast New England |  | MA | SEMA | SEMA | Existing | 2.16 | 2.16 | 0 | 0
40842 | ADCR_122708_Western MA (7517) | Demand |  |  |  | Active Demand Capacity Resource | Active | Rest-of-Pool |  | MA | WCMA | Western MA | Existing | 1.08 | 1.08 | 0 | 0
40843 | ADCR_51405_Boston (7507) | Demand |  |  |  | Active Demand Capacity Resource | Active | Southeast New England |  | MA | NEMA | Boston | Existing | 11.891 | 11.891 | 11.891 | 11.891
40844 | ADCR_51405_Western CT (7503) | Demand |  |  |  | Active Demand Capacity Resource | Active | Rest-of-Pool |  | CT | CT | Western CT | Existing | 2.16 | 2.16 | 0 | 0
40845 | ADCR_51405_Western MA (7517) | Demand |  |  |  | Active Demand Capacity Resource | Active | Rest-of-Pool |  | MA | WCMA | Western MA | Existing | 1.296 | 1.296 | 1.296 | 1.296
40846 | ADCR_87147_Bangor Hydro (7504) | Demand |  |  |  | Active Demand Capacity Resource | Active | Maine |  | ME | ME | Bangor Hydro | Existing | 2.43 | 2.652 | 2.43 | 2.43
40847 | ADCR_87147_Boston (7507) | Demand |  |  |  | Active Demand Capacity Resource | Active | Southeast New England |  | MA | NEMA | Boston | Existing | 20.59 | 20.59 | 14.59 | 14.59
40848 | ADCR_87147_Central MA (7515) | Demand |  |  |  | Active Demand Capacity Resource | Active | Rest-of-Pool |  | MA | WCMA | Central MA | Existing | 19.412 | 17.828 | 12.828 | 12.828
40849 | ADCR_87147_Eastern CT (7500) | Demand |  |  |  | Active Demand Capacity Resource | Active | Rest-of-Pool |  | CT | CT | Eastern CT | Existing | 30.639 | 31.195 | 16.639 | 16.639
40850 | ADCR_87147_Lower SEMA (7511) | Demand |  |  |  | Active Demand Capacity Resource | Active | Southeast New England |  | MA | SEMA | Lower SEMA | Existing | 6.478 | 6.254 | 6.254 | 6.254
40851 | ADCR_87147_Maine (7505) | Demand |  |  |  | Active Demand Capacity Resource | Active | Maine |  | ME | ME | Maine | Existing | 58.299 | 78.975 | 24.007 | 24.007
40852 | ADCR_87147_New Hampshire (7509) | Demand |  |  |  | Active Demand Capacity Resource | Active | Northern New England |  | NH | NH | New Hampshire | Existing | 16.596 | 15.877 | 9.877 | 9.877
40853 | ADCR_87147_North Shore (7508) | Demand |  |  |  | Active Demand Capacity Resource | Active | Southeast New England |  | MA | NEMA | North Shore | Existing | 3.219 | 3.219 | 3.219 | 3.219
40854 | ADCR_87147_Northern CT (7501) | Demand |  |  |  | Active Demand Capacity Resource | Active | Rest-of-Pool |  | CT | CT | Northern CT | Existing | 39.891 | 39.55 | 28.55 | 28.55
40855 | ADCR_87147_Northwest Vermont (7513) | Demand |  |  |  | Active Demand Capacity Resource | Active | Northern New England |  | VT | VT | Northwest Vermont | Existing | 24.622 | 28.51 | 13.622 | 13.622
40856 | ADCR_87147_Norwalk - Stamford (7502) | Demand |  |  |  | Active Demand Capacity Resource | Active | Rest-of-Pool |  | CT | CT | Norwalk - Stamford | Existing | 3.078 | 3.078 | 3.078 | 3.078
40857 | ADCR_87147_Portland Maine (7506) | Demand |  |  |  | Active Demand Capacity Resource | Active | Maine |  | ME | ME | Portland Maine | Existing | 2.11 | 3.212 | 2.11 | 2.11
40858 | ADCR_87147_Rhode Island (7518) | Demand |  |  |  | Active Demand Capacity Resource | Active | Southeast New England |  | RI | RI | Rhode Island | Existing | 20.521 | 16.991 | 12.991 | 12.991
40859 | ADCR_87147_SEMA (7512) | Demand |  |  |  | Active Demand Capacity Resource | Active | Southeast New England |  | MA | SEMA | SEMA | Existing | 13.754 | 12.102 | 8.102 | 8.102
40860 | ADCR_87147_Seacoast (7510) | Demand |  |  |  | Active Demand Capacity Resource | Active | Northern New England |  | NH | NH | Seacoast | Existing | 7.992 | 7.991 | 5.991 | 5.991
40861 | ADCR_87147_Springfield MA (7516) | Demand |  |  |  | Active Demand Capacity Resource | Active | Rest-of-Pool |  | MA | WCMA | Springfield MA | Existing | 18.856 | 17.689 | 8.689 | 8.689
40862 | ADCR_87147_Vermont (7514) | Demand |  |  |  | Active Demand Capacity Resource | Active | Northern New England |  | VT | VT | Vermont | Existing | 5.81 | 7.112 | 3.81 | 3.81
40863 | ADCR_87147_Western CT (7503) | Demand |  |  |  | Active Demand Capacity Resource | Active | Rest-of-Pool |  | CT | CT | Western CT | Existing | 40.354 | 39.433 | 25.433 | 25.433
40864 | ADCR_87147_Western MA (7517) | Demand |  |  |  | Active Demand Capacity Resource | Active | Rest-of-Pool |  | MA | WCMA | Western MA | Existing | 20.07 | 19.166 | 12.166 | 12.166
40865 | CT East | Demand |  |  |  | Active Demand Capacity Resource | Active | Rest-of-Pool |  | CT | CT | Eastern CT | Existing | 1.35 | 1.35 | 0 | 0
40866 | CT North | Demand |  |  |  | Active Demand Capacity Resource | Active | Rest-of-Pool |  | CT | CT | Northern CT | Existing | 2.7 | 2.7 | 0 | 0
40867 | CT West | Demand |  |  |  | Active Demand Capacity Resource | Active | Rest-of-Pool |  | CT | CT | Western CT | Existing | 11.71 | 11.71 | 11.71 | 11.71
40868 | NEMA Boston | Demand |  |  |  | Active Demand Capacity Resource | Active | Southeast New England |  | MA | NEMA | Boston | Existing | 9.683 | 9.683 | 7.978 | 7.978
40869 | NEMA NS | Demand |  |  |  | Active Demand Capacity Resource | Active | Southeast New England |  | MA | NEMA | North Shore | Existing | 0.078 | 0.178 | 0.078 | 0.078
40870 | RI 1 ADCR | Demand |  |  |  | Active Demand Capacity Resource | Active | Southeast New England |  | RI | RI | Rhode Island | Existing | 0.745 | 0.745 | 0.583 | 0.583
40871 | SEMA 1 ADCR | Demand |  |  |  | Active Demand Capacity Resource | Active | Southeast New England |  | MA | SEMA | SEMA | Existing | 0.877 | 0.877 | 0.557 | 0.557
40872 | WCMA Central Mass | Demand |  |  |  | Active Demand Capacity Resource | Active | Rest-of-Pool |  | MA | WCMA | Central MA | Existing | 0.734 | 0.734 | 0.622 | 0.622
355 | BRANFORD 10 | Generator | No | GT | Kerosene |  |  | Rest-of-Pool |  | CT | CT |  | New | 15.84 | 20.95 | 0 | 0
396 | DEVON 10 | Generator | No | GT | Kerosene |  |  | Rest-of-Pool |  | CT | CT |  | New | 14.407 | 19.186 | 0 | 0
420 | FRANKLIN DRIVE 10 | Generator | No | GT | Kerosene |  |  | Rest-of-Pool |  | CT | CT |  | New | 15.417 | 20.527 | 0 | 0
478 | MIDDLETOWN 10 | Generator | No | GT | Jet Fuel |  |  | Rest-of-Pool |  | CT | CT |  | New | 15.515 | 20.015 | 0 | 0
480 | MIDDLETOWN 2 | Generator | No | ST | Residual Fuel Oil Bunker C |  |  | Rest-of-Pool |  | CT | CT |  | New | 375 | 378 | 0 | 0
528 | OCEAN ST PWR GT1 GT2 ST1 | Generator | No | CC | Natural Gas |  |  | Southeast New England |  | RI | RI |  | New | 333.362 | 334 | 0 | 0
529 | OCEAN ST PWR GT3 GT4 ST2 | Generator | No | CC | Natural Gas |  |  | Southeast New England |  | RI | RI |  | New | 334 | 334 | 0 | 0
595 | TORRINGTON TERMINAL 10 | Generator | No | GT | Kerosene |  |  | Rest-of-Pool |  | CT | CT |  | New | 15.638 | 20.748 | 0 | 0
12581 | CL&P - Conservation & Load Management (CL&M) - Energy Efficiency Project | Demand |  |  |  | Seasonal Peak Demand Resource | Passive | Rest-of-Pool |  | CT | CT |  | New | 8 | 15 | 8 | 8
12600 | UI Conservation and Load Management Programs | Demand |  |  |  | Seasonal Peak Demand Resource | Passive | Rest-of-Pool |  | CT | CT |  | New | 16.012 | 12.617 | 16.012 | 12.617
12657 | Unitil CORE Energy Efficiency Programs-2 | Demand |  |  |  | On-Peak Demand Resource | Passive | Rest-of-Pool |  | MA | WCMA |  | New | 0.645 | 0.681 | 0.645 | 0.645
12670 | ngrid_nema_fca1_eeodr | Demand |  |  |  | On-Peak Demand Resource | Passive | Southeast New England |  | MA | NEMA |  | New | 32.138 | 27.514 | 27.514 | 27.514
12671 | ngrid_nh_fca1_eeodr | Demand |  |  |  | On-Peak Demand Resource | Passive | Northern New England |  | NH | NH |  | New | 0.518 | 0.399 | 0.399 | 0.399
12672 | ngrid_ri_fca1_eeodr | Demand |  |  |  | On-Peak Demand Resource | Passive | Southeast New England |  | RI | RI |  | New | 35.075 | 26.647 | 26.647 | 26.647
12673 | ngrid_sema_fca1_eeodr | Demand |  |  |  | On-Peak Demand Resource | Passive | Southeast New England |  | MA | SEMA |  | New | 56.204 | 45.64 | 45.64 | 45.64
12674 | ngrid_wcma_fca1_eeodr | Demand |  |  |  | On-Peak Demand Resource | Passive | Rest-of-Pool |  | MA | WCMA |  | New | 44.481 | 33.629 | 33.629 | 33.629
12684 | NSTAR EE NEMA | Demand |  |  |  | On-Peak Demand Resource | Passive | Southeast New England |  | MA | NEMA |  | New | 47.705 | 16.825 | 14.04 | 14.04
12685 | NSTAR EE SEMA | Demand |  |  |  | On-Peak Demand Resource | Passive | Southeast New England |  | MA | SEMA |  | New | 9.213 | 4.204 | 3.45 | 3.45
12693 | PSNH CORE Energy Efficiency Programs | Demand |  |  |  | On-Peak Demand Resource | Passive | Northern New England |  | NH | NH |  | New | 15.682 | 26.155 | 15.682 | 15.682
12705 | Cape Light Compact Energy Efficiency Portfolio | Demand |  |  |  | On-Peak Demand Resource | Passive | Southeast New England |  | MA | SEMA |  | New | 11.113 | 17.627 | 11.113 | 15.026
12757 | NHEC Energy Efficiency Programs | Demand |  |  |  | On-Peak Demand Resource | Passive | Northern New England |  | NH | NH |  | New | 0.546 | 0.675 | 0.546 | 0.546
12779 | CPLN CT On-Peak | Demand |  |  |  | On-Peak Demand Resource | Passive | Rest-of-Pool |  | CT | CT |  | New | 6.653 | 6.653 | 2.958 | 2.958
12801 | UES CORE Energy Efficiency Programs | Demand |  |  |  | On-Peak Demand Resource | Passive | Northern New England |  | NH | NH |  | New | 1.231 | 1.062 | 1.062 | 1.062
12822 | Burlington Electric Department - On-Peak Efficiency | Demand |  |  |  | On-Peak Demand Resource | Passive | Northern New England |  | VT | VT |  | New | 1.381 | 2.146 | 1.381 | 1.381
12838 | CPLN MA WC OP | Demand |  |  |  | On-Peak Demand Resource | Passive | Rest-of-Pool |  | MA | WCMA |  | New | 2.16 | 2.16 | 2.16 | 2.16
12845 | Vermont Efficiency Portfolio-1 | Demand |  |  |  | On-Peak Demand Resource | Passive | Northern New England |  | VT | VT |  | New | 9.18 | 36.72 | 9.18 | 9.18
37929 | RTDR_50786_Central MA (7515) | Demand |  |  |  | Active Demand Capacity Resource | Active | Rest-of-Pool |  | MA | WCMA | Central MA | New | 3.24 | 3.24 | 0 | 0
37930 | RTDR_50786_Eastern CT (7500) | Demand |  |  |  | Active Demand Capacity Resource | Active | Rest-of-Pool |  | CT | CT | Eastern CT | New | 1.62 | 1.62 | 0 | 0
37931 | RTDR_50786_Lower SEMA (7511) | Demand |  |  |  | Active Demand Capacity Resource | Active | Southeast New England |  | MA | SEMA | Lower SEMA | New | 1.728 | 1.728 | 0.54 | 0.54
37933 | RTDR_50786_New Hampshire (7509) | Demand |  |  |  | Active Demand Capacity Resource | Active | Northern New England |  | NH | NH | New Hampshire | New | 2.16 | 2.16 | 0 | 0
37934 | RTDR_50786_North Shore (7508) | Demand |  |  |  | Active Demand Capacity Resource | Active | Southeast New England |  | MA | NEMA | North Shore | New | 0.648 | 0.648 | 0.54 | 0.54
37935 | RTDR_50786_Northern CT (7501) | Demand |  |  |  | Active Demand Capacity Resource | Active | Rest-of-Pool |  | CT | CT | Northern CT | New | 2.16 | 2.16 | 0 | 0
37936 | RTDR_50786_Norwalk - Stamford (7502) | Demand |  |  |  | Active Demand Capacity Resource | Active | Rest-of-Pool |  | CT | CT | Norwalk - Stamford | New | 1.08 | 1.08 | 0.54 | 0.54
37937 | RTDR_50786_Portland Maine (7506) | Demand |  |  |  | Active Demand Capacity Resource | Active | Maine |  | ME | ME | Portland Maine | New | 1.08 | 1.08 | 0 | 0
37939 | RTDR_50786_SEMA (7512) | Demand |  |  |  | Active Demand Capacity Resource | Active | Southeast New England |  | MA | SEMA | SEMA | New | 1.08 | 1.08 | 0.54 | 0.54
37941 | RTDR_50786_Springfield MA (7516) | Demand |  |  |  | Active Demand Capacity Resource | Active | Rest-of-Pool |  | MA | WCMA | Springfield MA | New | 1.08 | 1.08 | 0.54 | 0.54
37943 | RTDR_50786_Western CT (7503) | Demand |  |  |  | Active Demand Capacity Resource | Active | Rest-of-Pool |  | CT | CT | Western CT | New | 1.296 | 1.296 | 0.54 | 0.54
37944 | RTDR_50786_Western MA (7517) | Demand |  |  |  | Active Demand Capacity Resource | Active | Rest-of-Pool |  | MA | WCMA | Western MA | New | 1.404 | 1.404 | 0.54 | 0.54
38057 | Efficiency Maine Trust FCA6 B | Demand |  |  |  | On-Peak Demand Resource | Passive | Maine |  | ME | ME |  | New | 99.294 | 73.29 | 45 | 35.537
38210 | RTDR_50689_North_Shore_38210 | Demand |  |  |  | Active Demand Capacity Resource | Active | Southeast New England |  | MA | NEMA | North Shore | New | 10.368 | 6.696 | 0 | 0
38219 | WMECO EE WCMA | Demand |  |  |  | On-Peak Demand Resource | Passive | Rest-of-Pool |  | MA | WCMA |  | New | 21.703 | 19.422 | 19.422 | 19.422
38322 | DRCR_Central MA_201403 | Demand |  |  |  | Active Demand Capacity Resource | Active | Rest-of-Pool |  | MA | WCMA | Central MA | New | 13.608 | 10.584 | 4.6 | 4.6
38324 | DRCR_Lower SEMA_201403 | Demand |  |  |  | Active Demand Capacity Resource | Active | Southeast New England |  | MA | SEMA | Lower SEMA | New | 6.912 | 5.076 | 3.78 | 3.78
38331 | DRCR_Rhode Island_201403 | Demand |  |  |  | Active Demand Capacity Resource | Active | Southeast New England |  | RI | RI | Rhode Island | New | 8.64 | 6.588 | 0 | 0
38334 | DRCR_SEMA_201403 | Demand |  |  |  | Active Demand Capacity Resource | Active | Southeast New England |  | MA | SEMA | SEMA | New | 8.532 | 5.94 | 0.9 | 0.9
38360 | DRCR_Boston_201403 | Demand |  |  |  | Active Demand Capacity Resource | Active | Southeast New England |  | MA | NEMA | Boston | New | 27.648 | 20.52 | 5.6 | 5.6
38387 | CSG Aggregation of DG and 24 hr lighting EE - NEMA1_2 | Demand |  |  |  | On-Peak Demand Resource | Passive | Southeast New England |  | MA | NEMA |  | New | 2.077 | 2.077 | 0 | 0
38388 | CSG Aggregation of DG and 24 hr lighting EE - SEMA1_2 | Demand |  |  |  | On-Peak Demand Resource | Passive | Southeast New England |  | MA | SEMA |  | New | 0.259 | 0.259 | 0.259 | 0.259
38389 | CSG Aggregation of DG and 24 hr lighting EE - WCMA1_2 | Demand |  |  |  | On-Peak Demand Resource | Passive | Rest-of-Pool |  | MA | WCMA |  | New | 1.624 | 1.624 | 0.172 | 0.172
38483 | Ngrid_SEMA_CHP | Demand |  |  |  | On-Peak Demand Resource | Passive | Southeast New England |  | MA | SEMA |  | New | 0.245 | 0.245 | 0 | 0
38800 | DRCR_Western MA_2016 | Demand |  |  |  | Active Demand Capacity Resource | Active | Rest-of-Pool |  | MA | WCMA | Western MA | New | 24.732 | 20.52 | 0 | 0
38803 | DRCR_Springfield MA_2016 | Demand |  |  |  | Active Demand Capacity Resource | Active | Rest-of-Pool |  | MA | WCMA | Springfield MA | New | 7.452 | 6.264 | 0 | 0
38813 | DRCR_New Hampshire_2016 | Demand |  |  |  | Active Demand Capacity Resource | Active | Northern New England |  | NH | NH | New Hampshire | New | 9.396 | 10.8 | 0 | 0
38824 | Nutmeg Solar | Generator | Yes | PV | Solar |  |  | Rest-of-Pool |  | MA | WCMA |  | New | 12.7 | 0 | 5.647 | 0
38825 | Sanford Airport Solar | Generator | Yes | PV | Solar |  |  | Maine |  | ME | ME |  | New | 30.4 | 0 | 13.516 | 0
38826 | Quinebaug Solar | Generator | Yes | PV | Solar |  |  | Rest-of-Pool |  | CT | CT |  | New | 24.9 | 0 | 11.071 | 0
38838 | Farmington Solar | Generator | Yes | PV | Solar |  |  | Maine |  | ME | ME |  | New | 48.04 | 0 | 21.359 | 0
38848 | Constitution Solar | Generator | Yes | PV | Solar |  |  | Rest-of-Pool |  | CT | CT |  | New | 11.6 | 0 | 5.157 | 0
38849 | W Portsmouth Solar | Generator | Yes | PV | Solar |  |  | Northern New England |  | NH | NH |  | New | 5.78 | 0 | 0 | 0
38892 | Winslow Solar | Generator | Yes | PV | Solar |  |  | Maine |  | ME | ME |  | New | 10.41 | 0 | 0 | 0
38894 | Hinckley Solar | Generator | Yes | PV | Solar |  |  | Maine |  | ME | ME |  | New | 11.204 | 0 | 0 | 0
38964 | NorthernCT_DRCR | Demand |  |  |  | Active Demand Capacity Resource | Active | Rest-of-Pool |  | CT | CT | Northern CT | New | 5.94 | 5.184 | 0 | 0
38965 | DRCR_Eastern_CT | Demand |  |  |  | Active Demand Capacity Resource | Active | Rest-of-Pool |  | CT | CT | Eastern CT | New | 4.86 | 2.592 | 0 | 0
38966 | DRCR_NorwalkStamford_2017 | Demand |  |  |  | Active Demand Capacity Resource | Active | Rest-of-Pool |  | CT | CT | Norwalk - Stamford | New | 7.927 | 6.372 | 0 | 0
38968 | DR_WesternCT | Demand |  |  |  | Active Demand Capacity Resource | Active | Rest-of-Pool |  | CT | CT | Western CT | New | 7.344 | 5.832 | 0 | 0
38971 | Seacoast_12 | Demand |  |  |  | Active Demand Capacity Resource | Active | Northern New England |  | NH | NH | Seacoast | New | 2.484 | 2.16 | 2.16 | 2.16
40597 | DRCR_Northwest VT_2017 | Demand |  |  |  | Active Demand Capacity Resource | Active | Northern New England |  | VT | VT | Northwest Vermont | New | 0.918 | 1.296 | 0 | 0
40598 | S - NEMA Solar DG Aggregation | Demand |  |  |  | On-Peak Demand Resource | Passive | Southeast New England |  | MA | NEMA |  | New | 1.331 | 0 | 1.232 | 0
40600 | S - SEMA Solar DG Aggregation | Demand |  |  |  | On-Peak Demand Resource | Passive | Southeast New England |  | MA | SEMA |  | New | 0.895 | 0 | 0.6 | 0
40601 | S - WCMA Solar DG Aggregation | Demand |  |  |  | On-Peak Demand Resource | Passive | Rest-of-Pool |  | MA | WCMA |  | New | 0.726 | 0 | 0.168 | 0
40602 | DRCR_Vermont | Demand |  |  |  | Active Demand Capacity Resource | Active | Northern New England |  | VT | VT | Vermont | New | 1.296 | 1.512 | 0 | 0
40658 | Vineyard Wind | Generator | Yes | WT | Wind |  |  | Southeast New England |  | MA | SEMA |  | New | 228.995 | 440.117 | 101.813 | 195.68
40668 | Georges River Energy, LLC | Generator | No | ST | Wood/Wood Waste Solids. |  |  | Maine |  | ME | ME |  | New | 7.5 | 7.5 | 0 | 0
40708 | Davenport Solar | Generator | Yes | PV | Solar |  |  | Northern New England |  | VT | VT |  | New | 8.73 | 0 | 0 | 0
40712 | Randolph Ctr. Solar | Generator | Yes | PV | Solar |  |  | Northern New England |  | VT | VT |  | New | 11.29 | 0 | 0 | 0
40716 | Chinook Solar Resource | Generator | Yes | PV | Solar |  |  | Northern New England |  | NH | NH |  | New | 20.65 | 0 | 9.181 | 0
40729 | Ballston Grid, LLC | Generator | No | BA | Electricity used for Energy Storage |  |  | Southeast New England |  | MA | NEMA |  | New | 150 | 150 | 0 | 0
40747 | Cranston Solar Project | Generator | Yes | PV | Solar |  |  | Southeast New England |  | RI | RI |  | New | 6.773 | 0 | 3.011 | 0
40750 | TRS Fuel Cell, LLC | Generator | No | FC | Natural Gas |  |  | Rest-of-Pool |  | CT | CT |  | New | 3.63 | 3.67 | 1.614 | 1.614
40804 | NH-LR | Demand |  |  |  | Active Demand Capacity Resource | Active | Northern New England |  | NH | NH | New Hampshire | New | 3.24 | 3.24 | 0 | 0
40809 | SR Aggregation VT 2 | Demand |  |  |  | On-Peak Demand Resource | Passive | Northern New England |  | VT | VT |  | New | 3.196 | 1.684 | 0 | 0
40811 | SR Aggregation NH 4 | Demand |  |  |  | On-Peak Demand Resource | Passive | Northern New England |  | NH | NH |  | New | 5.239 | 3.684 | 0 | 0
40815 | SR Aggregation MA 11 | Demand |  |  |  | On-Peak Demand Resource | Passive | Southeast New England |  | MA | NEMA |  | New | 8.348 | 4.46 | 0 | 0
40817 | SR Aggregation MA 13 | Demand |  |  |  | On-Peak Demand Resource | Passive | Southeast New England |  | MA | SEMA |  | New | 7.978 | 4.868 | 0 | 0
40819 | SR Aggregation CT 15 | Demand |  |  |  | On-Peak Demand Resource | Passive | Rest-of-Pool |  | CT | CT |  | New | 4.212 | 3.24 | 0 | 0
40822 | SR Aggregation RI 19 | Demand |  |  |  | On-Peak Demand Resource | Passive | Southeast New England |  | RI | RI |  | New | 2.37 | 1.592 | 0 | 0
40843 | ADCR_51405_Boston (7507) | Demand |  |  |  | Active Demand Capacity Resource | Active | Southeast New England |  | MA | NEMA | Boston | New | 5.292 | 5.292 | 3.5 | 3.5
40847 | ADCR_87147_Boston (7507) | Demand |  |  |  | Active Demand Capacity Resource | Active | Southeast New England |  | MA | NEMA | Boston | New | 6.804 | 6.804 | 0 | 0
40849 | ADCR_87147_Eastern CT (7500) | Demand |  |  |  | Active Demand Capacity Resource | Active | Rest-of-Pool |  | CT | CT | Eastern CT | New | 3.78 | 3.78 | 0 | 0
40850 | ADCR_87147_Lower SEMA (7511) | Demand |  |  |  | Active Demand Capacity Resource | Active | Southeast New England |  | MA | SEMA | Lower SEMA | New | 0.702 | 0.702 | 0 | 0
40851 | ADCR_87147_Maine (7505) | Demand |  |  |  | Active Demand Capacity Resource | Active | Maine |  | ME | ME | Maine | New | 5.778 | 5.778 | 0 | 0
40852 | ADCR_87147_New Hampshire (7509) | Demand |  |  |  | Active Demand Capacity Resource | Active | Northern New England |  | NH | NH | New Hampshire | New | 2.592 | 2.592 | 0 | 0
40853 | ADCR_87147_North Shore (7508) | Demand |  |  |  | Active Demand Capacity Resource | Active | Southeast New England |  | MA | NEMA | North Shore | New | 1.404 | 1.404 | 0 | 0
40854 | ADCR_87147_Northern CT (7501) | Demand |  |  |  | Active Demand Capacity Resource | Active | Rest-of-Pool |  | CT | CT | Northern CT | New | 5.4 | 5.4 | 0 | 0
40855 | ADCR_87147_Northwest Vermont (7513) | Demand |  |  |  | Active Demand Capacity Resource | Active | Northern New England |  | VT | VT | Northwest Vermont | New | 0.756 | 0.756 | 0 | 0
40857 | ADCR_87147_Portland Maine (7506) | Demand |  |  |  | Active Demand Capacity Resource | Active | Maine |  | ME | ME | Portland Maine | New | 1.62 | 1.62 | 0 | 0
40858 | ADCR_87147_Rhode Island (7518) | Demand |  |  |  | Active Demand Capacity Resource | Active | Southeast New England |  | RI | RI | Rhode Island | New | 4.86 | 4.86 | 0 | 0
40859 | ADCR_87147_SEMA (7512) | Demand |  |  |  | Active Demand Capacity Resource | Active | Southeast New England |  | MA | SEMA | SEMA | New | 1.998 | 1.998 | 0 | 0
40860 | ADCR_87147_Seacoast (7510) | Demand |  |  |  | Active Demand Capacity Resource | Active | Northern New England |  | NH | NH | Seacoast | New | 1.08 | 1.08 | 0 | 0
40863 | ADCR_87147_Western CT (7503) | Demand |  |  |  | Active Demand Capacity Resource | Active | Rest-of-Pool |  | CT | CT | Western CT | New | 10.8 | 10.8 | 0 | 0
40864 | ADCR_87147_Western MA (7517) | Demand |  |  |  | Active Demand Capacity Resource | Active | Rest-of-Pool |  | MA | WCMA | Western MA | New | 6.318 | 6.318 | 0 | 0
40865 | CT East | Demand |  |  |  | Active Demand Capacity Resource | Active | Rest-of-Pool |  | CT | CT | Eastern CT | New | 1.89 | 1.89 | 0 | 0
40866 | CT North | Demand |  |  |  | Active Demand Capacity Resource | Active | Rest-of-Pool |  | CT | CT | Northern CT | New | 3.78 | 3.78 | 0 | 0
40867 | CT West | Demand |  |  |  | Active Demand Capacity Resource | Active | Rest-of-Pool |  | CT | CT | Western CT | New | 18.53 | 18.53 | 2.51 | 2.51
40868 | NEMA Boston | Demand |  |  |  | Active Demand Capacity Resource | Active | Southeast New England |  | MA | NEMA | Boston | New | 27.037 | 27.037 | 0 | 0
40869 | NEMA NS | Demand |  |  |  | Active Demand Capacity Resource | Active | Southeast New England |  | MA | NEMA | North Shore | New | 4.86 | 4.86 | 0.127 | 0.127
40870 | RI 1 ADCR | Demand |  |  |  | Active Demand Capacity Resource | Active | Southeast New England |  | RI | RI | Rhode Island | New | 5.4 | 5.4 | 0 | 0
40871 | SEMA 1 ADCR | Demand |  |  |  | Active Demand Capacity Resource | Active | Southeast New England |  | MA | SEMA | SEMA | New | 7.223 | 7.223 | 0 | 0
40872 | WCMA Central Mass | Demand |  |  |  | Active Demand Capacity Resource | Active | Rest-of-Pool |  | MA | WCMA | Central MA | New | 24.38 | 24.38 | 0 | 0
40884 | KCE CT 2 | Generator | No | BA | Electricity used for Energy Storage |  |  | Rest-of-Pool |  | CT | CT |  | New | 20 | 20 | 0 | 0
40885 | Sanford BESS | Generator | No | BA | Electricity used for Energy Storage |  |  | Maine |  | ME | ME |  | New | 4.99 | 4.99 | 0 | 0
40886 | Methuen_PV | Generator | Yes | PV | Solar |  |  | Southeast New England |  | MA | NEMA |  | New | 1.4 | 0.9 | 0.622 | 0.4
40887 | Lower SEMA | Demand |  |  |  | Active Demand Capacity Resource | Active | Southeast New England |  | MA | SEMA | Lower SEMA | New | 3.24 | 3.24 | 0 | 0
40888 | NW Vermont | Demand |  |  |  | Active Demand Capacity Resource | Active | Northern New England |  | VT | VT | Northwest Vermont | New | 3.24 | 3.24 | 0 | 0
40889 | RoxWind | Generator | Yes | WT | Wind |  |  | Maine |  | ME | ME |  | New | 3.5 | 6 | 1.556 | 2.667
40891 | SEMA DG | Demand |  |  |  | On-Peak Demand Resource | Passive | Southeast New England |  | MA | SEMA |  | New | 3.521 | 4.05 | 0 | 0
40893 | Rose Hill Lanfill-SKSC1 | Generator | Yes | PV | Solar |  |  | Southeast New England |  | RI | RI |  | New | 1.474 | 0 | 0 | 0
40894 | Town Plains-SKSC2 | Generator | Yes | PV | Solar |  |  | Southeast New England |  | RI | RI |  | New | 0.783 | 0 | 0 | 0
40896 | BWC French River Solar, LLC | Generator | Yes | PV | Solar |  |  | Rest-of-Pool |  | MA | WCMA |  | New | 6.032 | 0 | 2.682 | 0
40897 | Vermont | Demand |  |  |  | Active Demand Capacity Resource | Active | Northern New England |  | VT | VT | Vermont | New | 3.24 | 3.24 | 0 | 0
40898 | NH Seacoast | Demand |  |  |  | Active Demand Capacity Resource | Active | Northern New England |  | NH | NH | Seacoast | New | 3.24 | 3.24 | 0 | 0
40900 | Portland ME | Demand |  |  |  | Active Demand Capacity Resource | Active | Maine |  | ME | ME | Portland Maine | New | 3.24 | 3.24 | 0 | 0
40901 | Western MA | Demand |  |  |  | Active Demand Capacity Resource | Active | Rest-of-Pool |  | MA | WCMA | Western MA | New | 3.24 | 3.24 | 3.24 | 3.24
40902 | Springfield MA | Demand |  |  |  | Active Demand Capacity Resource | Active | Rest-of-Pool |  | MA | WCMA | Springfield MA | New | 3.24 | 3.24 | 0 | 0
40903 | Norwalk Stamford | Demand |  |  |  | Active Demand Capacity Resource | Active | Rest-of-Pool |  | CT | CT | Norwalk - Stamford | New | 3.24 | 3.24 | 0 | 0
40904 | Maine | Demand |  |  |  | Active Demand Capacity Resource | Active | Maine |  | ME | ME | Maine | New | 4.32 | 4.32 | 0 | 0
40905 | Rumford BESS | Generator | No | BA | Electricity used for Energy Storage |  |  | Maine |  | ME | ME |  | New | 4.99 | 4.99 | 0 | 0
40906 | Bloom Colchester Clean Energy Project | Generator | No | FC | Natural Gas |  |  | Rest-of-Pool |  | CT | CT |  | New | 8 | 8 | 0 | 0
40907 | Cross Road BESS | Generator | No | BA | Electricity used for Energy Storage |  |  | Southeast New England |  | MA | SEMA |  | New | 246 | 246 | 0 | 0
40908 | South Wrentham BESS | Generator | No | BA | Electricity used for Energy Storage |  |  | Southeast New England |  | MA | SEMA |  | New | 170 | 170 | 0 | 0
40910 | Roseton 1 23-24 | Import | [5 empty] | Rest-of-Pool | New York AC Ties |  |  |  | New | 600 | 600 | 0 | 0
40911 | Roseton 2 23-24 | Import | [5 empty] | Rest-of-Pool | New York AC Ties |  |  |  | New | 599.5 | 600 | 0 | 0
40912 | South Portland BESS | Generator | No | BA | Electricity used for Energy Storage |  |  | Maine |  | ME | ME |  | New | 10 | 10 | 0 | 0
40920 | Empire_CC #14 | Import | [5 empty] | Rest-of-Pool | New York AC Ties |  |  |  | New | 592.4 | 670.9 | 0 | 0
40921 | Rhode Island Dist. Gen | Demand |  |  |  | On-Peak Demand Resource | Passive | Southeast New England |  | RI | RI |  | New | 3.521 | 5.4 | 0 | 0
40922 | WCMA Dist. Gen | Demand |  |  |  | On-Peak Demand Resource | Passive | Rest-of-Pool |  | MA | WCMA |  | New | 3.521 | 5.4 | 0 | 0
40925 | ENA Grove St PV | Generator | Yes | PV | Solar |  |  | Rest-of-Pool |  | MA | WCMA |  | New | 1.248 | 0 | 0.555 | 0
40926 | ENA Hunt Road PV | Generator | Yes | PV | Solar |  |  | Rest-of-Pool |  | MA | WCMA |  | New | 0.45 | 0 | 0.2 | 0
40927 | ENA Lake St PV | Generator | Yes | PV | Solar |  |  | Southeast New England |  | MA | SEMA |  | New | 1.248 | 0 | 0.555 | 0
40931 | ENA Valley Road PV | Generator | Yes | PV | Solar |  |  | Southeast New England |  | MA | SEMA |  | New | 1.248 | 0 | 0.555 | 0
40932 | ENA Wood St PV | Generator | Yes | PV | Solar |  |  | Southeast New England |  | MA | SEMA |  | New | 1.99 | 0 | 0.885 | 0
40933 | Huxley Battery | Generator | No | PV | Solar |  |  | Rest-of-Pool |  | MA | WCMA |  | New | 3.944 | 3.944 | 1.754 | 1.754
40936 | ENA Grove Street Storage | Generator | No | BA | Electricity used for Energy Storage |  |  | Rest-of-Pool |  | MA | WCMA |  | New | 3.694 | 3.694 | 1.642 | 1.642
40937 | ENA Hunt Road Storage | Generator | No | BA | Electricity used for Energy Storage |  |  | Rest-of-Pool |  | MA | WCMA |  | New | 1.724 | 1.724 | 0.767 | 0.767
40938 | ENA Lake Street Storage | Generator | No | BA | Electricity used for Energy Storage |  |  | Southeast New England |  | MA | SEMA |  | New | 3.694 | 3.694 | 1.642 | 1.642
40941 | ENA Valley Road Storage | Generator | No | BA | Electricity used for Energy Storage |  |  | Southeast New England |  | MA | SEMA |  | New | 3.694 | 3.694 | 1.642 | 1.642
40942 | ENA Wood Street Storage | Generator | No | BA | Electricity used for Energy Storage |  |  | Southeast New England |  | MA | SEMA |  | New | 2.955 | 2.955 | 1.314 | 1.314
40943 | Cahoon Grid, LLC | Generator | No | BA | Electricity used for Energy Storage |  |  | Southeast New England |  | MA | SEMA |  | New | 105 | 105 | 0 | 0
40945 | Bethlehem23 | Import | [5 empty] | Rest-of-Pool | New York AC Ties |  |  |  | New | 265 | 280 | 0 | 0
40946 | Oakham_Solar | Generator | Yes | PV | Solar |  |  | Rest-of-Pool |  | MA | WCMA |  | New | 1.89 | 1.35 | 0.84 | 0.6
40947 | BigelowRd_Solar | Generator | Yes | PV | Solar |  |  | Rest-of-Pool |  | MA | WCMA |  | New | 0.9 | 0.4 | 0.4 | 0.178
40948 | Plainfield_Solar | Generator | Yes | PV | Solar |  |  | Rest-of-Pool |  | MA | WCMA |  | New | 0.797 | 0 | 0.354 | 0
40949 | Wales_Solar | Generator | Yes | PV | Solar |  |  | Rest-of-Pool |  | MA | WCMA |  | New | 1.86 | 1.33 | 0.827 | 0.591
40950 | Hadley_North_Solar | Generator | Yes | PV | Solar |  |  | Rest-of-Pool |  | MA | WCMA |  | New | 1.2 | 0.9 | 0.534 | 0.401
40951 | Hadley_South_Solar | Generator | Yes | PV | Solar |  |  | Rest-of-Pool |  | MA | WCMA |  | New | 1.6 | 0.9 | 0.711 | 0.4
40952 | Montague Road Solar | Generator | Yes | PV | Solar |  |  | Rest-of-Pool |  | MA | WCMA |  | New | 2.84 | 1.8 | 1.263 | 0.8
40953 | Webster Renewables | Generator | Yes | PV | Solar |  |  | Rest-of-Pool |  | MA | WCMA |  | New | 0.81 | 0.45 | 0.36 | 0.2
40954 | WinchendonWest 1 Solar | Generator | Yes | PV | Solar |  |  | Rest-of-Pool |  | MA | WCMA |  | New | 0.87 | 0.45 | 0.387 | 0.2
40955 | Seneca Grandfathered FCA14 | Import | [5 empty] | Rest-of-Pool | New York AC Ties |  |  |  | New | 40 | 40 | 40 | 40
40957 | WinchendonWest 2 Solar | Generator | Yes | PV | Solar |  |  | Rest-of-Pool |  | MA | WCMA |  | New | 0.85 | 0.45 | 0.378 | 0.2
40958 | NY_2023-24_01 | Import | [5 empty] | Rest-of-Pool | New York AC Ties |  |  |  | New | 2 | 2 | 2 | 2
40959 | NY_2023-24_17 | Import | [5 empty] | Rest-of-Pool | New York AC Ties |  |  |  | New | 2.1 | 2.1 | 2.1 | 2.1
40960 | Fitchburg Solar | Generator | Yes | PV | Solar |  |  | Rest-of-Pool |  | MA | WCMA |  | New | 3.12 | 1.8 | 1.387 | 0.8
40961 | NY_2023-24_05 | Import | [5 empty] | Rest-of-Pool | New York AC Ties |  |  |  | New | 2.62 | 8.124 | 2.62 | 2.62
40962 | NY_2023-24_02 | Import | [5 empty] | Rest-of-Pool | New York AC Ties |  |  |  | New | 81.1 | 92.3 | 0 | 0
40963 | NY_2023-24_13 | Import | [5 empty] | Rest-of-Pool | New York AC Ties |  |  |  | New | 61.4 | 62.9 | 0 | 0
40964 | Palmer Solar | Generator | Yes | PV | Solar |  |  | Rest-of-Pool |  | MA | WCMA |  | New | 3.98 | 2.22 | 1.77 | 0.987
40965 | NY_2023-24_14 | Import | [5 empty] | Rest-of-Pool | New York AC Ties |  |  |  | New | 48.8 | 60.1 | 0 | 0
40966 | NY_2023-24_15 | Import | [5 empty] | Rest-of-Pool | New York AC Ties |  |  |  | New | 50.4 | 63 | 0 | 0
40967 | NY_2023-24_16 | Import | [5 empty] | Rest-of-Pool | New York AC Ties |  |  |  | New | 55.6 | 63.7 | 0 | 0
40970 | Granby Solar | Generator | Yes | PV | Solar |  |  | Rest-of-Pool |  | MA | WCMA |  | New | 2.8 | 0.888 | 1.245 | 0.395
40984 | NY_2023-24_04 | Import | [5 empty] | Rest-of-Pool | New York AC Ties |  |  |  | New | 357.7 | 438.4 | 0 | 0
40985 | NY_2023-24_07 | Import | [5 empty] | Rest-of-Pool | New York AC Ties |  |  |  | New | 83.3 | 97.1 | 0 | 0
40986 | NY_2023-24_06 | Import | [5 empty] | Rest-of-Pool | New York AC Ties |  |  |  | New | 80.2 | 91.7 | 0 | 0
40989 | RI_64_RE Growth PV_0 HARTFORD PI_SCITUATE | Generator | Yes | PV | Solar |  |  | Southeast New England |  | RI | RI |  | New | 0.82 | 0 | 0 | 0
40996 | MA_12_2 PV_183 PROVIDENCE ST_UXBRIDGE | Generator | Yes | PV | Solar |  |  | Southeast New England |  | MA | SEMA |  | New | 1.087 | 0 | 0.483 | 0
40997 | RI_66_RE Growth PV_6 BUTTONWOODS RD_WYOMING | Generator | Yes | PV | Solar |  |  | Southeast New England |  | RI | RI |  | New | 0.563 | 0 | 0 | 0
40998 | RI_67_RE Growth PV_248 CRANBERRY-RIDGE RD_GLOCESTER | Generator | Yes | PV | Solar |  |  | Southeast New England |  | RI | RI |  | New | 0.439 | 0 | 0 | 0
40999 | Charlton PV | Generator | Yes | PV | Solar |  |  | Rest-of-Pool |  | MA | WCMA |  | New | 1.32 | 0.9 | 0.587 | 0.4
41000 | RI_75_RE Growth PV_26 PECK-HILL RD_JOHNSTON | Generator | Yes | PV | Solar |  |  | Southeast New England |  | RI | RI |  | New | 0.115 | 0 | 0 | 0
41001 | Spring Street Renewables | Generator | Yes | PV | Solar |  |  | Southeast New England |  | MA | SEMA |  | New | 4.26 | 2.25 | 1.894 | 1
41002 | MA_13_2 PV_18 SAMPSON RD_CHARLTON | Generator | Yes | PV | Solar |  |  | Rest-of-Pool |  | MA | WCMA |  | New | 0.915 | 0 | 0.407 | 0
41003 | MA_16_2 PV_109 E HILL RD_MONSON | Generator | Yes | PV | Solar |  |  | Rest-of-Pool |  | MA | WCMA |  | New | 1.071 | 0 | 0.476 | 0
41006 | Syncarpha Westminster - Solar | Generator | Yes | PV | Solar |  |  | Rest-of-Pool |  | MA | WCMA |  | New | 1.564 | 0 | 0.695 | 0
41007 | Syncarpha Westminster - Battery | Generator | No | PV | Solar |  |  | Rest-of-Pool |  | MA | WCMA |  | New | 3 | 3 | 1.334 | 1.334
41009 | Syncarpha Halifax - Battery | Generator | No | PV | Solar |  |  | Southeast New England |  | MA | SEMA |  | New | 1.67 | 1.67 | 0.742 | 0.742
41012 | Borr - Brookwood Dr PV | Generator | Yes | PV | Solar |  |  | Southeast New England |  | MA | SEMA |  | New | 1.99 | 0 | 0.885 | 0
41013 | Borr - Brookwood Dr Storage | Generator | No | BA | Electricity used for Energy Storage |  |  | Southeast New England |  | MA | SEMA |  | New | 3 | 3 | 1.334 | 1.334
41015 | Borr - Pleasant St Storage | Generator | No | BA | Electricity used for Energy Storage |  |  | Rest-of-Pool |  | MA | WCMA |  | New | 4.433 | 4.433 | 1.971 | 1.971
41016 | LIEVRE RIVER Import 2023-24 | Import | [5 empty] | Rest-of-Pool | Phase I/II HQ Excess |  |  |  | New | 45 | 0 | 0 | 0
41020 | Bemis Road Solar | Generator | Yes | PV | Solar |  |  | Rest-of-Pool |  | MA | WCMA |  | New | 2.5 | 1.33 | 1.112 | 0.592
41021 | Oakhurst Road PV | Generator | Yes | PV | Solar |  |  | Southeast New England |  | MA | SEMA |  | New | 0.76 | 0.44 | 0.338 | 0.196
41025 | Douglas PV | Generator | Yes | PV | Solar |  |  | Southeast New England |  | MA | SEMA |  | New | 2.97 | 0.89 | 1.32 | 0.396
41029 | Ludlow PV | Generator | Yes | PV | Solar |  |  | Rest-of-Pool |  | MA | WCMA |  | New | 2.28 | 1.33 | 1.014 | 0.592
41030 | Rehoboth PV | Generator | Yes | PV | Solar |  |  | Southeast New England |  | MA | SEMA |  | New | 2.46 | 1.78 | 1.094 | 0.792
41031 | RI_93_RE Growth PV_371 PUTNAM PI_SMITHFIELD | Generator | Yes | PV | Solar |  |  | Southeast New England |  | RI | RI |  | New | 0.215 | 0 | 0 | 0
41032 | MA_139_0.2997 PV_1-3 WALKER DR_UPTON | Generator | Yes | PV | Solar |  |  | Southeast New England |  | MA | SEMA |  | New | 0.142 | 0 | 0.063 | 0
41033 | RI_101_RE Growth PV_0 W SHANNOCK RD_SHANNOCK | Generator | Yes | PV | Solar |  |  | Southeast New England |  | RI | RI |  | New | 0.116 | 0 | 0 | 0
41034 | RI_102_RE Growth PV_16 TOMAQUAG RD_HOPKINTON | Generator | Yes | PV | Solar |  |  | Southeast New England |  | RI | RI |  | New | 0.122 | 0 | 0 | 0
41035 | MA_285_1 PV_48 PAXTON RD_SPENCER | Generator | Yes | PV | Solar |  |  | Rest-of-Pool |  | MA | WCMA |  | New | 0.539 | 0 | 0.24 | 0
41036 | MA_332_0.333 PV_0 QUABOAG ST_BROOKFIELD | Generator | Yes | PV | Solar |  |  | Rest-of-Pool |  | MA | WCMA |  | New | 0.159 | 0 | 0.071 | 0
41037 | MA_18_2 PV_0 GRIFFIN RD_CHARLTON | Generator | Yes | PV | Solar |  |  | Rest-of-Pool |  | MA | WCMA |  | New | 0.978 | 0 | 0.435 | 0
41038 | MA_299_0.5 PV_0 LUNENBURG RD_LANCASTER | Generator | Yes | PV | Solar |  |  | Rest-of-Pool |  | MA | WCMA |  | New | 0.168 | 0 | 0.075 | 0
41039 | RI_103_RE Growth PV_0 NORTH RD_SHANNOCK | Generator | Yes | PV | Solar |  |  | Southeast New England |  | RI | RI |  | New | 0.12 | 0 | 0 | 0
41040 | MA_19_1.95 PV_0 OAKHURST RD_SUTTON | Generator | Yes | PV | Solar |  |  | Southeast New England |  | MA | SEMA |  | New | 0.998 | 0 | 0.444 | 0
41041 | MA_320_1 PV_307 DUDLEY-RIVER RD_SOUTHBRIDGE | Generator | Yes | PV | Solar |  |  | Rest-of-Pool |  | MA | WCMA |  | New | 0.6 | 0 | 0.267 | 0
41042 | RI_104_RE Growth PV_56 Stilson Rd_Richmond | Generator | Yes | PV | Solar |  |  | Southeast New England |  | RI | RI |  | New | 0.953 | 0 | 0 | 0
41043 | MA_335_1 PV_12 ORCHARD RD_N BROOKFIELD | Generator | Yes | PV | Solar |  |  | Rest-of-Pool |  | MA | WCMA |  | New | 0.539 | 0 | 0.24 | 0
41044 | MA_323_2 PV_19 CARPENTER-HILL RD_CHARLTON | Generator | Yes | PV | Solar |  |  | Rest-of-Pool |  | MA | WCMA |  | New | 0.716 | 0 | 0.318 | 0
41045 | MA_20_1.86 PV_161 HARTFORD AV_MENDON | Generator | Yes | PV | Solar |  |  | Southeast New England |  | MA | SEMA |  | New | 0.863 | 0 | 0.384 | 0
41046 | Granby Randall Solar | Generator | Yes | PV | Solar |  |  | Rest-of-Pool |  | MA | WCMA |  | New | 2.34 | 1.33 | 0 | 0
41047 | MA_324_1 PV_10 H PUTNAM-ROAD EX_CHARLTON | Generator | Yes | PV | Solar |  |  | Rest-of-Pool |  | MA | WCMA |  | New | 0.59 | 0 | 0.262 | 0
41048 | MA_25_1.5 PV_675 SIMONDS RD_WILLIAMSTOWN | Generator | Yes | PV | Solar |  |  | Rest-of-Pool |  | MA | WCMA |  | New | 0.573 | 0 | 0.255 | 0
41050 | MA_325_2 PV_91 CARPENTER-HILL RD_CHARLTON | Generator | Yes | PV | Solar |  |  | Rest-of-Pool |  | MA | WCMA |  | New | 0.672 | 0 | 0.299 | 0
41051 | Dalton PV | Generator | Yes | PV | Solar |  |  | Rest-of-Pool |  | MA | WCMA |  | New | 3.3 | 1.78 | 1.467 | 0.791
41053 | MA_329_1.98 PV_53 CITY-DEPOT RD_CHARLTON | Generator | Yes | PV | Solar |  |  | Rest-of-Pool |  | MA | WCMA |  | New | 1.109 | 0 | 0.493 | 0
41054 | MA_36_1 PV_307 DUDLEY-RIVER RD_SOUTHBRIDGE | Generator | Yes | PV | Solar |  |  | Rest-of-Pool |  | MA | WCMA |  | New | 0.527 | 0 | 0.234 | 0
41055 | GMP Powerwall 3 | Demand |  |  |  | Active Demand Capacity Resource | Active | Northern New England |  | VT | VT | Vermont | New | 3.24 | 3.24 | 0 | 0
41056 | MA_37_1 PV_307 DUDLEY-RIVER RD_SOUTHBRIDGE | Generator | Yes | PV | Solar |  |  | Rest-of-Pool |  | MA | WCMA |  | New | 0.556 | 0 | 0.247 | 0
41059 | MA_40_1 PV_52 W BROOKFIELD RD_N BROOKFIELD | Generator | Yes | PV | Solar |  |  | Rest-of-Pool |  | MA | WCMA |  | New | 0.546 | 0 | 0.243 | 0
41060 | MA_133_0.354 PV_694 MAIN ST_WEST NEWBURY | Generator | Yes | PV | Solar |  |  | Southeast New England |  | MA | NEMA |  | New | 0.201 | 0 | 0.089 | 0
41061 | MA_41_1 PV_62 W BROOKFIELD RD_N BROOKFIELD | Generator | Yes | PV | Solar |  |  | Rest-of-Pool |  | MA | WCMA |  | New | 0.484 | 0 | 0.215 | 0
41062 | MA_59_0.984 PV_982 PLEASANT ST_LEOMINSTER | Generator | Yes | PV | Solar |  |  | Rest-of-Pool |  | MA | WCMA |  | New | 0.485 | 0 | 0.216 | 0
41063 | MA_69_0.866 PV_57 BRIGHAM ST_WESTBOROUGH | Generator | Yes | PV | Solar |  |  | Rest-of-Pool |  | MA | WCMA |  | New | 0.368 | 0 | 0.164 | 0
41064 | MA_75_0.743 PV_38 CAPE RD_MENDON | Generator | Yes | PV | Solar |  |  | Southeast New England |  | MA | SEMA |  | New | 0.369 | 0 | 0.164 | 0
41065 | Borr - Blodgett Road PV | Generator | Yes | PV | Solar |  |  | Rest-of-Pool |  | MA | WCMA |  | New | 1.09 | 0 | 0.485 | 0
41067 | Borr - Blodgett Road Storage | Generator | No | BA | Electricity used for Energy Storage |  |  | Rest-of-Pool |  | MA | WCMA |  | New | 3.842 | 3.842 | 1.708 | 1.708
41072 | Revere Battery | Generator | No | PV | Solar |  |  | Rest-of-Pool |  | MA | WCMA |  | New | 3.944 | 3.944 | 1.754 | 1.754
41078 | MA_77_0.455 PV_5567R S ATHOL RD_ATHOL | Generator | Yes | PV | Solar |  |  | Rest-of-Pool |  | MA | WCMA |  | New | 0.258 | 0 | 0.115 | 0
41080 | MA_78_0.576 PV_0 PETERSHAM RD_NEW SALEM | Generator | Yes | PV | Solar |  |  | Rest-of-Pool |  | MA | WCMA |  | New | 0.216 | 0 | 0.096 | 0
41081 | MA_80_0.5 PV_36 STOCKBRIDGE RD_W STOCKBRIDGE | Generator | Yes | PV | Solar |  |  | Rest-of-Pool |  | MA | WCMA |  | New | 0.23 | 0 | 0.102 | 0
41082 | MA_122_0.419 PV_600 LONGWATER DR_NORWELL | Generator | Yes | PV | Solar |  |  | Southeast New England |  | MA | SEMA |  | New | 0.269 | 0 | 0.12 | 0
41083 | MA_22_1.67 PV_60 MARTIN ST_REHOBOTH | Generator | Yes | PV | Solar |  |  | Southeast New England |  | MA | SEMA |  | New | 0.927 | 0 | 0.412 | 0
41084 | MA_90_0.499 PV_1940 BARRE RD_NEW BRAINTREE | Generator | Yes | PV | Solar |  |  | Rest-of-Pool |  | MA | WCMA |  | New | 0.28 | 0 | 0.124 | 0
41085 | MA_118_0.4 PV_55 DUDLEY OXFORD RD_DUDLEY | Generator | Yes | PV | Solar |  |  | Rest-of-Pool |  | MA | WCMA |  | New | 0.225 | 0 | 0.1 | 0
41086 | MA_336_1.98 PV_28 CURTIS-HILL RD_CHARLTON | Generator | Yes | PV | Solar |  |  | Rest-of-Pool |  | MA | WCMA |  | New | 1.093 | 0 | 0.486 | 0
41087 | MA_341_0.495 PV_20 CLAPP ST_NORTON | Generator | Yes | PV | Solar |  |  | Southeast New England |  | MA | SEMA |  | New | 0.212 | 0 | 0.094 | 0
41088 | MA_342_0.495 PV_36 CLAPP ST_NORTON | Generator | Yes | PV | Solar |  |  | Southeast New England |  | MA | SEMA |  | New | 0.246 | 0 | 0.109 | 0
41089 | MA_347_0.48 PV_51 SEARS RD_SOUTHBOROUGH | Generator | Yes | PV | Solar |  |  | Rest-of-Pool |  | MA | WCMA |  | New | 0.149 | 0 | 0.066 | 0
41090 | MA_353_1 PV_197 PROVIDENCE ST_UXBRIDGE | Generator | Yes | PV | Solar |  |  | Southeast New England |  | MA | SEMA |  | New | 0.502 | 0 | 0.223 | 0
41091 | MA_361_0.75 PV_0 FAIRLEE LN_NORTON | Generator | Yes | PV | Solar |  |  | Southeast New England |  | MA | SEMA |  | New | 0.344 | 0 | 0.153 | 0
41092 | MA_362_0.75 PV_0 FAIRLEE LN_NORTON | Generator | Yes | PV | Solar |  |  | Southeast New England |  | MA | SEMA |  | New | 0.354 | 0 | 0.157 | 0
41093 | MA_442_0.5 PV_0 FAIRLEE LN_NORTON | Generator | Yes | PV | Solar |  |  | Southeast New England |  | MA | SEMA |  | New | 0.199 | 0 | 0.088 | 0
41095 | Rensselaer 23-24 | Import | [5 empty] | Rest-of-Pool | New York AC Ties |  |  |  | New | 77 | 79 | 0 | 0
41096 | Erie Boulevard Hydro Import 2023-24 | Import | [5 empty] | Rest-of-Pool | New York AC Ties |  |  |  | New | 314 | 314 | 100 | 100
41097 | Syncarpha Millbury - Solar | Generator | Yes | PV | Solar |  |  | Rest-of-Pool |  | MA | WCMA |  | New | 0.98 | 0 | 0.436 | 0
41098 | Syncarpha Millbury - Battery | Generator | No | PV | Solar |  |  | Rest-of-Pool |  | MA | WCMA |  | New | 4 | 4 | 1.778 | 1.778
41100 | WCMA Storage | Demand |  |  |  | Active Demand Capacity Resource | Active | Rest-of-Pool |  | MA | WCMA | Western MA | New | 0.54 | 0.54 | 0 | 0
41103 | Carr Street Generating FCA 2023-24 | Import | [5 empty] | Rest-of-Pool | New York AC Ties |  |  |  | New | 88 | 88 | 0 | 0
41104 | MA_21_1.725 PV_139 SHUMAN AV_STOUGHTON | Generator | Yes | PV | Solar |  |  | Southeast New England |  | MA | SEMA |  | New | 0.98 | 0 | 0.436 | 0
41105 | MA_3_4.89 PV_14 BELCHER ST_PLAINVILLE | Generator | Yes | PV | Solar |  |  | Southeast New England |  | MA | SEMA |  | New | 1.91 | 0 | 0.849 | 0
41107 | MA_61_0.972 PV_0 STATE RD_PHILLIPSTON | Generator | Yes | PV | Solar |  |  | Rest-of-Pool |  | MA | WCMA |  | New | 0.554 | 0 | 0.246 | 0
41108 | MA_88_0.499 PV_100 WARE ST_PALMER | Generator | Yes | PV | Solar |  |  | Rest-of-Pool |  | MA | WCMA |  | New | 0.214 | 0 | 0.095 | 0
41110 | MA_94_0.499 PV_22 SUNSET LN_SPENCER | Generator | Yes | PV | Solar |  |  | Rest-of-Pool |  | MA | WCMA |  | New | 0.273 | 0 | 0.121 | 0
41111 | MA_95_0.499 PV_22 SUNSET LN_SPENCER | Generator | Yes | PV | Solar |  |  | Rest-of-Pool |  | MA | WCMA |  | New | 0.256 | 0 | 0.114 | 0
41112 | MA_108_0.48 PV_51 ELLIS RD_WESTMINSTER | Generator | Yes | PV | Solar |  |  | Rest-of-Pool |  | MA | WCMA |  | New | 0.251 | 0 | 0.112 | 0
41113 | MA_201_1.656 PV_788 WOOD ST_SWANSEA | Generator | Yes | PV | Solar |  |  | Southeast New England |  | MA | SEMA |  | New | 0.795 | 0 | 0.353 | 0
41116 | HQ_PII_Yearly_23-24 | Import | [5 empty] | Rest-of-Pool | Phase I/II HQ Excess |  |  |  | New | 1400 | 412 | 412 | 412
41117 | MA_14_2 PV_81 N LIBERTY ST_BELCHERTOWN | Generator | Yes | PV | Solar |  |  | Rest-of-Pool |  | MA | WCMA |  | New | 1.006 | 0 | 0.447 | 0
41119 | NEMA C&I Storage | Demand |  |  |  | Active Demand Capacity Resource | Active | Southeast New England |  | MA | NEMA | North Shore | New | 2.7 | 2.7 | 0 | 0
41120 | MA_110_0.48 PV_107 NEW-BRAINTREE RD_N BROOKFIELD | Generator | Yes | PV | Solar |  |  | Rest-of-Pool |  | MA | WCMA |  | New | 0.272 | 0 | 0.121 | 0
41121 | MA_109_0.48 PV_771 S BARRE RD_BARRE | Generator | Yes | PV | Solar |  |  | Rest-of-Pool |  | MA | WCMA |  | New | 0.266 | 0 | 0.118 | 0
41123 | MA_131_0.3663 PV_47 SUMNER ST_MILFORD | Generator | Yes | PV | Solar |  |  | Southeast New England |  | MA | SEMA |  | New | 0.112 | 0 | 0.05 | 0
41125 | MA_15_2 PV_270 FRANKLIN ST_BELCHERTOWN | Generator | Yes | PV | Solar |  |  | Rest-of-Pool |  | MA | WCMA |  | New | 0.935 | 0 | 0.416 | 0
41126 | MA_30_1 PV_225 OLD-SPRINGFIELD RD_BELCHERTOWN | Generator | Yes | PV | Solar |  |  | Rest-of-Pool |  | MA | WCMA |  | New | 0.478 | 0 | 0.213 | 0
41128 | MA_31_1 PV_36 MILFORD ST_MENDON | Generator | Yes | PV | Solar |  |  | Southeast New England |  | MA | SEMA |  | New | 0.417 | 0 | 0.185 | 0
41129 | MA_33_1 PV_223 S ASHBURNHAM RD_WESTMINSTER | Generator | Yes | PV | Solar |  |  | Rest-of-Pool |  | MA | WCMA |  | New | 0.624 | 0 | 0.277 | 0
41130 | MA_89_0.499 PV_61 STONY-HILL RD_HAMPDEN | Generator | Yes | PV | Solar |  |  | Rest-of-Pool |  | MA | WCMA |  | New | 0.127 | 0 | 0.056 | 0
41131 | MA_91_0.499 PV_223 S ASHBURNHAM RD_WESTMINSTER | Generator | Yes | PV | Solar |  |  | Rest-of-Pool |  | MA | WCMA |  | New | 0.281 | 0 | 0.125 | 0
41132 | MA_103_0.494 PV_95 OLD-RIVER RD_ANDOVER | Generator | Yes | PV | Solar |  |  | Rest-of-Pool |  | MA | WCMA |  | New | 0.245 | 0 | 0.109 | 0
41133 | WhatelyPV | Generator | Yes | PV | Solar |  |  | Rest-of-Pool |  | MA | WCMA |  | New | 0.46 | 0 | 0.205 | 0
41134 | MA_143_0.27 PV_58 NORFOLK AV_SOUTH EASTON | Generator | Yes | PV | Solar |  |  | Southeast New England |  | MA | SEMA |  | New | 0.109 | 0 | 0.048 | 0
41135 | MA_225_1.123 PV_0 ADIRONDACK LN_WESTPORT | Generator | Yes | PV | Solar |  |  | Southeast New England |  | MA | SEMA |  | New | 0.725 | 0 | 0.322 | 0
41136 | MA_226_1.5 PV_0 ADIRONDACK LN_WESTPORT | Generator | Yes | PV | Solar |  |  | Southeast New England |  | MA | SEMA |  | New | 0.981 | 0 | 0.436 | 0
41137 | WhatelyStorage | Generator | No | BA | Electricity used for Energy Storage |  |  | Rest-of-Pool |  | MA | WCMA |  | New | 0.5 | 0.5 | 0.222 | 0.222
41139 | MA_288_4.68 PV_67 PLEASANTDALE RD_RUTLAND | Generator | Yes | PV | Solar |  |  | Rest-of-Pool |  | MA | WCMA |  | New | 2.137 | 0 | 0.95 | 0
41140 | MA_290_1 PV_394 PLEASANTDALE RD_RUTLAND | Generator | Yes | PV | Solar |  |  | Rest-of-Pool |  | MA | WCMA |  | New | 0.49 | 0 | 0.218 | 0
41141 | MA_305_0.95 PV_0 BAY-PATH RD_CHARLTON | Generator | Yes | PV | Solar |  |  | Rest-of-Pool |  | MA | WCMA |  | New | 0.36 | 0 | 0.16 | 0
41142 | MA_100_0.5 PV_55 DUDLEY OXFORD RD_DUDLEY | Generator | Yes | PV | Solar |  |  | Rest-of-Pool |  | MA | WCMA |  | New | 0.218 | 0 | 0.097 | 0
41143 | MA_306_0.95 PV_0 BAY-PATH RD_CHARLTON | Generator | Yes | PV | Solar |  |  | Rest-of-Pool |  | MA | WCMA |  | New | 0.327 | 0 | 0.145 | 0
41144 | MA_310_1 PV_0 FARLEY RD_DUDLEY | Generator | Yes | PV | Solar |  |  | Rest-of-Pool |  | MA | WCMA |  | New | 0.448 | 0 | 0.199 | 0
41145 | MA_337_1.9 PV_800 SPRING ST_WINCHENDON | Generator | Yes | PV | Solar |  |  | Rest-of-Pool |  | MA | WCMA |  | New | 0.872 | 0 | 0.388 | 0
41146 | MA_101_0.5 PV_55 DUDLEY OXFORD RD_DUDLEY | Generator | Yes | PV | Solar |  |  | Rest-of-Pool |  | MA | WCMA |  | New | 0.194 | 0 | 0.086 | 0
41147 | MA_339_1 PV_0 HILL ST_NORTON | Generator | Yes | PV | Solar |  |  | Southeast New England |  | MA | SEMA |  | New | 0.508 | 0 | 0.226 | 0
41148 | MA_349_0.741 PV_53 OTIS ST_WESTBOROUGH | Generator | Yes | PV | Solar |  |  | Rest-of-Pool |  | MA | WCMA |  | New | 0.341 | 0 | 0.152 | 0
41149 | MA_113_0.476 PV_1788 G-A-R HW_SWANSEA | Generator | Yes | PV | Solar |  |  | Southeast New England |  | MA | SEMA |  | New | 0.238 | 0 | 0.106 | 0
41150 | MA_354_0.49 PV_142 WEST ST_HOPEDALE | Generator | Yes | PV | Solar |  |  | Southeast New England |  | MA | SEMA |  | New | 0.176 | 0 | 0.078 | 0
41151 | MA_355_0.266 PV_1 KENWOOD CI_FRANKLIN | Generator | Yes | PV | Solar |  |  | Southeast New England |  | MA | SEMA |  | New | 0.124 | 0 | 0.055 | 0
41152 | MA_378_2 PV_0 BRODIE-MOUNTAIN RD_HANCOCK | Generator | Yes | PV | Solar |  |  | Rest-of-Pool |  | MA | WCMA |  | New | 1.009 | 0 | 0.449 | 0
41153 | MA_134_0.311 PV_1006 TEMPLETON RD_ATHOL | Generator | Yes | PV | Solar |  |  | Rest-of-Pool |  | MA | WCMA |  | New | 0.142 | 0 | 0.063 | 0
41154 | MA_385_2.55 PV_0 PETERSON ST_PALMER | Generator | Yes | PV | Solar |  |  | Rest-of-Pool |  | MA | WCMA |  | New | 1.218 | 0 | 0.542 | 0
41155 | Plainfield_Storage | Generator | No | BA | Electricity used for Energy Storage |  |  | Rest-of-Pool |  | MA | WCMA |  | New | 0.903 | 0.903 | 0.401 | 0.401
41159 | MA_202_0.48 PV_719 GUELPHWOOD RD_SOUTHBRIDGE | Generator | Yes | PV | Solar |  |  | Rest-of-Pool |  | MA | WCMA |  | New | 0.253 | 0 | 0.112 | 0
41160 | MA_296_3 PV_267 BROCKELMAN RD_LANCASTER | Generator | Yes | PV | Solar |  |  | Rest-of-Pool |  | MA | WCMA |  | New | 1.386 | 0 | 0.616 | 0
41162 | Syncarpha Northampton - Solar | Generator | Yes | PV | Solar |  |  | Rest-of-Pool |  | MA | WCMA |  | New | 1.393 | 0 | 0.619 | 0
41164 | MA_308_2 PV_496 STAFFORD ST_LEICESTER | Generator | Yes | PV | Solar |  |  | Rest-of-Pool |  | MA | WCMA |  | New | 0.413 | 0 | 0.184 | 0
41165 | HQ_HG_Yearly_23-24 | Import | [5 empty] | Northern New England | Hydro-Quebec Highgate |  |  |  | New | 225 | 64 | 64 | 64
41168 | HQ_NY_Yearly_23-24 | Import | [5 empty] | Rest-of-Pool | New York AC Ties |  |  |  | New | 300 | 267 | 267 | 267
41173 | MA_312_0.48 PV_720 GUELPHWOOD RD_SOUTHBRIDGE | Generator | Yes | PV | Solar |  |  | Rest-of-Pool |  | MA | WCMA |  | New | 0.269 | 0 | 0.12 | 0
41174 | MA_313_0.48 PV_721 GUELPHWOOD RD_SOUTHBRIDGE | Generator | Yes | PV | Solar |  |  | Rest-of-Pool |  | MA | WCMA |  | New | 0.265 | 0 | 0.118 | 0
41175 | MA_314_0.48 PV_722 GUELPHWOOD RD_SOUTHBRIDGE | Generator | Yes | PV | Solar |  |  | Rest-of-Pool |  | MA | WCMA |  | New | 0.262 | 0 | 0.116 | 0
41176 | Syncarpha Northampton - Battery | Generator | No | PV | Solar |  |  | Rest-of-Pool |  | MA | WCMA |  | New | 2 | 2 | 0.889 | 0.889
41177 | Syncarpha Northbridge 1 - Solar | Generator | Yes | PV | Solar |  |  | Southeast New England |  | MA | SEMA |  | New | 0.98 | 0 | 0.436 | 0
41179 | Syncarpha Northbridge 1 - Battery | Generator | No | PV | Solar |  |  | Southeast New England |  | MA | SEMA |  | New | 4 | 4 | 1.778 | 1.778
41181 | MA_315_0.48 PV_725 GUELPHWOOD RD_SOUTHBRIDGE | Generator | Yes | PV | Solar |  |  | Rest-of-Pool |  | MA | WCMA |  | New | 0.231 | 0 | 0.103 | 0
41182 | MA_338_2 PV_808 WEST ST_GARDNER | Generator | Yes | PV | Solar |  |  | Rest-of-Pool |  | MA | WCMA |  | New | 1.043 | 0 | 0.464 | 0
41183 | Syncarpha Northbridge 2 - Solar | Generator | Yes | PV | Solar |  |  | Southeast New England |  | MA | SEMA |  | New | 1.976 | 0 | 0.879 | 0
41184 | MA_363_1.5 PV_114 PROSPECT ST_SOUTH EASTON | Generator | Yes | PV | Solar |  |  | Southeast New England |  | MA | SEMA |  | New | 0.593 | 0 | 0.264 | 0
41185 | Syncarpha Northbridge 2 - Battery | Generator | No | PV | Solar |  |  | Southeast New England |  | MA | SEMA |  | New | 3 | 3 | 1.334 | 1.334
41186 | MA_402_0.48 PV_250 SPRING-HILL RD_BARRE | Generator | Yes | PV | Solar |  |  | Rest-of-Pool |  | MA | WCMA |  | New | 0.182 | 0 | 0.081 | 0
41187 | Syncarpha Puddon 1 - Solar | Generator | Yes | PV | Solar |  |  | Southeast New England |  | MA | SEMA |  | New | 0.98 | 0 | 0.436 | 0
41188 | MA_403_0.48 PV_252 SPRING-HILL RD_BARRE | Generator | Yes | PV | Solar |  |  | Rest-of-Pool |  | MA | WCMA |  | New | 0.141 | 0 | 0.063 | 0
41189 | Syncarpha Puddon 1 - Battery | Generator | No | PV | Solar |  |  | Southeast New England |  | MA | SEMA |  | New | 4 | 4 | 1.778 | 1.778
41190 | MA_404_0.48 PV_253 SPRING-HILL RD_BARRE | Generator | Yes | PV | Solar |  |  | Rest-of-Pool |  | MA | WCMA |  | New | 0.118 | 0 | 0.052 | 0
41191 | Syncarpha Puddon 2 - Solar | Generator | Yes | PV | Solar |  |  | Southeast New England |  | MA | SEMA |  | New | 0.98 | 0 | 0.436 | 0
41192 | MA_434_1.992 PV_4 MIDDLE RD_NEWBURY | Generator | Yes | PV | Solar |  |  | Southeast New England |  | MA | NEMA |  | New | 0.997 | 0 | 0.443 | 0
41193 | Syncarpha Puddon 2 - Battery | Generator | No | PV | Solar |  |  | Southeast New England |  | MA | SEMA |  | New | 4 | 4 | 1.778 | 1.778
41194 | DWW Solar II | Generator | Yes | PV | Solar |  |  | Rest-of-Pool |  | CT | CT |  | New | 13.76 | 0 | 6.118 | 0
41195 | MA_287_0.499 PV_0 WESTBOROUGH ST_MILLBURY | Generator | Yes | PV | Solar |  |  | Rest-of-Pool |  | MA | WCMA |  | New | 0.223 | 0 | 0.099 | 0
41196 | Syncarpha Tewksbury - Solar | Generator | Yes | PV | Solar |  |  | Southeast New England |  | MA | NEMA |  | New | 1.22 | 0 | 0.542 | 0
41197 | MA_292_0.236 PV_0 SCULLEY RD_AYER | Generator | Yes | PV | Solar |  |  | Rest-of-Pool |  | MA | WCMA |  | New | 0.134 | 0 | 0.06 | 0
41198 | MA_357_2 PV_65 ELM ST_FOXBORO | Generator | Yes | PV | Solar |  |  | Southeast New England |  | MA | SEMA |  | New | 1.049 | 0 | 0.466 | 0
41199 | MA_298_0.9976 PV_0 LAWTON RD_SHIRLEY | Generator | Yes | PV | Solar |  |  | Rest-of-Pool |  | MA | WCMA |  | New | 0.446 | 0 | 0.198 | 0
41200 | Syncarpha Tewksbury - Storage | Generator | No | PV | Solar |  |  | Southeast New England |  | MA | NEMA |  | New | 2 | 2 | 0.889 | 0.889
41201 | MA_303_2.7 PV_43 ESTABROOK ST_GRAFTON | Generator | Yes | PV | Solar |  |  | Rest-of-Pool |  | MA | WCMA |  | New | 1.443 | 0 | 0.642 | 0
41202 | MA_352_0.728 PV_62 COMMERCE DR_UXBRIDGE | Generator | Yes | PV | Solar |  |  | Southeast New England |  | MA | SEMA |  | New | 0.368 | 0 | 0.164 | 0
41203 | MA_317_2.5 PV_294 SOUTHBRIDGE RD_CHARLTON | Generator | Yes | PV | Solar |  |  | Rest-of-Pool |  | MA | WCMA |  | New | 1.078 | 0 | 0.479 | 0
41204 | MA_358_1.2 PV_40 E BELCHER RD_FOXBORO | Generator | Yes | PV | Solar |  |  | Southeast New England |  | MA | SEMA |  | New | 0.573 | 0 | 0.255 | 0
41205 | Chaffee FCA14 | Import | [5 empty] | Rest-of-Pool | New York AC Ties |  |  |  | New | 5.8 | 5.8 | 5.8 | 5.8
41207 | MA_364_0.420147 PV_100 LOTHROP ST_NORTH EASTON | Generator | Yes | PV | Solar |  |  | Southeast New England |  | MA | SEMA |  | New | 0.187 | 0 | 0.083 | 0
41209 | MA_318_1.5 PV_247 BLACKMERE RD_SOUTHBRIDGE | Generator | Yes | PV | Solar |  |  | Rest-of-Pool |  | MA | WCMA |  | New | 0.578 | 0 | 0.257 | 0
41210 | Millseat FCA14 | Import | [5 empty] | Rest-of-Pool | New York AC Ties |  |  |  | New | 6 | 6 | 6 | 6
41211 | MA_368_0.42 PV_81 CEDAR ST_COHASSET | Generator | Yes | PV | Solar |  |  | Southeast New England |  | MA | SEMA |  | New | 0.211 | 0 | 0.094 | 0
41212 | Oneida Herkimer FCA14 | Import | [5 empty] | Rest-of-Pool | New York AC Ties |  |  |  | New | 2.9 | 2.9 | 2.9 | 2.9
41213 | MA_390_0.952 PV_87 SPRING ST_WEST WARREN | Generator | Yes | PV | Solar |  |  | Rest-of-Pool |  | MA | WCMA |  | New | 0.495 | 0 | 0.22 | 0
41214 | MA_319_1.5 PV_247 BLACKMERE RD_SOUTHBRIDGE | Generator | Yes | PV | Solar |  |  | Rest-of-Pool |  | MA | WCMA |  | New | 0.685 | 0 | 0.305 | 0
41216 | MA_400_0.452 PV_914 WEST ST_LUDLOW | Generator | Yes | PV | Solar |  |  | Rest-of-Pool |  | MA | WCMA |  | New | 0.172 | 0 | 0.076 | 0
41217 | MA_334_1 PV_12A ORCHARD RD_N BROOKFIELD | Generator | Yes | PV | Solar |  |  | Rest-of-Pool |  | MA | WCMA |  | New | 0.534 | 0 | 0.237 | 0
41218 | MA_410_2.355 PV_170 GLENDALE RD_NORTHAMPTON | Generator | Yes | PV | Solar |  |  | Rest-of-Pool |  | MA | WCMA |  | New | 1.297 | 0 | 0.577 | 0
41219 | MA_417_0.499 PV_659 S MAIN ST_GT BARRINGTON | Generator | Yes | PV | Solar |  |  | Rest-of-Pool |  | MA | WCMA |  | New | 0.25 | 0 | 0.111 | 0
41220 | MA_423_1.296 PV_515 MAIN ST_SAUGUS | Generator | Yes | PV | Solar |  |  | Southeast New England |  | MA | NEMA |  | New | 0.691 | 0 | 0.307 | 0
41221 | MA_425_0.84 PV_39 TOZER RD_BEVERLY | Generator | Yes | PV | Solar |  |  | Southeast New England |  | MA | NEMA |  | New | 0.244 | 0 | 0.108 | 0
41222 | MA_431_0.5 PV_105 RABBIT RD_SALISBURY | Generator | Yes | PV | Solar |  |  | Southeast New England |  | MA | NEMA |  | New | 0.266 | 0 | 0.118 | 0
41225 | TJA Shoemaker Lane PV | Generator | Yes | PV | Solar |  |  | Rest-of-Pool |  | MA | WCMA |  | New | 1.99 | 0 | 0.885 | 0
41226 | TJA Shoemaker Lane Storage | Generator | No | BA | Electricity used for Energy Storage |  |  | Rest-of-Pool |  | MA | WCMA |  | New | 2.955 | 2.955 | 1.314 | 1.314
41228 | MA_32_1 PV_300 S MAIN ST_HOPEDALE | Generator | Yes | PV | Solar |  |  | Southeast New England |  | MA | SEMA |  | New | 0.496 | 0 | 0.221 | 0
41231 | MA_7_3.78 PV_2 JOHNSON DR_RANDOLPH | Generator | Yes | PV | Solar |  |  | Southeast New England |  | MA | SEMA |  | New | 1.856 | 0 | 0.825 | 0
41234 | MA_9_3.084 PV_35 UNITED DR_W BRIDGEWATER | Generator | Yes | PV | Solar |  |  | Southeast New England |  | MA | SEMA |  | New | 0.496 | 0 | 0.221 | 0
41237 | MA_395_2 PV_201 Sturbridge Road_Brimfield | Generator | Yes | PV | Solar |  |  | Rest-of-Pool |  | MA | WCMA |  | New | 1.701 | 0 | 0.756 | 0
41238 | MA_440_2 PV_48 Ayers Village Rd_METHUEN | Generator | Yes | PV | Solar |  |  | Southeast New England |  | MA | NEMA |  | New | 0.97 | 0 | 0.431 | 0
41241 | MA_47_0.996 PV_1291 BROADWAY_HAVERHILL | Generator | Yes | PV | Solar |  |  | Southeast New England |  | MA | NEMA |  | New | 0.505 | 0 | 0.225 | 0
41242 | MA_48_0.996 PV_150 OAK ST_SWANSEA | Generator | Yes | PV | Solar |  |  | Southeast New England |  | MA | SEMA |  | New | 0.6 | 0 | 0.267 | 0
41244 | MA_53_0.99 PV_190 BALDWINVILLE RD_PHILLIPSTON | Generator | Yes | PV | Solar |  |  | Rest-of-Pool |  | MA | WCMA |  | New | 0.472 | 0 | 0.21 | 0
41245 | MA_62_0.96 PV_232 GARDNER RD_HUBBARDSTON | Generator | Yes | PV | Solar |  |  | Rest-of-Pool |  | MA | WCMA |  | New | 0.35 | 0 | 0.156 | 0
41246 | MA_63_0.96 PV_240 GARDNER RD_HUBBARDSTON | Generator | Yes | PV | Solar |  |  | Rest-of-Pool |  | MA | WCMA |  | New | 0.332 | 0 | 0.148 | 0
41248 | MA_66_0.85 PV_56 WALKER RD_SHIRLEY | Generator | Yes | PV | Solar |  |  | Rest-of-Pool |  | MA | WCMA |  | New | 0.317 | 0 | 0.141 | 0
41249 | MA_67_0.92 PV_7 NEW-ATHOL RD_ORANGE | Generator | Yes | PV | Solar |  |  | Rest-of-Pool |  | MA | WCMA |  | New | 0.374 | 0 | 0.166 | 0
41250 | MA_82_0.499 PV_39 STONY-HILL RD_HAMPDEN | Generator | Yes | PV | Solar |  |  | Rest-of-Pool |  | MA | WCMA |  | New | 0.175 | 0 | 0.078 | 0
41251 | MA_92_0.499 PV_0 S STATE ST_NORTH ADAMS | Generator | Yes | PV | Solar |  |  | Rest-of-Pool |  | MA | WCMA |  | New | 0.216 | 0 | 0.096 | 0
41254 | MA_316_0.984 PV_726 GUELPHWOOD RD_SOUTHBRIDGE | Generator | Yes | PV | Solar |  |  | Rest-of-Pool |  | MA | WCMA |  | New | 0.525 | 0 | 0.233 | 0
41256 | MA_17_3.96 PV_466 STAFFORD ST_LEICESTER | Generator | Yes | PV | Solar |  |  | Rest-of-Pool |  | MA | WCMA |  | New | 1.024 | 0 | 0.455 | 0
41257 | MA_43_1 PV_72 W DUDLEY RD_DUDLEY | Generator | Yes | PV | Solar |  |  | Rest-of-Pool |  | MA | WCMA |  | New | 0.442 | 0 | 0.197 | 0
41258 | MA_44_1 PV_72 W DUDLEY RD_DUDLEY | Generator | Yes | PV | Solar |  |  | Rest-of-Pool |  | MA | WCMA |  | New | 0.424 | 0 | 0.189 | 0
41259 | MA_50_0.984 PV_173 NASHUA RD_PEPPERELL | Generator | Yes | PV | Solar |  |  | Rest-of-Pool |  | MA | WCMA |  | New | 0.5 | 0 | 0.222 | 0
41260 | MA_102_0.4929 PV_0 WEST ST_W BRIDGEWATER | Generator | Yes | PV | Solar |  |  | Southeast New England |  | MA | SEMA |  | New | 0.266 | 0 | 0.118 | 0
41261 | MA_51_0.99 PV_127 GOSHEN RD_WILLIAMSBURG | Generator | Yes | PV | Solar |  |  | Rest-of-Pool |  | MA | WCMA |  | New | 0.507 | 0 | 0.225 | 0
41262 | MA_54_0.99 PV_1006 RIVER RD_CLARKSBURG | Generator | Yes | PV | Solar |  |  | Rest-of-Pool |  | MA | WCMA |  | New | 0.504 | 0 | 0.224 | 0
41263 | MA_55_0.99 PV_251 RESERVOIR RD_NORTH ADAMS | Generator | Yes | PV | Solar |  |  | Rest-of-Pool |  | MA | WCMA |  | New | 0.5 | 0 | 0.222 | 0
41264 | MA_200_4.016 PV_33 GILBERTVILLE RD_WARE | Generator | Yes | PV | Solar |  |  | Rest-of-Pool |  | MA | WCMA |  | New | 2.331 | 0 | 1.036 | 0
41265 | MA_56_0.99 PV_251 RESERVOIR RD_NORTH ADAMS | Generator | Yes | PV | Solar |  |  | Rest-of-Pool |  | MA | WCMA |  | New | 0.341 | 0 | 0.152 | 0
41266 | MA_280_6.5 PV_20 NIPPNAPP TR_WORCESTER | Generator | Yes | PV | Solar |  |  | Rest-of-Pool |  | MA | WCMA |  | New | 0.799 | 0 | 0.355 | 0
41267 | MA_57_0.96 PV_80 WORCESTER-PROVIDENCE TP_SUTTON | Generator | Yes | PV | Solar |  |  | Rest-of-Pool |  | MA | WCMA |  | New | 0.334 | 0 | 0.148 | 0
41268 | MA_58_0.99 PV_207 PROVIDENCE RD_GRAFTON | Generator | Yes | PV | Solar |  |  | Rest-of-Pool |  | MA | WCMA |  | New | 0.539 | 0 | 0.24 | 0
41269 | MA_289_0.99 PV_3 KENWOOD CT_RUTLAND | Generator | Yes | PV | Solar |  |  | Rest-of-Pool |  | MA | WCMA |  | New | 0.332 | 0 | 0.148 | 0
41270 | MA_65_0.95 PV_890 MONAHAN DR_UXBRIDGE | Generator | Yes | PV | Solar |  |  | Southeast New England |  | MA | SEMA |  | New | 0.336 | 0 | 0.149 | 0
41271 | MA_72_0.644 PV_128 BAY-STATE RD_REHOBOTH | Generator | Yes | PV | Solar |  |  | Southeast New England |  | MA | SEMA |  | New | 0.247 | 0 | 0.11 | 0
41272 | MA_291_0.26 PV_297 AYER RD_HARVARD | Generator | Yes | PV | Solar |  |  | Rest-of-Pool |  | MA | WCMA |  | New | 0.189 | 0 | 0.084 | 0
41273 | MA_74_0.75 PV_2720 BOSTON RD_WILBRAHAM | Generator | Yes | PV | Solar |  |  | Rest-of-Pool |  | MA | WCMA |  | New | 0.389 | 0 | 0.173 | 0
41274 | MA_293_2 PV_56 WALKER RD_SHIRLEY | Generator | Yes | PV | Solar |  |  | Rest-of-Pool |  | MA | WCMA |  | New | 0.662 | 0 | 0.294 | 0
41275 | MA_84_0.452 PV_188 EAST ST_GRANBY | Generator | Yes | PV | Solar |  |  | Rest-of-Pool |  | MA | WCMA |  | New | 0.26 | 0 | 0.116 | 0
41276 | MA_85_0.452 PV_190 EAST ST_GRANBY | Generator | Yes | PV | Solar |  |  | Rest-of-Pool |  | MA | WCMA |  | New | 0.234 | 0 | 0.104 | 0
41277 | MA_294_1.08 PV_111 ADAMS RD_CLINTON | Generator | Yes | PV | Solar |  |  | Rest-of-Pool |  | MA | WCMA |  | New | 0.562 | 0 | 0.25 | 0
41278 | MA_86_0.452 PV_229R EAST ST_GRANBY | Generator | Yes | PV | Solar |  |  | Rest-of-Pool |  | MA | WCMA |  | New | 0.231 | 0 | 0.103 | 0
41279 | MA_87_0.452 PV_220R EAST ST_GRANBY | Generator | Yes | PV | Solar |  |  | Rest-of-Pool |  | MA | WCMA |  | New | 0.244 | 0 | 0.108 | 0
41280 | MA_321_1 PV_1 HARE RD_STURBRIDGE | Generator | Yes | PV | Solar |  |  | Rest-of-Pool |  | MA | WCMA |  | New | 0.415 | 0 | 0.185 | 0
41281 | MA_326_0.499 PV_154 CENTER-DEPOT RD_CHARLTON | Generator | Yes | PV | Solar |  |  | Rest-of-Pool |  | MA | WCMA |  | New | 0.245 | 0 | 0.109 | 0
41282 | MA_327_0.499 PV_142 BROOKFIELD RD_CHARLTON | Generator | Yes | PV | Solar |  |  | Rest-of-Pool |  | MA | WCMA |  | New | 0.251 | 0 | 0.112 | 0
41283 | MA_328_0.499 PV_111 BROOKFIELD RD_CHARLTON | Generator | Yes | PV | Solar |  |  | Rest-of-Pool |  | MA | WCMA |  | New | 0.24 | 0 | 0.107 | 0
41291 | Sheffield B Battery | Generator | No | PV | Solar |  |  | Rest-of-Pool |  | MA | WCMA |  | New | 1.479 | 1.479 | 0.658 | 0.658
41295 | MA_436_1 PV_0 KENSINGTON AV_METHUEN | Generator | Yes | PV | Solar |  |  | Southeast New England |  | MA | NEMA |  | New | 0.385 | 0 | 0.171 | 0
41297 | MA_437_0.48 PV_251 Spring Hill Road_Barre | Generator | Yes | PV | Solar |  |  | Rest-of-Pool |  | MA | WCMA |  | New | 0.201 | 0 | 0.089 | 0
41298 | MA_432_0.75 PV_7A SPOFFORD RD_BOXFORD | Generator | Yes | PV | Solar |  |  | Southeast New England |  | MA | NEMA |  | New | 0.364 | 0 | 0.162 | 0
41299 | MA_382_0.48 PV_2553 BARRE RD_HARDWICK | Generator | Yes | PV | Solar |  |  | Rest-of-Pool |  | MA | WCMA |  | New | 0.252 | 0 | 0.112 | 0
41300 | MA_383_0.48 PV_0 CLEVELAND RD_HARDWICK | Generator | Yes | PV | Solar |  |  | Rest-of-Pool |  | MA | WCMA |  | New | 0.244 | 0 | 0.108 | 0
41301 | MA_392_0.99 PV_581 SOUTH ST_WARREN | Generator | Yes | PV | Solar |  |  | Rest-of-Pool |  | MA | WCMA |  | New | 0.557 | 0 | 0.248 | 0
41302 | MA_412_0.996 PV_700 W SHAFT RD_NORTH ADAMS | Generator | Yes | PV | Solar |  |  | Rest-of-Pool |  | MA | WCMA |  | New | 0.524 | 0 | 0.233 | 0
41304 | RI_85_RE Growth PV_0 GRAY LN_ASHAWAY | Generator | Yes | PV | Solar |  |  | Southeast New England |  | RI | RI |  | New | 0.648 | 0 | 0 | 0
41306 | Happy Hollow Road Solar 1 (ESS) | Generator | No | BA | Electricity used for Energy Storage |  |  | Rest-of-Pool |  | MA | WCMA |  | New | 3.2 | 3.2 | 1.423 | 1.423
41309 | MA_4_4.995 PV_311 EMERY ST_PALMER | Generator | Yes | PV | Solar |  |  | Rest-of-Pool |  | MA | WCMA |  | New | 2.49 | 0 | 1.107 | 0
41311 | MA_68_0.9 PV_500 DUNSTABLE RD_TYNGSBORO | Generator | Yes | PV | Solar |  |  | Rest-of-Pool |  | MA | WCMA |  | New | 0.424 | 0 | 0.189 | 0
41312 | Happy Hollow Road Solar 1 (PV) | Generator | Yes | PV | Solar |  |  | Rest-of-Pool |  | MA | WCMA |  | New | 1.75 | 0 | 0.778 | 0
41313 | MA_70_0.99 PV_194 BERKSHIRE TR E_GOSHEN | Generator | Yes | PV | Solar |  |  | Rest-of-Pool |  | MA | WCMA |  | New | 0.435 | 0 | 0.193 | 0
41314 | Kear - S Martin PV | Generator | Yes | PV | Solar |  |  | Southeast New England |  | MA | NEMA |  | New | 1.28 | 0 | 0.569 | 0
41315 | Kear - S Martin Rd Storage | Generator | No | BA | Electricity used for Energy Storage |  |  | Southeast New England |  | MA | NEMA |  | New | 1.5 | 1.5 | 0.667 | 0.667
41316 | MA_356_0.495 PV_370 PATRIOT PL_FOXBORO | Generator | Yes | PV | Solar |  |  | Southeast New England |  | MA | SEMA |  | New | 0.179 | 0 | 0.08 | 0
41317 | MA_359_2.34 PV_234 THATCHER ST_E BRIDGEWATER | Generator | Yes | PV | Solar |  |  | Southeast New England |  | MA | SEMA |  | New | 0.94 | 0 | 0.418 | 0
41318 | MA_360_0.75 PV_0 FAIRLEE LN_NORTON | Generator | Yes | PV | Solar |  |  | Southeast New England |  | MA | SEMA |  | New | 0.302 | 0 | 0.134 | 0
41319 | MA_365_2 PV_880 BEECH ST_ROCKLAND | Generator | Yes | PV | Solar |  |  | Southeast New England |  | MA | SEMA |  | New | 0.788 | 0 | 0.35 | 0
41320 | MA_399_2 PV_105 NORTH ST_PALMER | Generator | Yes | PV | Solar |  |  | Rest-of-Pool |  | MA | WCMA |  | New | 0.98 | 0 | 0.436 | 0
41321 | MA_401_0.8 PV_750 S BARRE RD_BARRE | Generator | Yes | PV | Solar |  |  | Rest-of-Pool |  | MA | WCMA |  | New | 0.325 | 0 | 0.144 | 0
41322 | MA_405_1 PV_702 S MAIN ST_ORANGE | Generator | Yes | PV | Solar |  |  | Rest-of-Pool |  | MA | WCMA |  | New | 0.849 | 0 | 0.377 | 0
41324 | MA_406_2 PV_702 S MAIN ST_ORANGE | Generator | Yes | PV | Solar |  |  | Rest-of-Pool |  | MA | WCMA |  | New | 0.494 | 0 | 0.22 | 0
41326 | MA_411_0.4995 PV_650 W CROSS RD_CLARKSBURG | Generator | Yes | PV | Solar |  |  | Rest-of-Pool |  | MA | WCMA |  | New | 0.223 | 0 | 0.099 | 0
41327 | Ldstr - Pulpit Hill Storage | Generator | No | BA | Electricity used for Energy Storage |  |  | Rest-of-Pool |  | MA | WCMA |  | New | 1.999 | 1.999 | 0.889 | 0.889
41328 | MA_375_0.3 PV_454 S MAIN ST_W BRIDGEWATER | Generator | Yes | PV | Solar |  |  | Southeast New England |  | MA | SEMA |  | New | 0.134 | 0 | 0.06 | 0
41329 | MA_413_0.499 PV_926 N STATE RD_CHESHIRE | Generator | Yes | PV | Solar |  |  | Rest-of-Pool |  | MA | WCMA |  | New | 0.26 | 0 | 0.116 | 0
41330 | MA_414_1 PV_300 EAST RD_ADAMS | Generator | Yes | PV | Solar |  |  | Rest-of-Pool |  | MA | WCMA |  | New | 0.383 | 0 | 0.17 | 0
41332 | MA_379_0.936 PV_33 GILBERTVILLE RD_WARE | Generator | Yes | PV | Solar |  |  | Rest-of-Pool |  | MA | WCMA |  | New | 0.535 | 0 | 0.238 | 0
41333 | MA_415_0.999 PV_76 E STAHL RD_ASHLEY FALLS | Generator | Yes | PV | Solar |  |  | Rest-of-Pool |  | MA | WCMA |  | New | 0.543 | 0 | 0.241 | 0
41334 | MA_384_3.8 PV_2189 BAPTIST-HILL RD_PALMER | Generator | Yes | PV | Solar |  |  | Rest-of-Pool |  | MA | WCMA |  | New | 1.609 | 0 | 0.715 | 0
41335 | MA_418_0.499 PV_49 LIME-KILN RD_SHEFFIELD | Generator | Yes | PV | Solar |  |  | Rest-of-Pool |  | MA | WCMA |  | New | 0.26 | 0 | 0.116 | 0
41336 | MA_386_0.496 PV_0 TINKHAM RD_WILBRAHAM | Generator | Yes | PV | Solar |  |  | Rest-of-Pool |  | MA | WCMA |  | New | 0.214 | 0 | 0.095 | 0
41337 | MA_391_0.96 PV_70 WARE RD_WEST WARREN | Generator | Yes | PV | Solar |  |  | Rest-of-Pool |  | MA | WCMA |  | New | 0.493 | 0 | 0.219 | 0
41338 | MA_420_2.5 PV_293 PARK ST_HOUSATONIC | Generator | Yes | PV | Solar |  |  | Rest-of-Pool |  | MA | WCMA |  | New | 1.334 | 0 | 0.593 | 0
41339 | MA_52_0.99 PV_189 MENDON ST_UXBRIDGE | Generator | Yes | PV | Solar |  |  | Southeast New England |  | MA | SEMA |  | New | 0.444 | 0 | 0.197 | 0
41340 | MA_393_1 PV_414 LITTLE-REST RD_WARREN | Generator | Yes | PV | Solar |  |  | Rest-of-Pool |  | MA | WCMA |  | New | 0.555 | 0 | 0.247 | 0
41341 | MA_422_0.6 PV_100 SIMPLEX DR_WESTMINSTER | Generator | Yes | PV | Solar |  |  | Rest-of-Pool |  | MA | WCMA |  | New | 0.254 | 0 | 0.113 | 0
41342 | MA_96_0.499 PV_0 THEODORE DR_WESTMINSTER | Generator | Yes | PV | Solar |  |  | Rest-of-Pool |  | MA | WCMA |  | New | 0.261 | 0 | 0.116 | 0
41343 | MA_97_0.499 PV_0 THEODORE DR_WESTMINSTER | Generator | Yes | PV | Solar |  |  | Rest-of-Pool |  | MA | WCMA |  | New | 0.25 | 0 | 0.111 | 0
41345 | MA_433_3 PV_1050 HILLDALE AV_HAVERHILL | Generator | Yes | PV | Solar |  |  | Southeast New England |  | MA | NEMA |  | New | 1.693 | 0 | 0.753 | 0
41346 | MA_443_1 PV_72 W DUDLEY RD_DUDLEY | Generator | Yes | PV | Solar |  |  | Rest-of-Pool |  | MA | WCMA |  | New | 0.429 | 0 | 0.191 | 0
41347 | MA_301_2 PV_0 SHIRLEY RD_LANCASTER | Generator | Yes | PV | Solar |  |  | Rest-of-Pool |  | MA | WCMA |  | New | 0.87 | 0 | 0.387 | 0
41348 | MA_302_1.5 PV_169 LEOMINSTER RD_SHIRLEY | Generator | Yes | PV | Solar |  |  | Rest-of-Pool |  | MA | WCMA |  | New | 0.505 | 0 | 0.225 | 0
41349 | MA_322_1 PV_1 HARE RD_STURBRIDGE | Generator | Yes | PV | Solar |  |  | Rest-of-Pool |  | MA | WCMA |  | New | 0.39 | 0 | 0.173 | 0
41350 | MA_8_3.72 PV_0 THATCHER ST_BROCKTON | Generator | Yes | PV | Solar |  |  | Southeast New England |  | MA | SEMA |  | New | 1.18 | 0 | 0.525 | 0
41351 | MA_330_1.4 PV_175-185 E MAIN RD_W BROOKFIELD | Generator | Yes | PV | Solar |  |  | Rest-of-Pool |  | MA | WCMA |  | New | 0.6 | 0 | 0.267 | 0
41352 | MA_340_3.334 PV_280 SUMMER ST_REHOBOTH | Generator | Yes | PV | Solar |  |  | Southeast New England |  | MA | SEMA |  | New | 1.649 | 0 | 0.733 | 0
41353 | MA_331_0.8 PV_94 JOHN-GILBERT RD_W BROOKFIELD | Generator | Yes | PV | Solar |  |  | Rest-of-Pool |  | MA | WCMA |  | New | 0.39 | 0 | 0.173 | 0
41354 | MA_333_3 PV_38 MADBROOK RD_N BROOKFIELD | Generator | Yes | PV | Solar |  |  | Rest-of-Pool |  | MA | WCMA |  | New | 1.371 | 0 | 0.61 | 0
41355 | MA_83_0.499 PV_1401 WILLIAMS ST_DIGHTON | Generator | Yes | PV | Solar |  |  | Southeast New England |  | MA | SEMA |  | New | 0.246 | 0 | 0.109 | 0
41356 | MA_297_4.95 PV_125 STILL-RIVER RD_BOLTON | Generator | Yes | PV | Solar |  |  | Rest-of-Pool |  | MA | WCMA |  | New | 2.387 | 0 | 1.061 | 0
41357 | MA_98_0.499 PV_0 THEODORE DR_WESTMINSTER | Generator | Yes | PV | Solar |  |  | Rest-of-Pool |  | MA | WCMA |  | New | 0.249 | 0 | 0.111 | 0
41358 | MA_99_0.5 PV_55 W DUDLEY RD_DUDLEY | Generator | Yes | PV | Solar |  |  | Rest-of-Pool |  | MA | WCMA |  | New | 0.243 | 0 | 0.108 | 0
41359 | MA_300_2.5 PV_0 SHIRLEY RD_LANCASTER | Generator | Yes | PV | Solar |  |  | Rest-of-Pool |  | MA | WCMA |  | New | 1.088 | 0 | 0.484 | 0
41360 | MA_304_2.75 PV_51 FEDERAL-HILL RD_OXFORD | Generator | Yes | PV | Solar |  |  | Rest-of-Pool |  | MA | WCMA |  | New | 1.409 | 0 | 0.626 | 0
41361 | MA_213_0.995 PV_6 MCNEIL HW_LEICESTER | Generator | Yes | PV | Solar |  |  | Rest-of-Pool |  | MA | WCMA |  | New | 0.439 | 0 | 0.195 | 0
41363 | MA_311_1.38 PV_23 CUDWORTH RD_WEBSTER | Generator | Yes | PV | Solar |  |  | Rest-of-Pool |  | MA | WCMA |  | New | 0.659 | 0 | 0.293 | 0
41364 | MA_222_0.48 PV_26 THEODORE DR_WESTMINSTER | Generator | Yes | PV | Solar |  |  | Rest-of-Pool |  | MA | WCMA |  | New | 0.27 | 0 | 0.12 | 0
41366 | MA_286_1 PV_19 WOODCHUCK LN_SPENCER | Generator | Yes | PV | Solar |  |  | Rest-of-Pool |  | MA | WCMA |  | New | 0.522 | 0 | 0.232 | 0
41367 | MA_348_1.82 PV_120 South Street_WESTBOROUGH | Generator | Yes | PV | Solar |  |  | Rest-of-Pool |  | MA | WCMA |  | New | 0.797 | 0 | 0.354 | 0
41368 | MA_295_2.196 PV_100 ADAMS RD_CLINTON | Generator | Yes | PV | Solar |  |  | Rest-of-Pool |  | MA | WCMA |  | New | 1.126 | 0 | 0.501 | 0
41370 | MA_343_0.5 PV_247 BAKER RD_SWANSEA | Generator | Yes | PV | Solar |  |  | Southeast New England |  | MA | SEMA |  | New | 0.197 | 0 | 0.088 | 0
41371 | MA_344_3.13 PV_2729 ELM ST_DIGHTON | Generator | Yes | PV | Solar |  |  | Southeast New England |  | MA | SEMA |  | New | 1.591 | 0 | 0.707 | 0
41372 | MA_346_0.65 PV_0 SCHOOL ST_SOUTHBOROUGH | Generator | Yes | PV | Solar |  |  | Rest-of-Pool |  | MA | WCMA |  | New | 0.306 | 0 | 0.136 | 0
41374 | MA_350_1.91 PV_116 Milford Road_South Grafton | Generator | Yes | PV | Solar |  |  | Southeast New England |  | MA | SEMA |  | New | 1.123 | 0 | 0.499 | 0
41376 | MA_351_3 PV_436 NE MAIN ST_DOUGLAS | Generator | Yes | PV | Solar |  |  | Southeast New England |  | MA | SEMA |  | New | 1.508 | 0 | 0.67 | 0
41377 | Norfolk Walpole Cogeneration 1&2 | Demand |  |  |  | Active Demand Capacity Resource | Active | Southeast New England |  | MA | SEMA | SEMA | New | 1.296 | 1.296 | 1.296 | 1.296
41378 | MA_376_1.5 PV_280 DRIFTWAY_SCITUATE | Generator | Yes | PV | Solar |  |  | Southeast New England |  | MA | SEMA |  | New | 0.213 | 0 | 0.095 | 0
41380 | MA_377_1.5 PV_280 DRIFTWAY_SCITUATE | Generator | Yes | PV | Solar |  |  | Southeast New England |  | MA | SEMA |  | New | 0.343 | 0 | 0.153 | 0
41383 | MA_396_1 PV_203 STATE ST_PALMER | Generator | Yes | PV | Solar |  |  | Rest-of-Pool |  | MA | WCMA |  | New | 0.522 | 0 | 0.232 | 0
41384 | MA_397_1 PV_203 STATE ST_PALMER | Generator | Yes | PV | Solar |  |  | Rest-of-Pool |  | MA | WCMA |  | New | 0.542 | 0 | 0.241 | 0
41385 | MA_398_1 PV_203 STATE ST_PALMER | Generator | Yes | PV | Solar |  |  | Rest-of-Pool |  | MA | WCMA |  | New | 0.534 | 0 | 0.237 | 0
41387 | MA_427_1.31101 PV_1020 WESTFORD ST_LOWELL | Generator | Yes | PV | Solar |  |  | Rest-of-Pool |  | MA | WCMA |  | New | 0.344 | 0 | 0.153 | 0
41389 | MA_435_1.8 PV_100 DANTON DR_METHUEN | Generator | Yes | PV | Solar |  |  | Southeast New England |  | MA | NEMA |  | New | 0.722 | 0 | 0.321 | 0
41393 | MA_441_0.26 PV_360 LYNN-FELLS PK_MELROSE | Generator | Yes | PV | Solar |  |  | Southeast New England |  | MA | NEMA |  | New | 0.11 | 0 | 0.049 | 0
41395 | MA_281_4.883 PV_370 Auburn St_LEICESTER | Generator | Yes | PV | Solar |  |  | Rest-of-Pool |  | MA | WCMA |  | New | 2.265 | 0 | 1.007 | 0
41396 | WCMA Residential Solar OP | Demand |  |  |  | On-Peak Demand Resource | Passive | Rest-of-Pool |  | MA | WCMA |  | New | 1.685 | 0 | 0.896 | 0
41397 | SEMA Residential Solar OP | Demand |  |  |  | On-Peak Demand Resource | Passive | Southeast New England |  | MA | SEMA |  | New | 3.089 | 0 | 2.678 | 0
41398 | NEMA Residential Solar OP | Demand |  |  |  | On-Peak Demand Resource | Passive | Southeast New England |  | MA | NEMA |  | New | 1.08 | 0 | 1.08 | 0
41400 | Maine EE OP | Demand |  |  |  | On-Peak Demand Resource | Passive | Maine |  | ME | ME |  | New | 0 | 1.08 | 0 | 1.08
41406 | Rear Somers PV | Generator | Yes | PV | Solar |  |  | Rest-of-Pool |  | MA | WCMA |  | New | 3.85 | 2.31 | 1.712 | 1.027
41407 | Nugen PV - East Greenwich, RI 1 | Generator | Yes | PV | Solar |  |  | Southeast New England |  | RI | RI |  | New | 1.92 | 0 | 0.854 | 0
41409 | MA_388_1 PV_547-B LITTLE-REST RD_WARREN | Generator | Yes | PV | Solar |  |  | Rest-of-Pool |  | MA | WCMA |  | New | 0.559 | 0 | 0.249 | 0
41413 | MA_380_1.89 PV_262 LOWER RD_GILBERTVILLE | Generator | Yes | PV | Solar |  |  | Rest-of-Pool |  | MA | WCMA |  | New | 0.798 | 0 | 0.355 | 0
41417 | MA_381_1 PV_262 LOWER RD_GILBERTVILLE | Generator | Yes | PV | Solar |  |  | Rest-of-Pool |  | MA | WCMA |  | New | 0.429 | 0 | 0.191 | 0
41419 | MA_421_3.5 PV_229 SOMERS RD_HAMPDEN | Generator | Yes | PV | Solar |  |  | Rest-of-Pool |  | MA | WCMA |  | New | 1.735 | 0 | 0.771 | 0
41420 | MA_389_1 PV_547-A LITTLE-REST RD_WARREN | Generator | Yes | PV | Solar |  |  | Rest-of-Pool |  | MA | WCMA |  | New | 0.541 | 0 | 0.241 | 0
41421 | MA_424_2 PV_3 CAILIN RD_BEVERLY | Generator | Yes | PV | Solar |  |  | Southeast New England |  | MA | NEMA |  | New | 0.424 | 0 | 0.189 | 0
41422 | MA_416_1.988 PV_67 VAN-DEUSENVILLE RD_HOUSATONIC | Generator | Yes | PV | Solar |  |  | Rest-of-Pool |  | MA | WCMA |  | New | 1.057 | 0 | 0.47 | 0
41423 | MA_419_0.25 PV_1399 N MAIN ST_SHEFFIELD | Generator | Yes | PV | Solar |  |  | Rest-of-Pool |  | MA | WCMA |  | New | 0.128 | 0 | 0.057 | 0
41424 | MA_430_0.308 PV_500 PRINCETON WA_WESTFORD | Generator | Yes | PV | Solar |  |  | Rest-of-Pool |  | MA | WCMA |  | New | 0.124 | 0 | 0.055 | 0
41425 | MA_439_2.85 PV_200 IRON-HORSE PA_BILLERICA | Generator | Yes | PV | Solar |  |  | Rest-of-Pool |  | MA | WCMA |  | New | 1.458 | 0 | 0.648 | 0
41427 | MA_282_0.499 PV_1A BOUTILIER RD_LEICESTER | Generator | Yes | PV | Solar |  |  | Rest-of-Pool |  | MA | WCMA |  | New | 0.275 | 0 | 0.122 | 0
41429 | MA_366_0.332 PV_146 CAMPANELLI PK_STOUGHTON | Generator | Yes | PV | Solar |  |  | Southeast New England |  | MA | SEMA |  | New | 0.123 | 0 | 0.055 | 0
41430 | MA_387_1 PV_547 LITTLE-REST RD_WARREN | Generator | Yes | PV | Solar |  |  | Rest-of-Pool |  | MA | WCMA |  | New | 0.521 | 0 | 0.232 | 0
41434 | MA_116_0.45 PV_891 MONAHAN DR_UXBRIDGE | Generator | Yes | PV | Solar |  |  | Southeast New England |  | MA | SEMA |  | New | 0.21 | 0 | 0.093 | 0
41435 | MA_371_2.4 PV_174 HOBOMOCK ST_PEMBROKE | Generator | Yes | PV | Solar |  |  | Southeast New England |  | MA | SEMA |  | New | 1.296 | 0 | 0.576 | 0
41436 | MA_372_2.492 PV_0 MONPONSETT ST_HALIFAX | Generator | Yes | PV | Solar |  |  | Southeast New England |  | MA | SEMA |  | New | 1.312 | 0 | 0.583 | 0
41438 | MA_2_4.968 PV_0 WILLOW AV_HAVERHILL | Generator | Yes | PV | Solar |  |  | Southeast New England |  | MA | NEMA |  | New | 2.14 | 0 | 0.951 | 0
41451 | 38905 Connecticut DG Incremental | Demand |  |  |  | On-Peak Demand Resource | Passive | Rest-of-Pool |  | CT | CT |  | New | 1.987 | 3.24 | 0 | 0
41452 | 38904 NEMA DG incremental | Demand |  |  |  | On-Peak Demand Resource | Passive | Southeast New England |  | MA | NEMA |  | New | 1.987 | 3.24 | 0 | 0
41453 | Hamden | Generator | Yes | PV | Solar |  |  | Rest-of-Pool |  | CT | CT |  | New | 0.406 | 0 | 0 | 0
41476 | MA_394_2 PV_205 STURBRIDGE RD_BRIMFIELD | Generator | Yes | PV | Solar |  |  | Rest-of-Pool |  | MA | WCMA |  | New | 0.611 | 0 | 0.272 | 0
41477 | Syncarpha Leicester - Battery | Generator | No | PV | Solar |  |  | Rest-of-Pool |  | MA | WCMA |  | New | 2.6 | 2.6 | 1.156 | 1.156
41480 | SR Aggregation WCMA | Demand |  |  |  | On-Peak Demand Resource | Passive | Rest-of-Pool |  | MA | WCMA |  | New | 7.56 | 5.81 | 0 | 0
41494 | Chester Solar Farm PV | Generator | Yes | PV | Solar |  |  | Northern New England |  | VT | VT |  | New | 0.996 | 0 | 0 | 0
41495 | DRCR_Maine_2019 | Demand |  |  |  | Active Demand Capacity Resource | Active | Maine |  | ME | ME | Maine | New | 23.976 | 20.196 | 0 | 0
41496 | Stonehill Solar PV | Generator | Yes | PV | Solar |  |  | Southeast New England |  | MA | SEMA |  | New | 0.922 | 0 | 0 | 0
41497 | DRCR_Portland_Maine_2019 | Demand |  |  |  | Active Demand Capacity Resource | Active | Maine |  | ME | ME | Portland Maine | New | 3.456 | 2.808 | 0 | 0
41502 | Control Area Backed 2023-2024 | Import | [5 empty] | Maine | New Brunswick |  |  |  | New | 160 | 160 | 72 | 72
41514 | GREAT LAKES - MILLINOCKET Battery | Generator | No | BA | Electricity used for Energy Storage |  |  | Maine |  | ME | ME |  | New | 20 | 20 | 0 | 0

## 5.1 Resource NRCs and CNRCs
Links: | OATT
OATT Schedule 22 Large Generator Interconnection Procedures
OATT Schedule 23 Small Generator Interconnection Procedures
Resource ID | Resource Name | Asset ID | Asset Name | NRC (MW) |  | CNRC (MW) |  | Instrument Used to Identify Capability | State | County | RSP Area | Lead Participant
|  |  |  | Summer (500F) | Winter (00F) | Summer (900F) | Winter (200F)
253 | TURNKEY LANDFILL | 253 | TURNKEY LANDFILL | 3.306 | 3.306 | 3.306 | 3.306 | Historic Capability | NH | 017 | NH | Public Service Company of New Hampshire
321 | MANCHESTER 10/10A CC | 321 | MANCHESTER 10/10A CC | 170 | 170 | 157 | 170 | IA | RI | 007 | RI | Direct Energy Business Marketing, LLC
322 | MANCHESTER 11/11A CC | 322 | MANCHESTER 11/11A CC | 170 | 170 | 157 | 170 | IA | RI | 007 | RI | Direct Energy Business Marketing, LLC
323 | MANCHESTER 9/9A CC | 323 | MANCHESTER 9/9A CC | 170 | 170 | 154 | 170 | IA | RI | 007 | RI | Direct Energy Business Marketing, LLC
324 | CDECCA | 324 | CDECCA | 64 | 64 | 56 | 64 | IA | CT | 003 | CT | Pawtucket Power Holding Company LLC
326 | ALTRESCO | 326 | ALTRESCO | 160 | 192.5 | 151.4 | 183.401 | IA | MA | 003 | WMA | Pawtucket Power Holding Company LLC
327 | AMOSKEAG | 327 | AMOSKEAG | 17.5 | 17.5 | 17.5 | 17.5 | Historic Capability | NH | 011 | NH | Central Rivers Power NH, LLC
328 | GULF ISLAND COMPOSITE | 328 | GULF ISLAND COMPOSITE | 38.915 | 38.915 | 33.44 | 33.44 | IA | ME | 001 | ME | Brookfield White Pine Hydro LLC
329 | ASCUTNEY GT | 329 | ASCUTNEY GT | 11.46 | 14.7 | 10.3 | 14.7 | Historic Capability | VT | 027 | VT | Green Mountain Power Corporation
330 | AYERS ISLAND | 330 | AYERS ISLAND | 9.08 | 9.08 | 9.08 | 9.08 | Historic Capability | NH | 009 | NH | Central Rivers Power NH, LLC
331 | AZISCOHOS HYDRO | 331 | AZISCOHOS HYDRO | 6.8 | 6.8 | 6.8 | 6.8 | IA | ME | 019 | ME | Brookfield Renewable Trading And Marketing LP
335 | BELLOWS FALLS | 335 | BELLOWS FALLS | 49 | 49 | 49 | 49 | IA | VT | 025 | VT | Great River Hydro, LLC
336 | BERLIN 1 GT | 336 | BERLIN 1 GT | 41.2 | 58 | 41.2 | 58 | Historic Capability | VT | 023 | VT | Green Mountain Power Corporation
337 | BETHLEHEM | 337 | BETHLEHEM | 15.75 | 15.75 | 15.75 | 15.7 | Historic Capability | NH | 007 | NH | Engie Energy Marketing NA, Inc
340 | BRIDGEPORT HARBOR 3 | 340 | BRIDGEPORT HARBOR 3 | 385 | 385 | 383.426 | 384.984 | IA | CT | 001 | SWCT | PSEG Energy Resources & Trade LLC
341 | BRIDGEPORT HARBOR 4 | 341 | BRIDGEPORT HARBOR 4 | 18 | 22 | 18 | 22 | IA | CT | 001 | SWCT | PSEG Energy Resources & Trade LLC
346 | BOLTON FALLS | 346 | BOLTON FALLS | 7.8 | 7.8 | 7.8 | 7.8 | Historic Capability | VT | 023 | VT | Green Mountain Power Corporation
348 | BOOT MILLS | 348 | BOOT MILLS | 18 | 18 | 18 | 18 | IA | MA | 017 | CMA/NEMA | NSTAR Electric Company
349 | BRIDGEPORT RESCO | 349 | WHEELABRATOR BRIDGEPORT, L.P. | 59.65 | 60.5 | 59.65 | 60.5 | Historic Capability | CT | 001 | SWCT | Wheelabrator Bridgeport, L.P.
355 | BRANFORD 10 | 355 | BRANFORD 10 | 19.019 | 21.284 | 16.174 | 21.284 | Historic Capability | CT | 009 | SWCT | NRG Power Marketing LLC
356 | BRISTOL REFUSE | 356 | BRISTOL REFUSE | 13.517 | 13.578 | 13.517 | 13.578 | Historic Capability | CT | 003 | CT | Covanta Energy Marketing, LLC
357 | BRIDGEWATER | 357 | BRIDGEWATER | 15.75 | 15.75 | 15.75 | 15.701 | Historic Capability | NH | 009 | NH | Bridgewater Power Company, L.P.
358 | BRUNSWICK | 358 | BRUNSWICK | 20.2 | 20.2 | 20.2 | 20.2 | IA | ME | 005 | ME | Brookfield White Pine Hydro LLC
359 | J. COCKWELL 1 | 359 | J. COCKWELL 1 | 331.5 | 331.5 | 294.5 | 294.5 | IA | MA | 003 | WMA | Bear Swamp Power Company LLC
360 | J. COCKWELL 2 | 360 | J. COCKWELL 2 | 331.5 | 331.5 | 331.5 | 331.5 | IA | MA | 003 | WMA | Bear Swamp Power Company LLC
362 | BULLS BRIDGE | 362 | BULLS BRIDGE | 8.4 | 8.4 | 8.4 | 8.4 | IA | CT | 005 | SWCT | FirstLight Power Resources Management, LLC
363 | BURLINGTON GT | 363 | BURLINGTON GT | 21.44 | 25 | 20.378 | 25 | Historic Capability | VT | 007 | VT | Burlington Electric Department
365 | CANAL 1 | 365 | CANAL 1 | 573 | 573 | 573 | 573 | Historic Capability | MA | 001 | SEMA | Stonepeak Kestrel Energy Marketing LLC
366 | CANAL 2 | 366 | CANAL 2 | 576.37 | 586 | 576.37 | 586 | Historic Capability | MA | 001 | SEMA | Stonepeak Kestrel Energy Marketing LLC
367 | CAPE GT 4 | 367 | CAPE GT 4 | 13.75 | 20.55 | 13.75 | 20.55 | IA | ME | 005 | SME | NextEra Energy Marketing, LLC
368 | CAPE GT 5 | 368 | CAPE GT 5 | 16.6 | 20.75 | 16.6 | 20.75 | IA | ME | 005 | SME | NextEra Energy Marketing, LLC
369 | CATARACT EAST | 369 | CATARACT EAST | 8.9 | 8.9 | 8.9 | 8.9 | IA | ME | 031 | SME | Brookfield White Pine Hydro LLC
370 | COS COB 10 | 370 | COS COB 10 | 22.084 | 23 | 19.497 | 23 | IA | CT | 001 | NOR | NRG Power Marketing LLC
371 | COS COB 11 | 371 | COS COB 11 | 21.875 | 23 | 21.841 | 23 | IA | CT | 001 | NOR | NRG Power Marketing LLC
372 | COS COB 12 | 372 | COS COB 12 | 22.143 | 23 | 18.66 | 23 | IA | CT | 001 | NOR | NRG Power Marketing LLC
375 | CLEARY 9/9A CC | 375 | CLEARY 9/9A CC | 106.875 | 110 | 105 | 110 | Historic Capability | MA | 005 | SEMA | Taunton Municipal Lighting Plant
376 | CLEARY 8 | 376 | CLEARY 8 | 26 | 26 | 26 | 26 | Historic Capability | MA | 005 | SEMA | Taunton Municipal Lighting Plant
379 | COBBLE MOUNTAIN | 379 | COBBLE MOUNTAIN | 33.99 | 33.99 | 33.99 | 33.96 | Historic Capability | MA | 013 | WMA | Holyoke Gas & Electric Department
380 | COMERFORD | 47366, 47367, 47368, 47369 | COMERFORD 1, COMERFORD 2, COMERFORD 3, COMERFORD 4 | 169.3 | 170.3 | 166.135 | 167.116 | IA | NH | 009 | NH | Great River Hydro, LLC
382 | MERRIMACK CT1 | 382 | MERRIMACK CT1 | 17.8 | 22.5 | 17.8 | 22.5 | IA | NH | 013 | NH | Consolidated Edison Energy, Inc
383 | MERRIMACK CT2 | 383 | MERRIMACK CT2 | 17.6 | 23.5 | 17.6 | 23.5 | IA | NH | 013 | NH | Consolidated Edison Energy, Inc
388 | DARTMOUTH POWER | 388 | DARTMOUTH POWER | 62.9 | 68.4 | 62.9 | 68.4 | PPA | MA | 005 | SEMA | Talen Energy Marketing, LLC
389 | DERBY DAM | 389 | DERBY DAM | 7.05 | 7.05 | 7.05 | 7.05 | Historic Capability | CT | 001 | SWCT | McCallum Enterprises 1 Limited Partnership
392 | DEXTER | 42375, 42376 | DEXTER 1, DEXTER 2 | 47.5 | 47.5 | 44.502 | 46.027 | IA | CT | 003 | CT | Emera Energy Services Subsidiary No. 4 LLC
393 | DEERFIELD 5 | 393 | DEERFIELD 5 | 14 | 14 | 14 | 14 | IA | MA | 011 | WMA | Great River Hydro, LLC
395 | DOREEN | 395 | DOREEN | 19.4 | 21.1 | 16.6 | 21.1 | IA | MA | 003 | WMA | Essential Power Massachusetts, LLC
396 | DEVON 10 | 396 | DEVON 10 | 18 | 19.208 | 17.2 | 19.208 | PPA | CT | 009 | SWCT | NRG Power Marketing LLC
397 | DEVON 11 | 397 | DEVON 11 | 33.12 | 42.82 | 33.12 | 42.82 | PPA | CT | 009 | SWCT | NRG Power Marketing LLC
398 | DEVON 12 | 398 | DEVON 12 | 33.12 | 42.82 | 33.12 | 42.82 | PPA | CT | 009 | SWCT | NRG Power Marketing LLC
399 | DEVON 13 | 399 | DEVON 13 | 33.12 | 42.82 | 33.12 | 42.82 | PPA | CT | 009 | SWCT | NRG Power Marketing LLC
400 | DEVON 14 | 400 | DEVON 14 | 33.12 | 42.82 | 33.12 | 42.82 | PPA | CT | 009 | SWCT | NRG Power Marketing LLC
401 | EASTMAN FALLS | 401 | EASTMAN FALLS | 6.47 | 6.47 | 6.47 | 6.47 | Historic Capability | NH | 013 | NH | Central Rivers Power NH, LLC
405 | ELLSWORTH HYDRO | 405 | ELLSWORTH HYDRO | 9.21 | 9.21 | 9.21 | 9.05 | Historic Capability | ME | 009 | BHE | Black Bear Hydro Partners, LLC
407 | EASTPORT DIESELS 1-3 | 407 | EASTPORT DIESEL #3 | 4.05 | 4.1 | 4.05 | 4.1 | Historic Capability | ME | 029 | BHE | Emera Maine
410 | ESSEX 19 HYDRO | 410 | ESSEX 19 HYDRO | 7.8 | 7.8 | 7.8 | 7.8 | Historic Capability | VT | 007 | VT | Green Mountain Power Corporation
412 | FALLS VILLAGE | 412 | FALLS VILLAGE | 9.76 | 11 | 9.76 | 11 | IA | CT | 005 | CT | FirstLight Power Resources Management, LLC
413 | FIFE BROOK | 413 | FIFE BROOK | 9.9 | 9.9 | 9.9 | 9.9 | Historic Capability | MA | 003 | WMA | Bear Swamp Power Company LLC
417 | FRAMINGHAM JET 1 | 417 | FRAMINGHAM JET 1 | 14.1 | 18.1 | 14.1 | 18.1 | Historic Capability | MA | 017 | BOSTON | Exelon Generation Company, LLC
418 | FRAMINGHAM JET 2 | 418 | FRAMINGHAM JET 2 | 14.1 | 18.1 | 14.1 | 18.1 | Historic Capability | MA | 017 | BOSTON | Exelon Generation Company, LLC
419 | FRAMINGHAM JET 3 | 419 | FRAMINGHAM JET 3 | 14.1 | 18.1 | 14.1 | 18.1 | Historic Capability | MA | 017 | BOSTON | Exelon Generation Company, LLC
420 | FRANKLIN DRIVE 10 | 420 | FRANKLIN DRIVE 10 | 18.596 | 20.952 | 17.2 | 20.952 | Historic Capability | CT | 005 | CT | NRG Power Marketing LLC
421 | FRONT STREET DIESELS 1-3 | 421 | FRONT STREET DIESELS 1-3 | 8.3 | 8.3 | 7.7 | 7.7 | Historic Capability | MA | 013 | WMA | Chicopee Municipal Lighting Plant
424 | GREAT LAKES - MILLINOCKET | 424 | GREAT LAKES - MILLINOCKET | 126 | 126 | 126 | 126 | IA | ME | 019 | BHE | Brookfield Renewable Trading And Marketing LP
426 | GORGE 1 DIESEL | 426 | GORGE 1 DIESEL | 10.8 | 16.11 | 10.8 | 16.11 | Historic Capability | VT | 007 | VT | Green Mountain Power Corporation
427 | GORHAM | 427 | GORHAM | 2.05 | 2.05 | 2.05 | 2.05 | Historic Capability | NH | 007 | NH | Central Rivers Power NH, LLC
432 | HARRIS 1 | 432 | HARRIS 1 | 17 | 17 | 17 | 17 | IA | ME | 025 | ME | Brookfield White Pine Hydro LLC
433 | HARRIS 2 | 433 | HARRIS 2 | 35 | 35.5 | 35 | 35.5 | IA | ME | 025 | ME | Brookfield White Pine Hydro LLC
434 | HARRIS 3 | 434 | HARRIS 3 | 34 | 34.5 | 34 | 34.5 | IA | ME | 025 | ME | Brookfield White Pine Hydro LLC
435 | HARRIMAN | 435 | HARRIMAN | 41.135 | 41.135 | 41.135 | 39 | Historic Capability | VT | 025 | WMA | Great River Hydro, LLC
436 | HEMPHILL 1 | 436 | HEMPHILL 1 | 17.5 | 17.5 | 17.5 | 17.5 | IA | NH | 019 | NH | Springfield Power, LLC
440 | HIRAM | 440 | HIRAM | 11.6 | 11.6 | 11.6 | 11.6 | IA | ME | 005 | SME | Brookfield White Pine Hydro LLC
445 | COVANTA WEST ENFIELD | 445 | COVANTA WEST ENFIELD | 24.5 | 24.5 | 24.5 | 24.5 | PPA | ME | 019 | BHE | Stored Solar J&WE, LLC
446 | COVANTA JONESBORO | 446 | COVANTA JONESBORO | 24.5 | 24.5 | 24.5 | 24.5 | PPA | ME | 029 | BHE | Stored Solar J&WE, LLC
448 | IPSWICH DIESELS | 448 | IPSWICH DIESELS | 16 | 16 | 16 | 13.277 | Historic Capability | MA | 009 | BOSTON | Ipswich Municipal Light Department
449 | JACKMAN | 449 | JACKMAN | 3.6 | 19.75 | 3.6 | 19.75 | Historic Capability | NH | 011 | NH | Central Rivers Power NH, LLC
452 | KENDALL JET 1 | 452 | KENDALL JET 1 | 20.858 | 24.428 | 18 | 23 | IA | MA | 017 | BOSTON | Kendall Green Energy LLC
457 | LAWRENCE HYDRO | 457 | LAWRENCE HYDRO | 9.4 | 14.1 | 9.4 | 14.1 | Historic Capability | MA | 009 | CMA/NEMA | Central Rivers Power NH, LLC
460 | LOCKWOOD | 460 | LOCKWOOD | 7.5 | 7.5 | 7.5 | 7.5 | IA | ME | 011 | ME | Brookfield Renewable Trading And Marketing LP
462 | LISBON RESOURCE RECOVERY | 462 | LISBON RESOURCE RECOVERY | 13.5 | 13.5 | 13.5 | 13.5 | IA | CT | 011 | CT | Connecticut Light and Power Company, The
463 | AEI LIVERMORE | 463 | REENERGY LIVERMORE FALLS | 35.3 | 35.63 | 35.3 | 35.63 | Historic Capability | ME | 001 | ME | ReEnergy Stratton LLC
464 | LOST NATION | 464 | LOST NATION | 16.652 | 19.3 | 14.1 | 19.3 | Historic Capability | NH | 007 | NH | Consolidated Edison Energy, Inc
465 | DEERFIELD 2/LWR DRFIELD | 465 | DEERFIELD 2/LWR DRFIELD | 19.5 | 19.5 | 19.5 | 19.5 | Historic Capability | MA | 011 | WMA | Great River Hydro, LLC
467 | MARBLEHEAD DIESELS | 467 | MARBLEHEAD DIESELS | 5 | 5 | 5 | 5 | Historic Capability | MA | 009 | BOSTON | Marblehead Municipal Light Department
468 | MARSHFIELD 6 HYDRO | 468 | MARSHFIELD 6 HYDRO | 5 | 5 | 5 | 5 | Historic Capability | VT | 023 | NH | Green Mountain Power Corporation
472 | M STREET JET | 472 | M STREET JET | 47 | 67.2 | 47 | 67.2 | PPA | MA | 025 | BOSTON | Massachusetts Bay Transportation Authority
473 | MCINDOES | 473 | MCINDOES | 13 | 13 | 13 | 13 | Historic Capability | VT | 009 | NH | Great River Hydro, LLC
474 | J C MCNEIL | 474 | J C MCNEIL | 52 | 54 | 52 | 54 | Historic Capability | VT | 007 | VT | Burlington Electric Department
478 | MIDDLETOWN 10 | 478 | MIDDLETOWN 10 | 20.423 | 22.1 | 17.2 | 22.1 | Historic Capability | CT | 007 | CT | NRG Power Marketing LLC
480 | MIDDLETOWN 2 | 480 | MIDDLETOWN 2 | 117 | 120 | 117 | 120 | Historic Capability | CT | 007 | CT | NRG Power Marketing LLC
481 | MIDDLETOWN 3 | 481 | MIDDLETOWN 3 | 236 | 245 | 236 | 245 | Historic Capability | CT | 007 | CT | NRG Power Marketing LLC
482 | MIDDLETOWN 4 | 482 | MIDDLETOWN 4 | 402 | 402 | 402 | 402 | Historic Capability | CT | 007 | CT | NRG Power Marketing LLC
484 | MILLSTONE POINT 2 | 484 | MILLSTONE POINT 2 | 897.5 | 905.7 | 897.5 | 905.7 | IA | CT | 007 | CT | Dominion Energy Generation Marketing, Inc
485 | MILLSTONE POINT 3 | 485 | MILLSTONE POINT 3 | 1225 | 1245 | 1225 | 1245 | IA | CT | 011 | CT | Dominion Energy Generation Marketing, Inc
486 | MILFORD POWER | 486 | MILFORD POWER | 216 | 222.7 | 202 | 216.73 | IA | MA | 027 | RI | Consolidated Edison Energy, Inc
487 | MILLER HYDRO | 487 | WORUMBO HYDRO | 19.4 | 19.4 | 19.4 | 19.4 | IA | ME | 001 | ME | Energy New England LLC
489 | MERRIMACK 1 | 489 | MERRIMACK 1 | 113.5 | 122.73 | 112.5 | 122.73 | IA | NH | 013 | NH | Consolidated Edison Energy, Inc
490 | MERRIMACK 2 | 490 | MERRIMACK 2 | 340 | 353.5 | 335.487 | 353.5 | IA | NH | 013 | NH | Consolidated Edison Energy, Inc
492 | MONTVILLE 10 and 11 | 492 | MONTVILLE 10 AND 11 | 5.5 | 5.5 | 5.5 | 5.5 | Historic Capability | CT | 011 | CT | NRG Power Marketing LLC
493 | MONTVILLE 5 | 493 | MONTVILLE 5 | 81 | 82 | 81 | 82 | Historic Capability | CT | 011 | CT | NRG Power Marketing LLC
494 | MONTVILLE 6 | 494 | MONTVILLE 6 | 410 | 410 | 410 | 410 | Historic Capability | CT | 011 | CT | NRG Power Marketing LLC
495 | MONTY | 495 | MONTY | 28 | 28 | 28 | 28 | IA | ME | 025 | ME | Brookfield White Pine Hydro LLC
496 | MOORE | 47370, 47371, 47372, 47373 | MOORE 1, MOORE 2, MOORE 3, MOORE 4 | 191.3 | 191.3 | 191.3 | 191.3 | IA | NH | 009 | NH | Great River Hydro, LLC
497 | MASS POWER | 497 | MASS POWER | 256.1 | 279.8 | 245.3 | 276 | IA | MA | 013 | WMA | Dynegy Marketing and Trade, LLC
502 | MYSTIC 7 | 502 | MYSTIC 7 | 592 | 592 | 592 | 592 | Historic Capability | MA | 025 | BOSTON | Exelon Generation Company, LLC
503 | MYSTIC JET | 503 | MYSTIC JET | 10.96 | 13.8 | 9.75 | 13.8 | Historic Capability | MA | 025 | BOSTON | Exelon Generation Company, LLC
507 | NEA BELLINGHAM | 48754, 48755 | NEA BELLINGHAM 1A, NEA BELLINGHAM 1B | 314.7 | 340.241 | 282.865 | 340.241 | IA | MA | 021 | RI | NextEra Energy Marketing, LLC
508 | NEWINGTON 1 | 508 | NEWINGTON 1 | 407.5 | 420.83 | 407.5 | 420.83 | Historic Capability | NH | 015 | NH | Consolidated Edison Energy, Inc
513 | NEW HAVEN HARBOR | 513 | NEW HAVEN HARBOR | 466 | 466 | 466 | 466 | IA | CT | 009 | CT | PSEG Energy Resources & Trade LLC
515 | NORWICH JET | 515 | NORWICH JET | 17.82 | 19.16 | 15.255 | 18.8 | Historic Capability | CT | 011 | CT | Connecticut Municipal Electric Energy Cooperative
527 | OGDEN-MARTIN 1 | 527 | OGDEN-MARTIN 1 | 41.68 | 42.87 | 41.68 | 42.87 | Historic Capability | MA | 009 | BOSTON | Covanta Energy Marketing, LLC
528 | OCEAN ST PWR GT1/GT2/ST1 | 528 | OCEAN ST PWR GT1/GT2/ST1 | 297.187 | 318.342 | 272.342 | 318.342 | Historic Capability | RI | 007 | RI | Direct Energy Business Marketing, LLC
529 | OCEAN ST PWR GT3/GT4/ST2 | 529 | OCEAN ST PWR GT3/GT4/ST2 | 297.609 | 322.815 | 274.815 | 322.815 | Historic Capability | RI | 007 | RI | Direct Energy Business Marketing, LLC
531 | PAWTUCKET POWER | 531 | PAWTUCKET POWER | 62 | 67 | 62 | 67 | IA | RI | 007 | RI | Pawtucket Power Holding Company LLC
532 | PEJEPSCOT | 532 | PEJEPSCOT | 10.21 | 13.55 | 10.21 | 13.55 | Historic Capability | ME | 023 | ME | Black Bear Hydro Partners, LLC
536 | PERC-ORRINGTON 1 | 536 | PERC-ORRINGTON 1 | 21.76 | 21.93 | 21.76 | 21.93 | Historic Capability | ME | 019 | BHE | BP Energy Company
538 | PINETREE POWER | 538 | PINETREE POWER | 17.55 | 17.55 | 17.55 | 17.49 | Historic Capability | MA | 027 | WMA | Engie Energy Marketing NA, Inc
539 | PONTOOK HYDRO | 539 | PONTOOK HYDRO | 9.6 | 10.16 | 9.6 | 10.16 | IA | NH | 007 | NH | Brookfield Renewable Trading And Marketing LP
540 | POTTER 2 CC | 540 | POTTER 2 CC | 84.474 | 97.5 | 79.5 | 97.5 | Historic Capability | MA | 021 | SEMA | Braintree Electric Light Department, Town of
541 | PROCTOR | 541 | PROCTOR | 9.841 | 9.841 | 6.65 | 6.803 | IA | VT | 021 | VT | Green Mountain Power Corporation
542 | ECO MAINE | 542 | ECO MAINE | 13.705 | 13.705 | 13.705 | 13.705 | Historic Capability | ME | 005 | SME | BP Energy Company
546 | RESCO SAUGUS | 546 | RESCO SAUGUS | 32.79 | 32.79 | 32.79 | 31 | Historic Capability | MA | 009 | BOSTON | Wheelabrator North Andover Inc
547 | WHEELABRATOR NORTH ANDOVER | 547 | WHEELABRATOR NORTH ANDOVER | 40 | 40 | 40 | 40 | IA | MA | 009 | BOSTON | Wheelabrator North Andover Inc
549 | RUTLAND 5 GT | 549 | RUTLAND 5 GT | 12.397 | 15.547 | 10.4 | 14.8 | Historic Capability | VT | 021 | VT | Green Mountain Power Corporation
555 | SEABROOK | 555 | SEABROOK | 1257.275 | 1257.275 | 1257.275 | 1257.275 | IA | NH | 015 | NH | NextEra Energy Marketing, LLC
556 | SCHILLER 4 | 556 | SCHILLER 4 | 47.5 | 48 | 47.5 | 48 | Historic Capability | NH | 015 | NH | Consolidated Edison Energy, Inc
557 | SCHILLER 5 | 557 | SCHILLER 5 | 49.6 | 49.6 | 49.6 | 49.6 | Historic Capability | NH | 015 | NH | Consolidated Edison Energy, Inc
558 | SCHILLER 6 | 558 | SCHILLER 6 | 48 | 49 | 48 | 49 | Historic Capability | NH | 015 | NH | Consolidated Edison Energy, Inc
559 | SCHILLER CT 1 | 559 | SCHILLER CT 1 | 18.132 | 22 | 17.621 | 22 | Historic Capability | NH | 015 | NH | Consolidated Edison Energy, Inc
561 | SEARSBURG | 561 | SEARSBURG | 4.96 | 4.96 | 4.96 | 4.96 | Historic Capability | VT | 003 | WMA | Great River Hydro, LLC
562 | SECREC-PRESTON | 562 | SECREC-PRESTON | 16.449 | 17.07 | 16.449 | 17.07 | Historic Capability | CT | 011 | CT | Covanta Energy Marketing, LLC
563 | SEMASS 1 | 563 | SEMASS 1 | 46.955 | 52.96 | 46.955 | 52.69 | Historic Capability | MA | 023 | SEMA | Covanta Energy Marketing, LLC
564 | SEMASS 2 | 564 | SEMASS 2 | 22.5 | 22.5 | 22.5 | 22.5 | PPA | MA | 023 | SEMA | Covanta Energy Marketing, LLC
565 | SHELDON SPRINGS | 565 | SHELDON SPRINGS | 14.832 | 26.38 | 14.832 | 26.38 | Historic Capability | VT | 011 | VT | Green Mountain Power Corporation
566 | SHEPAUG | 566 | SHEPAUG | 42.95 | 43.4 | 42.95 | 43.4 | IA | CT | 009 | SWCT | FirstLight Power Resources Management, LLC
567 | SHERMAN | 567 | SHERMAN | 6.5 | 6.5 | 6.5 | 6.5 | IA | MA | 015 | WMA | Great River Hydro, LLC
569 | SKELTON | 569 | SKELTON | 22.08 | 22.08 | 21.6 | 21.6 | IA | ME | 031 | SME | Brookfield White Pine Hydro LLC
570 | SMITH | 570 | SMITH | 17.6 | 17.6 | 17.6 | 16.669 | Historic Capability | NH | 007 | NH | Central Rivers Power NH, LLC
572 | SO. MEADOW 11 | 572 | SO. MEADOW 11 | 43.121 | 49 | 38.8 | 49 | Historic Capability | CT | 003 | CT | NextEra Energy Marketing, LLC
573 | SO. MEADOW 12 | 573 | SO. MEADOW 12 | 45.2 | 49 | 39 | 49 | Historic Capability | CT | 003 | CT | NextEra Energy Marketing, LLC
574 | SO. MEADOW 13 | 574 | SO. MEADOW 13 | 44.117 | 49.917 | 39 | 48.6 | Historic Capability | CT | 003 | CT | NextEra Energy Marketing, LLC
575 | SO. MEADOW 14 | 575 | SO. MEADOW 14 | 42.546 | 49 | 39 | 49 | Historic Capability | CT | 003 | CT | NextEra Energy Marketing, LLC
580 | SO. MEADOW 5 | 580 | SO. MEADOW 5 | 29.7 | 31.24 | 29.7 | 31.24 | Historic Capability | CT | 003 | CT | NextEra Energy Marketing, LLC
581 | SO. MEADOW 6 | 581 | SO. MEADOW 6 | 29.7 | 31.25 | 29.7 | 31.25 | Historic Capability | CT | 003 | CT | NextEra Energy Marketing, LLC
583 | STONY BROOK 2A | 583 | STONY BROOK 2A | 79 | 90 | 67 | 87 | PPA | MA | 013 | WMA | Massachusetts Municipal Wholesale Electric Company
584 | STONY BROOK 2B | 584 | STONY BROOK 2B | 77 | 90 | 65 | 85 | PPA | MA | 013 | WMA | Massachusetts Municipal Wholesale Electric Company
587 | STEVENSON | 587 | STEVENSON | 28.9 | 28.9 | 28.9 | 28.9 | IA | CT | 001 | SWCT | FirstLight Power Resources Management, LLC
590 | BORALEX STRATTON ENERGY | 590 | REENERGY STRATTON | 46.52 | 47.51 | 46.52 | 47.51 | Historic Capability | ME | 007 | ME | ReEnergy Stratton LLC
591 | S.D. WARREN-WESTBROOK | 591 | SAPPI NORTH AMERICA, INC | 43.07 | 49.103 | 43.07 | 49.103 | Historic Capability | ME | 005 | SME | NextEra Energy Marketing, LLC
592 | TAMWORTH | 592 | TAMWORTH | 21.145 | 21.145 | 21.145 | 21.143 | IA | NH | 003 | NH | Engie Energy Marketing NA, Inc
595 | TORRINGTON TERMINAL 10 | 595 | TORRINGTON TERMINAL 10 | 18.817 | 21.8 | 17.2 | 21.8 | Historic Capability | CT | 005 | CT | NRG Power Marketing LLC
596 | TUNNEL 10 | 596 | TUNNEL 10 | 20.8 | 22.1 | 17.102 | 22.1 | IA | CT | 011 | CT | FirstLight Power Resources Management, LLC
598 | VERGENNES 5 and 6 DIESELS | 598 | VERGENNES 5 AND 6 DIESELS | 4.2 | 4.24 | 4.2 | 4.24 | Historic Capability | VT | 001 | VT | Green Mountain Power Corporation
599 | VERNON | 599 | VERNON | 34.9 | 34.9 | 34.9 | 34.9 | IA | VT | 025 | WMA | Great River Hydro, LLC
612 | WATERS RIVER JET 1 | 612 | WATERS RIVER JET 1 | 19.55 | 22.437 | 16.437 | 22.437 | Historic Capability | MA | 009 | BOSTON | Massachusetts Municipal Wholesale Electric Company
613 | WATERS RIVER JET 2 | 613 | WATERS RIVER JET 2 | 39.4 | 45.8 | 30.791 | 44.97 | PPA | MA | 009 | BOSTON | Massachusetts Municipal Wholesale Electric Company
614 | WATERBURY 22 | 614 | WATERBURY 22 | 5 | 5 | 5 | 5 | Historic Capability | VT | 023 | VT | Green Mountain Power Corporation
616 | WEST ENFIELD | 616 | WEST ENFIELD | 11.47 | 19.1 | 11.47 | 19.1 | Historic Capability | ME | 019 | BHE | Emera Maine
617 | WESTON | 617 | WESTON | 14.81 | 14.81 | 13.2 | 13.2 | IA | ME | 017 | ME | Brookfield White Pine Hydro LLC
618 | WHITEFIELD PWR and LGT | 618 | DG WHITEFIELD, LLC | 18 | 18.2 | 18 | 18.2 | Historic Capability | NH | 007 | NH | Springfield Power, LLC
619 | WHITE LAKE JET | 619 | WHITE LAKE JET | 20.07 | 23.165 | 18.1 | 23.165 | Historic Capability | NH | 003 | NH | Consolidated Edison Energy, Inc
620 | WILDER | 620 | WILDER | 42.92 | 43.88 | 42.92 | 43.88 | Historic Capability | VT | 027 | VT | Great River Hydro, LLC
621 | WILLIAMS | 621 | WILLIAMS | 14.9 | 14.9 | 14.9 | 14.9 | IA | ME | 025 | ME | Brookfield White Pine Hydro LLC
622 | WINOOSKI 1 | 622 | WINOOSKI 1 | 7.5 | 7.5 | 7.5 | 7.5 | PPA | VT | 007 | VT | Burlington Electric Department
624 | WMI MILLBURY 1 | 624 | WMI MILLBURY 1 | 40.94 | 40.94 | 40.94 | 40.94 | Historic Capability | MA | 027 | CMA/NEMA | Wheelabrator North Andover Inc
625 | WEST MEDWAY JET 1 | 625 | WEST MEDWAY JET 1 | 57.6 | 72.9 | 57.6 | 72.9 | Historic Capability | MA | 021 | BOSTON | Exelon Generation Company, LLC
626 | WEST MEDWAY JET 2 | 626 | WEST MEDWAY JET 2 | 57.6 | 72.9 | 57.6 | 72.9 | Historic Capability | MA | 021 | BOSTON | Exelon Generation Company, LLC
627 | WEST MEDWAY JET 3 | 627 | WEST MEDWAY JET 3 | 57.5 | 72.8 | 57.5 | 72.8 | Historic Capability | MA | 021 | RI | Exelon Generation Company, LLC
628 | WOODLAND ROAD | 628 | WOODLAND ROAD | 19.582 | 21 | 16.7 | 21 | IA | MA | 003 | WMA | Essential Power Massachusetts, LLC
630 | WEST SPRINGFIELD 10 | 630 | WEST SPRINGFIELD 10 | 20.25 | 22 | 17.2 | 22 | IA | MA | 013 | WMA | Essential Power Massachusetts, LLC
633 | WEST SPRINGFIELD 3 | 633 | WEST SPRINGFIELD 3 | 107 | 107 | 107 | 107 | IA | MA | 013 | WMA | Essential Power Massachusetts, LLC
636 | WYMAN HYDRO 1 | 636 | WYMAN HYDRO 1 | 30 | 30 | 29.014 | 29.014 | IA | ME | 025 | ME | Brookfield White Pine Hydro LLC
637 | WYMAN HYDRO 2 | 637 | WYMAN HYDRO 2 | 29.9 | 29.9 | 29.9 | 29.9 | IA | ME | 025 | ME | Brookfield White Pine Hydro LLC
638 | WYMAN HYDRO 3 | 638 | WYMAN HYDRO 3 | 30 | 30 | 29.13 | 29.13 | IA | ME | 025 | ME | Brookfield White Pine Hydro LLC
641 | YARMOUTH 3 | 641 | YARMOUTH 3 | 116 | 119 | 116 | 119 | IA | ME | 005 | SME | NextEra Energy Marketing, LLC
642 | YARMOUTH 4 | 642 | YARMOUTH 4 | 614.5 | 620 | 614.5 | 620 | IA | ME | 005 | SME | NextEra Energy Marketing, LLC
715 | ROCHESTER LANDFILL | 715 | ROCHESTER LANDFILL | 4.98 | 4.98 | 4.98 | 4.98 | Historic Capability | NH | 017 | NH | WM Renewable Energy, L.L.C.
737 | SIMPSON G LOAD REDUCER | 737 | SIMPSON G LOAD REDUCER | 3.84 | 4.85 | 3.84 | 4.85 | Historic Capability | VT | 009 | NH | Green Mountain Power Corporation
739 | ROCKY RIVER | 739 | ROCKY RIVER | 29.35 | 30.4 | 29.35 | 30.4 | IA | CT | 009 | SWCT | FirstLight Power Resources Management, LLC
754 | BAR MILLS | 754 | BAR MILLS | 4 | 4 | 4 | 4 | IA | ME | 031 | SME | Brookfield White Pine Hydro LLC
755 | BONNY EAGLE/W. BUXTON | 755 | BONNY EAGLE/W. BUXTON | 17.5 | 17.5 | 17.5 | 17.5 | IA | ME | 031 | SME | Brookfield White Pine Hydro LLC
757 | HARRIS 4 | 757 | HARRIS 4 | 1.5 | 1.5 | 1.5 | 1.5 | IA | ME | 025 | ME | Brookfield White Pine Hydro LLC
759 | MESSALONSKEE COMPOSITE | 759, 14937 | MESSALONSKEE COMPOSITE, UNION GAS STATION | 6.1 | 6.1 | 6.1 | 6.1 | IA | ME | 011 | ME | Littleton Electric Light & Water Department
760 | NORTH GORHAM | 760 | NORTH GORHAM | 1.6 | 1.9 | 1.6 | 1.9 | IA | ME | 005 | SME | Brookfield White Pine Hydro LLC
761 | SHAWMUT | 761 | SHAWMUT | 9.5 | 9.5 | 9.5 | 9.5 | IA | ME | 011 | ME | Brookfield White Pine Hydro LLC
766 | CABOT/TURNERS FALLS | 14801, 14808 | CABOT, TURNERSFALLS | 68.2 | 68.2 | 68.2 | 68.2 | IA | MA | 011 | WMA | FirstLight Power Resources Management, LLC
767 | SES CONCORD | 767 | SES CONCORD | 13 | 13.14 | 13 | 13.14 | IA | NH | 013 | NH | Wheelabrator North Andover Inc
768 | GARVINS/HOOKSETT | 768 | GARVINS/HOOKSETT | 14.805 | 14.805 | 14.805 | 14 | Historic Capability | NH | 013 | NH | Central Rivers Power NH, LLC
769 | HADLEY FALLS 1&2 | 769 | HADLEY FALLS 1&2 | 33.4 | 33.4 | 33.4 | 33.4 | Historic Capability | MA | 013 | WMA | Holyoke Gas & Electric Department
772 | NEWPORT HYDRO | 772 | NEWPORT HYDRO | 3.88 | 4.03 | 3.88 | 4.03 | Historic Capability | VT | 019 | NH | Green Mountain Power Corporation
774 | LOWER LAMOILLE COMPOSITE | 774 | LOWER LAMOILLE COMPOSITE | 15.8 | 16.35 | 15.8 | 16.35 | Historic Capability | VT | 007 | VT | Green Mountain Power Corporation
779 | MIDDLESEX 2 | 779 | MIDDLESEX 2 | 3.3 | 3.3 | 3.3 | 3.3 | Historic Capability | VT | 023 | VT | Green Mountain Power Corporation
781 | WEST DANVILLE 1 | 781 | WEST DANVILLE 1 | 1.1 | 1.1 | 1.1 | 1.1 | Historic Capability | VT | 005 | VT | Green Mountain Power Corporation
783 | HIGHGATE FALLS | 783 | HIGHGATE FALLS | 9.57 | 9.57 | 9.57 | 9.52 | Historic Capability | VT | 011 | VT | Vermont Public Power Supply Authority
786 | KEZAR LEDGEMERE COMPOSITE | 40207, 40208, 40209, 42123 | KEZAR UPPER FALLS, KEZAR LOWER FALLS, LEDGEMERE, KEZAR MIDDLE FALLS | 0.56 | 1.282 | 0.56 | 1.282 | Historic Capability | ME | 005 | SME | Power Supply Services, LLC
789 | CEC 002 PAWTUCKET U5 | 789 | CEC 002 PAWTUCKET U5 | 1.2 | 1.24 | 1.2 | 1.24 | Historic Capability | RI | 007 | RI | The Narragansett Electric Company
792 | CENTENNIAL HYDRO | 792 | CENTENNIAL HYDRO | 0.64 | 0.79 | 0.64 | 0.79 | IA | MA | 017 | CMA/NEMA | Massachusetts Electric Company
793 | METHUEN HYDRO | 793 | METHUEN HYDRO | 0.12 | 0.273 | 0.12 | 0.273 | Historic Capability | MA | 009 | BOSTON | Massachusetts Electric Company
794 | MINIWAWA | 794 | MINIWAWA | 0.437 | 0.959 | 0.437 | 0.959 | PPA | NH | 005 | VT | Public Service Company of New Hampshire
795 | RIVER MILL HYDRO | 795 | RIVER MILL HYDRO | 0.08 | 0.2 | 0.08 | 0.2 | IA | NH | 009 | VT | Middleton Municipal Light Department
796 | GOODWIN DAM | 796 | GOODWIN DAM | 3 | 3.067 | 3 | 3.067 | Historic Capability | CT | 003 | CT | Connecticut Municipal Electric Energy Cooperative
797 | CEC 003 WYRE WYND U5 | 797 | WYRE WYND HYDRO | 1.8 | 2.78 | 1.8 | 2.78 | Historic Capability | CT | 011 | CT | Gravity Renewables, Inc
798 | COLEBROOK | 798 | COLEBROOK | 2.967 | 2.967 | 2.967 | 2.967 | Historic Capability | CT | 005 | CT | Connecticut Municipal Electric Energy Cooperative
800 | KINNEYTOWN B | 800 | KINNEYTOWN B | 0.654 | 1.51 | 0.654 | 1.51 | Historic Capability | CT | 009 | SWCT | CHI Power Marketing, Inc.
801 | WILLIMANTIC 1 | 801 | WILLIMANTIC 1 | 0.423 | 0.77 | 0.423 | 0.77 | Historic Capability | CT | 015 | CT | Connecticut Light and Power Company, The
802 | WILLIMANTIC 2 | 802 | WILLIMANTIC 2 | 0.388 | 0.77 | 0.388 | 0.77 | Historic Capability | CT | 015 | CT | Connecticut Light and Power Company, The
803 | TOUTANT | 803 | TOUTANT | 0.4 | 0.4 | 0.4 | 0.4 | Historic Capability | CT | 015 | CT | Connecticut Light and Power Company, The
804 | PUTNAM | 804 | PUTNAM | 0.58 | 1.94 | 0.58 | 1.94 | Historic Capability | CT | 015 | CT | Putnam Hydropower, Inc.
806 | MECHANICSVILLE | 806, 46206 | MECHANICSVILLE, ENERGY STREAM HYDRO | 0.43 | 0.43 | 0.101 | 0.267 | IA | CT | 015 | CT | Sterling Municipal Electric Light Department
807 | CEC 004 DAYVILLE POND U5 | 807 | CEC 004 DAYVILLE POND U5 | 0.061 | 0.1 | 0.061 | 0.1 | Historic Capability | CT | 015 | CT | Connecticut Light and Power Company, The
808 | SANDY HOOK HYDRO | 808 | SANDY HOOK HYDRO | 0.077 | 0.105 | 0.077 | 0.105 | Historic Capability | CT | 001 | SWCT | Connecticut Light and Power Company, The
810 | QUINEBAUG | 810 | QUINEBAUG | 0.98 | 2.81 | 0.98 | 2.81 | Historic Capability | CT | 015 | CT | Connecticut Light and Power Company, The
811 | BANTAM | 811 | BANTAM | 0.32 | 0.32 | 0.32 | 0.32 | IA | CT | 005 | CT | FirstLight Power Resources Management, LLC
812 | BEEBE HOLBROOK | 812 | BEEBE HOLBROOK | 0.586 | 0.586 | 0.586 | 0.586 | Historic Capability | MA | 013 | WMA | Holyoke Gas & Electric Department
813 | TUNNEL | 813 | TUNNEL | 2.1 | 2.1 | 2.1 | 2.1 | IA | CT | 011 | CT | FirstLight Power Resources Management, LLC
814 | PATCH | 814 | PATCH | 0.3 | 0.3 | 0.3 | 0.3 | Historic Capability | VT | 021 | VT | Green Mountain Power Corporation
815 | CARVER FALLS | 815 | CARVER FALLS | 1.48 | 1.9 | 1.48 | 1.9 | Historic Capability | VT | 021 | VT | Green Mountain Power Corporation
816 | CAVENDISH | 816 | CAVENDISH | 1.18 | 1.428 | 1.18 | 1.428 | Historic Capability | VT | 027 | VT | Green Mountain Power Corporation
817 | TAFTSVILLE VT | 817 | TAFTSVILLE VT | 0.33 | 0.4 | 0.33 | 0.4 | Historic Capability | VT | 027 | VT | Green Mountain Power Corporation
818 | PIERCE MILLS | 818 | PIERCE MILLS | 0.245 | 0.245 | 0.245 | 0.245 | Historic Capability | VT | 005 | NH | Green Mountain Power Corporation
819 | ARNOLD FALLS | 819 | ARNOLD FALLS | 0.3 | 0.3 | 0.3 | 0.3 | Historic Capability | VT | 005 | NH | Green Mountain Power Corporation
820 | PASSUMPSIC | 820 | PASSUMPSIC | 0.7 | 0.7 | 0.7 | 0.7 | Historic Capability | VT | 005 | NH | Green Mountain Power Corporation
821 | GAGE | 821 | GAGE | 0.76 | 0.8 | 0.76 | 0.8 | Historic Capability | VT | 005 | NH | Green Mountain Power Corporation
822 | SMITH (CVPS) | 822 | SMITH (CVPS) | 0.93 | 1.31 | 0.93 | 1.31 | Historic Capability | VT | 017 | VT | Green Mountain Power Corporation
823 | EAST BARNET | 823 | EAST BARNET | 1.6 | 1.9 | 1.6 | 1.9 | Historic Capability | VT | 005 | NH | Green Mountain Power Corporation
824 | BATH ELECTRIC HYDRO | 824 | BATH ELECTRIC HYDRO | 0.4 | 0.8 | 0.4 | 0.8 | Historic Capability | NH | 009 | NH | Public Service Company of New Hampshire
827 | SEARSBURG WIND | 827 | SEARSBURG WIND | 0.7 | 1.69 | 0.62 | 1.68 | PPA | VT | 003 | WMA | Green Mountain Power Corporation
832 | CENTER RUTLAND | 832 | CENTER RUTLAND | 0.35 | 0.35 | 0.35 | 0.35 | Historic Capability | VT | 021 | VT | Green Mountain Power Corporation
833 | BARNET | 833 | BARNET | 0.35 | 0.49 | 0.35 | 0.49 | Historic Capability | VT | 005 | VT | Green Mountain Power Corporation
834 | COMPTU FALLS | 834 | COMTU FALLS | 0.323 | 0.46 | 0.323 | 0.46 | Historic Capability | VT | 027 | VT | Gravity Renewables, Inc
835 | DEWEY MILLS | 835 | DEWEY MILLS | 1.57 | 2.79 | 1.57 | 2.79 | Historic Capability | VT | 027 | VT | Green Mountain Power Corporation
840 | MARTINSVILLE | 840 | MARTINSVILLE | 0.25 | 0.25 | 0.25 | 0.25 | Historic Capability | VT | 027 | VT | Green Mountain Power Corporation
841 | MORETOWN 8 | 841 | MORETOWN 8 | 1.096 | 1.096 | 1.096 | 1.096 | Historic Capability | VT | 023 | VT | Ampersand Energy Partners LLC
842 | NANTANA MILL | 842 | NANTANA MILL | 0.106 | 0.22 | 0.106 | 0.22 | Historic Capability | VT | 023 | VT | Gravity Renewables, Inc
843 | NEWBURY | 843 | NEWBURY | 0.22 | 0.27 | 0.22 | 0.27 | Historic Capability | VT | 017 | VT | Green Mountain Power Corporation
844 | OTTAUQUECHEE | 844 | OTTAUQUECHEE | 1.547 | 2.18 | 1.547 | 2.18 | Historic Capability | VT | 027 | VT | Green Mountain Power Corporation
845 | SLACK DAM | 845 | SLACK DAM | 0.23 | 0.41 | 0.23 | 0.41 | Historic Capability | VT | 027 | VT | Green Mountain Power Corporation
846 | WINOOSKI 8 | 846 | WINOOSKI 8 | 0.403 | 0.95 | 0.403 | 0.95 | Historic Capability | VT | 023 | VT | Green Mountain Power Corporation
849 | CRESCENT DAM | 849 | CRESCENT DAM | 1.617 | 1.617 | 1 | 1 | IA | MA | 013 | WMA | Gravity Renewables, Inc
850 | GLENDALE HYDRO | 850 | GLENDALE HYDRO | 1.245 | 1.245 | 0.958 | 1.138 | IA | MA | 003 | WMA | Massachusetts Electric Company
851 | GARDNER FALLS | 851 | GARDNER FALLS | 3.7 | 3.7 | 3.7 | 3.7 | Historic Capability | MA | 011 | WMA | Central Rivers Power MA, LLC
852 | SOUTH BARRE HYDRO | 852, 42598 | SOUTH BARRE HYDRO, NEW BARRE HYDRO | 0.75 | 0.75 | 0.65 | 0.14 | IA | MA | 027 | WMA | Massachusetts Municipal Wholesale Electric Company
854 | ORANGE HYDRO 1 | 854 | ORANGE HYDRO 1 | 0.175 | 0.175 | 0.15 | 0.15 | IA | MA | 011 | WMA | Massachusetts Electric Company
855 | ORANGE HYDRO 2 | 855 | ORANGE HYDRO 2 | 0.12 | 0.172 | 0.12 | 0.172 | IA | MA | 011 | WMA | Massachusetts Electric Company
856 | HUNT'S POND | 856 | HUNT'S POND | 0.023 | 0.064 | 0.023 | 0.064 | Historic Capability | MA | 027 | WMA | Massachusetts Electric Company
857 | OAKDALE HYDRO | 857 | OAKDALE HYDRO | 3.2 | 3.2 | 3.2 | 3.2 | Historic Capability | MA | 027 | CMA/NEMA | Massachusetts Electric Company
859 | BOATLOCK | 859 | BOATLOCK | 3.094 | 3.094 | 3.094 | 3.094 | Historic Capability | MA | 013 | WMA | Holyoke Gas & Electric Department
860 | BRIAR HYDRO | 860 | BRIAR HYDRO | 2.865 | 4.081 | 2.865 | 4.081 | Historic Capability | NH | 013 | NH | Unitil Energy Systems, Inc.
861 | CANAAN | 861 | CANAAN | 1.1 | 1.1 | 1.1 | 1.1 | Historic Capability | VT | 009 | NH | Central Rivers Power NH, LLC
862 | CHEMICAL | 862 | CHEMICAL | 1.6 | 1.6 | 1.6 | 1.6 | Historic Capability | MA | 013 | WMA | Holyoke Gas & Electric Department
863 | CLEMENT DAM | 863 | CLEMENT DAM | 1.115 | 2.4 | 1.115 | 2.4 | Historic Capability | NH | 001 | NH | Massachusetts Municipal Wholesale Electric Company
864 | DWIGHT | 864 | DWIGHT | 1.7 | 1.7 | 1.7 | 1.7 | Historic Capability | MA | 013 | WMA | Central Rivers Power MA, LLC
865 | ERROL | 865 | ERROL | 2.625 | 3 | 2.625 | 3 | Historic Capability | NH | 007 | NH | Public Service Company of New Hampshire
866 | GREGGS | 866 | GREGGS | 2.07 | 2.07 | 2.07 | 2.07 | Historic Capability | NH | 011 | NH | Massachusetts Municipal Wholesale Electric Company
867 | INDIAN ORCHARD | 867 | INDIAN ORCHARD | 3.7 | 3.7 | 3.7 | 3.7 | Historic Capability | MA | 013 | WMA | Central Rivers Power MA, LLC
868 | MILTON MILLS HYDRO | 868 | MILTON MILLS HYDRO | 1.15 | 1.51 | 1.15 | 1.51 | Historic Capability | NH | 017 | NH | Public Service Company of New Hampshire
869 | MINE FALLS | 869 | MINE FALLS | 0.827 | 1.787 | 0.827 | 1.787 | Historic Capability | NH | 011 | NH | Messalonskee Stream Hydro, LLC
870 | PEMBROKE | 870 | PEMBROKE | 0.52 | 1.663 | 0.52 | 1.663 | Historic Capability | NH | 013 | NH | Massachusetts Municipal Wholesale Electric Company
871 | PENNACOOK FALLS LOWER | 871 | PENNACOOK FALLS LOWER | 2.869 | 3.991 | 2.869 | 3.991 | Historic Capability | NH | 013 | NH | Unitil Energy Systems, Inc.
872 | PENNACOOK FALLS UPPER | 872 | PENNACOOK FALLS UPPER | 2.243 | 3.12 | 2.243 | 3.12 | Historic Capability | NH | 013 | NH | Unitil Energy Systems, Inc.
873 | PUTTS BRIDGE | 873 | PUTTS BRIDGE | 4.1 | 4.1 | 4.1 | 4.1 | Historic Capability | MA | 013 | WMA | Central Rivers Power MA, LLC
874 | RED BRIDGE | 874 | RED BRIDGE | 4.5 | 4.5 | 4.5 | 4.5 | Historic Capability | MA | 013 | WMA | Central Rivers Power MA, LLC
875 | RIVER BEND | 875, 47125 | RIVER BEND, BOW STREET HYDRO | 1.201 | 2.026 | 1.023 | 1.879 | Historic Capability | NH | 013 | NH | Massachusetts Municipal Wholesale Electric Company
876 | ROBERTSVILLE | 876 | ROBERTSVILLE | 0.354 | 0.624 | 0.354 | 0.624 | IA | CT | 003 | CT | FirstLight Power Resources Management, LLC
877 | SCOTLAND | 877 | SCOTLAND | 1.69 | 2.2 | 1.69 | 2.2 | IA | CT | 015 | CT | FirstLight Power Resources Management, LLC
878 | SKINNER | 878 | SKINNER | 0.28 | 0.28 | 0.28 | 0.28 | Historic Capability | MA | 013 | WMA | Holyoke Gas & Electric Department
879 | TAFTVILLE CT | 879 | TAFTVILLE CT | 2.03 | 2.03 | 2.03 | 2.03 | IA | CT | 011 | CT | FirstLight Power Resources Management, LLC
882 | FRANKLIN FALLS | 882 | FRANKLIN FALLS | 0.673 | 0.8 | 0.673 | 0.8 | Historic Capability | NH | 013 | NH | Public Service Company of New Hampshire
883 | SALMON FALLS HYDRO | 883 | SALMON FALLS HYDRO | 1.2 | 1.2 | 0.953 | 0.824 | Historic Capability | NH | 017 | SME | Green Mountain Power Corporation
884 | SWANS FALLS | 884 | SWANS FALLS | 0.41 | 0.41 | 0.41 | 0.41 | Historic Capability | ME | 017 | NH | Public Service Company of New Hampshire
886 | COCHECO FALLS | 886 | COCHECO FALLS | 0.63 | 0.63 | 0.63 | 0.549 | Historic Capability | NH | 017 | NH | Public Service Company of New Hampshire
887 | CHINA MILLS DAM | 887 | CHINA MILLS DAM | 0.711 | 0.711 | 0.711 | 0.711 | Historic Capability | NH | 013 | NH | Public Service Company of New Hampshire
888 | NEWFOUND HYDRO | 888 | NEWFOUND HYDRO | 1.966 | 1.966 | 1.966 | 1.303 | Historic Capability | NH | 009 | NH | Power Supply Services, LLC
889 | SUNAPEE HYDRO | 889 | SUNAPEE HYDRO | 0.593 | 0.593 | 0.593 | 0.433 | Historic Capability | NH | 019 | NH | Public Service Company of New Hampshire
890 | NASHUA HYDRO | 890 | NASHUA HYDRO | 1.031 | 1.031 | 1.031 | 1.031 | Historic Capability | NH | 011 | NH | Public Service Company of New Hampshire
891 | HILLSBORO MILLS | 891 | HILLSBORO MILLS | 0.405 | 0.568 | 0.405 | 0.568 | Historic Capability | NH | 011 | NH | Public Service Company of New Hampshire
892 | LAKEPORT DAM | 892 | LAKEPORT DAM | 0.537 | 0.711 | 0.537 | 0.711 | Historic Capability | NH | 001 | NH | Power Supply Services, LLC
893 | WEST HOPKINTON HYDRO | 893 | WEST HOPKINTON HYDRO | 0.735 | 1.25 | 0.735 | 1.25 | Historic Capability | NH | 013 | NH | Green Mountain Power Corporation
894 | LISBON HYDRO | 894 | LISBON HYDRO | 0.332 | 0.515 | 0.332 | 0.515 | Historic Capability | NH | 009 | NH | Public Service Company of New Hampshire
895 | LOWER ROBERTSON DAM | 895 | LOWER ROBERTSON DAM | 0.86 | 0.9 | 0.86 | 0.9 | Historic Capability | NH | 005 | VT | Massachusetts Municipal Wholesale Electric Company
897 | OLD NASH DAM | 897 | OLD NASH DAM | 0.135 | 0.175 | 0.135 | 0.175 | Historic Capability | NH | 005 | VT | Public Service Company of New Hampshire
898 | SUGAR RIVER HYDRO | 898 | SUGAR RIVER HYDRO | 0.158 | 0.158 | 0.158 | 0.15 | Historic Capability | NH | 019 | NH | Public Service Company of New Hampshire
900 | GREAT FALLS LOWER | 900 | GREAT FALLS LOWER | 1.7 | 1.7 | 1.7 | 1.7 | Historic Capability | NH | 017 | NH | Green Mountain Power Corporation
901 | WATERLOOM FALLS | 901 | WATERLOOM FALLS | 0.081 | 0.086 | 0.081 | 0.086 | Historic Capability | NH | 011 | NH | Public Service Company of New Hampshire
902 | HOSIERY MILL DAM | 902 | HOSIERY MILL DAM | 0.435 | 0.993 | 0.435 | 0.993 | Historic Capability | NH | 011 | NH | Pioneer Hydro Electric Co., Inc.
903 | WYANDOTTE HYDRO | 903 | WYANDOTTE HYDRO | 0.084 | 0.15 | 0.084 | 0.15 | Historic Capability | NH | 017 | NH | Public Service Company of New Hampshire
904 | LOCHMERE DAM | 904 | LOCHMERE DAM | 0.892 | 1.025 | 0.892 | 1.025 | Historic Capability | NH | 001 | NH | Massachusetts Municipal Wholesale Electric Company
905 | ASHUELOT HYDRO | 905 | ASHUELOT HYDRO | 0.808 | 0.93 | 0.808 | 0.93 | Historic Capability | NH | 005 | VT | Massachusetts Municipal Wholesale Electric Company
906 | ROLLINSFORD HYDRO | 906 | ROLLINSFORD HYDRO | 1.5 | 1.5 | 1.5 | 1.5 | Historic Capability | NH | 017 | NH | Green Mountain Power Corporation
908 | OTIS MILL HYDRO | 908 | OTIS MILL HYDRO | 0.122 | 0.127 | 0.122 | 0.127 | Historic Capability | NH | 011 | NH | Public Service Company of New Hampshire
909 | STEELS POND HYDRO | 909 | STEELS POND HYDRO | 0.429 | 0.975 | 0.429 | 0.975 | Historic Capability | NH | 011 | NH | Public Service Company of New Hampshire
910 | CAMPTON DAM | 910 | CAMPTON DAM | 0.416 | 0.416 | 0.416 | 0.416 | Historic Capability | NH | 009 | NH | Public Service Company of New Hampshire
911 | KELLEYS FALLS | 911 | KELLEYS FALLS | 0.429 | 0.429 | 0.429 | 0.4 | Historic Capability | NH | 011 | NH | Green Mountain Power Corporation
913 | GOODRICH FALLS | 913 | GOODRICH FALLS | 0.487 | 0.487 | 0.487 | 0.307 | Historic Capability | NH | 003 | NH | New Hampshire Electric Cooperative, Inc.
914 | CHAMBERLAIN FALLS | 914 | CHAMBERLAIN FALLS | 0.123 | 0.123 | 0.123 | 0.094 | Historic Capability | NH | 011 | NH | Public Service Company of New Hampshire
915 | MONADNOCK PAPER MILLS | 915 | MONADNOCK PAPER MILLS | 0.305 | 1.114 | 0.305 | 1.114 | Historic Capability | NH | 011 | NH | Public Service Company of New Hampshire
919 | HOPKINTON HYDRO | 919 | HOPKINTON HYDRO | 0.229 | 0.25 | 0.229 | 0.25 | Historic Capability | NH | 013 | NH | Public Service Company of New Hampshire
925 | OTTER LANE HYDRO | 925 | OTTER LANE HYDRO | 0.084 | 0.09 | 0.084 | 0.09 | Historic Capability | NH | 013 | NH | Public Service Company of New Hampshire
926 | PETERBOROUGH LOWER HYDRO | 926 | PETERBOROUGH LOWER HYDRO | 0.284 | 0.284 | 0.284 | 0.284 | Historic Capability | NH | 011 | VT | Public Service Company of New Hampshire
928 | SALMON BROOK STATION 3 | 928 | SALMON BROOK STATION 3 | 0.326 | 0.326 | 0.326 | 0.25 | Historic Capability | NH | 013 | NH | Public Service Company of New Hampshire
931 | AVERY DAM | 931 | AVERY DAM | 0.46 | 0.479 | 0.46 | 0.479 | Historic Capability | NH | 001 | NH | Public Service Company of New Hampshire
932 | WATSON DAM | 932 | WATSON DAM | 0.225 | 0.25 | 0.225 | 0.25 | Historic Capability | NH | 017 | NH | Public Service Company of New Hampshire
933 | WESTON DAM | 933 | WESTON DAM | 0.456 | 0.524 | 0.456 | 0.524 | Historic Capability | NH | 007 | NH | Public Service Company of New Hampshire
935 | SUNNYBROOK HYDRO 2 | 935 | SUNNYBROOK HYDRO 2 | 0.05 | 0.05 | 0.05 | 0.05 | Historic Capability | NH | 007 | NH | Public Service Company of New Hampshire
941 | PETERBOROUGH UPPER HYDRO | 941 | PETERBOROUGH UPPER HYDRO | 0.4 | 0.4 | 0.4 | 0.4 | Historic Capability | NH | 011 | NH | Public Service Company of New Hampshire
943 | FOUR HILLS LANDFILL | 943 | FOUR HILLS LANDFILL | 0.932 | 0.932 | 0.932 | 0.932 | Historic Capability | NH | 011 | NH | Public Service Company of New Hampshire
947 | RIVERDALE MILLS - QF | 947 | RIVERDALE MILLS - QF | 0.084 | 0.084 | 0.084 | 0.001 | Historic Capability | MA | 027 | RI | Massachusetts Electric Company
948 | PEPPERELL PAPER - QF | 948 | PEPPERELL HYDRO COMPANY LLC | 0.863 | 0.863 | 0.863 | 0.863 | Historic Capability | MA | 017 | CMA/NEMA | Power Supply Services, LLC
950 | LP ATHOL - QF | 950 | LP ATHOL - QF | 0.2 | 0.2 | 0.2 | 0.2 | Historic Capability | MA | 027 | WMA | Massachusetts Electric Company
951 | BALTIC MILLS - QF | 951 | BALTIC MILLS - QF | 0.104 | 0.104 | 0.104 | 0.104 | Historic Capability | NH | 009 | VT | Sterling Municipal Electric Light Department
957 | HG&E HYDRO/CABOT 1-4 | 957 | HG&E HYDRO/CABOT 1-4 | 3.147 | 3.147 | 3.147 | 3.147 | Historic Capability | MA | 013 | WMA | Holyoke Gas & Electric Department
969 | POWDER MILL HYDRO | 969 | POWDER MILL HYDRO | 0.14 | 0.14 | 0.14 | 0.14 | Historic Capability | MA | 027 | WMA | Massachusetts Municipal Wholesale Electric Company
970 | DUDLEY HYDRO | 970 | DUDLEY HYDRO | 0.102 | 0.324 | 0.102 | 0.324 | IA | MA | 027 | WMA | Massachusetts Electric Company
978 | NEW MILFORD | 978 | NEW MILFORD | 3.014 | 3.014 | 3.014 | 3.014 | Historic Capability | CT | 005 | SWCT | Connecticut Light and Power Company, The
1005 | BG DIGHTON POWER LLC | 1005 | DIGHTON POWER LLC | 180 | 197 | 168 | 186.99 | IA | MA | 005 | SEMA | Consolidated Edison Energy, Inc
1028 | BUNKER RD #12 GAS TURB | 1028 | BUNKER RD #12 GAS TURB | 3 | 3.7 | 3 | 3.7 | Historic Capability | MA | 019 | SEMA | New England Power Company
1029 | BUNKER RD #13 GAS TURB | 1029 | BUNKER RD #13 GAS TURB | 3 | 3.7 | 3 | 3.7 | Historic Capability | MA | 019 | SEMA | New England Power Company
1030 | OAK BLUFFS | 1030 | OAK BLUFFS | 8.25 | 8.25 | 8.25 | 8.25 | IA | MA | 007 | SEMA | Genon Energy Management, LLC
1031 | WEST TISBURY | 1031 | WEST TISBURY | 5.633 | 5.633 | 5.633 | 5.633 | IA | MA | 007 | SEMA | Genon Energy Management, LLC
1032 | BRIDGEPORT ENERGY 1 | 1032 | BRIDGEPORT ENERGY 1 | 560 | 588 | 484 | 585 | IA | CT | 001 | SWCT | Revere Power, LLC
1034 | RIVERSIDE 4-7 | 1034 | RIVERSIDE 4-7 | 3.435 | 3.435 | 3.435 | 3.435 | Historic Capability | MA | 013 | WMA | Holyoke Gas & Electric Department
1035 | RIVERSIDE 8 | 1035 | RIVERSIDE 8 | 4.5 | 4.5 | 4.5 | 4.5 | Historic Capability | MA | 013 | WMA | Holyoke Gas & Electric Department
1047 | FAIRFAX | 1047 | FAIRFAX | 4.009 | 4.009 | 4.009 | 4.009 | Historic Capability | VT | 011 | VT | Green Mountain Power Corporation
1048 | WARE HYDRO | 1048 | WARE HYDRO | 1.25 | 1.25 | 1.25 | 1.25 | Historic Capability | MA | 015 | WMA | Pioneer Hydro Electric Co., Inc.
1049 | COLLINS HYDRO | 1049 | COLLINS HYDRO | 1.3 | 1.3 | 1.3 | 1.3 | IA | MA | 013 | WMA | Dichotomy Collins Hydro LLC
1050 | CHICOPEE HYDRO | 1050 | CHICOPEE HYDRO | 2.17 | 2.6 | 2.17 | 2.6 | Historic Capability | MA | 013 | WMA | Chicopee Municipal Lighting Plant
1054 | BLACKSTONE HYDRO ASSOC | 1054 | BLACKSTONE HYDRO ASSOC | 0 | 0.198 | 0 | 0.198 | Historic Capability | RI | 007 | RI | The Narragansett Electric Company
1057 | BLACKSTONE HYDRO LOAD REDUCER | 1057 | BLACKSTONE HYDRO LOAD REDUCER | 1.8 | 1.8 | 1.8 | 1.8 | Historic Capability | RI | 007 | RI | Vermont Public Power Supply Authority
1059 | BARRE LANDFILL | 1059 | BARRE LANDFILL | 1 | 1 | 1 | 1 | IA | MA | 027 | WMA | Dominion Energy Generation Marketing, Inc
1061 | MASCOMA HYDRO | 1061 | MASCOMA HYDRO | 0.834 | 0.834 | 0.834 | 0.834 | Historic Capability | NH | 009 | VT | Green Mountain Power Corporation
1062 | MWRA COSGROVE | 1062 | MWRA COSGROVE | 1.901 | 1.901 | 1.901 | 1.901 | Historic Capability | MA | 027 | CMA/NEMA | Massachusetts Electric Company
1086 | BERKSHIRE POWER | 1086 | BERKSHIRE POWER | 270 | 284 | 270 | 284 | IA | MA | 013 | WMA | Tenaska Power Services Co.
1107 | SOMERSET | 66234 | SAPPI SOMERSET/HINCKLEY 2 | 10.604 | 10.604 | 10.604 | 10.604 | Historic Capability | ME | 025 | ME | NextEra Energy Marketing, LLC
1109 | MMWAC | 1109 | MMWAC | 3.034 | 3.034 | 3.034 | 3.034 | Historic Capability | ME | 001 | ME | NextEra Energy Marketing, LLC
1113 | BRASSUA HYDRO | 1113 | BRASSUA HYDRO | 4.203 | 4.203 | 4.203 | 4.203 | Historic Capability | ME | 025 | ME | Brookfield Renewable Trading And Marketing LP
1114 | MADISON COMPOSITE | 50636 | MADISON HYDRO | 22 | 22 | 22 | 22 | Historic Capability | ME | 025 | ME | Power Supply Services, LLC
1117 | GREAT WORKS COMPOSITE | 1117 | GREAT WORKS COMPOSITE | 0.165 | 0.918 | 0.165 | 0.918 | Historic Capability | ME | 031 | SME | Blackstone Hydro, Inc.
1119 | KENNEBAGO HYDRO | 1119 | KENNEBAGO HYDRO | 0.686 | 0.725 | 0.686 | 0.725 | Historic Capability | ME | 029 | ME | Central Maine Power Company
1122 | CASCADE-DIAMOND-QF | 1122 | CASCADE-DIAMOND-QF | 0.44 | 0.44 | 0.44 | 0.44 | Historic Capability | MA | 013 | WMA | Massachusetts Electric Company
1185 | STONY BROOK GT1A | 1185 | STONY BROOK GT1A | 107.5 | 124 | 103.167 | 118.5 | PPA | MA | 013 | WMA | Massachusetts Municipal Wholesale Electric Company
1186 | STONY BROOK GT1B | 1186 | STONY BROOK GT1B | 106 | 122 | 101.667 | 117 | PPA | MA | 013 | WMA | Massachusetts Municipal Wholesale Electric Company
1187 | STONY BROOK GT1C | 1187 | STONY BROOK GT1C | 107 | 122 | 103.167 | 118.5 | PPA | MA | 013 | WMA | Massachusetts Municipal Wholesale Electric Company
1209 | CRRA HARTFORD LANDFILL | 1209 | CRRA HARTFORD LANDFILL | 2.853 | 2.853 | 2.853 | 2.852 | Historic Capability | CT | 003 | CT | Connecticut Light and Power Company, The
1210 | MILLENNIUM | 1210 | MILLENNIUM | 354.963 | 405.54 | 331 | 388 | IA | MA | 027 | WMA | Talen Energy Marketing, LLC
1216 | MAINE INDEPENDENCE STATION | 40338, 40339 | MAINE INDEPENDENCE STATION 1, MAINE INDEPENDENCE STATION 2 | 516.846 | 563 | 492.658 | 563 | PPA | ME | 019 | BHE | Dynegy Marketing and Trade, LLC
1221 | ESSEX DIESELS | 1221 | ESSEX DIESELS | 8 | 8.225 | 8 | 8.225 | Historic Capability | VT | 007 | VT | Green Mountain Power Corporation
1226 | TIVERTON POWER | 1226 | TIVERTON POWER | 287.5 | 305.5 | 265.377 | 296.45 | IA | RI | 005 | SEMA | Revere Power, LLC
1255 | RUMFORD POWER | 1255 | RUMFORD POWER | 270.795 | 275.059 | 244.94 | 275.059 | Historic Capability | ME | 017 | ME | Revere Power, LLC
1258 | BHE SMALL HYDRO COMPOSITE | 1258, 42114 | BHE SMALL HYDRO COMPOSITE, PUMPKIN HILL | 2.087 | 2.087 | 2.087 | 2.087 | Historic Capability | ME | 021 | BHE | Emera Maine
1270 | SYSKO STONY BROOK | 1270 | SYSKO STONY BROOK | 0.025 | 0.025 | 0.025 | 0.025 | Historic Capability | ME | 017 | ME | Union Atlantic Electricity
1273 | KENNEBEC WATER U5 | 1273 | AUTOMATIC HYDRO | 0.8 | 0.8 | 0.8 | 0.8 | IA | ME | 011 | ME | Messalonskee Stream Hydro, LLC
1286 | ANP-BLACKSTONE ENERGY CO. #1 | 1286 | ANP-BLACKSTONE ENERGY 1 | 292.768 | 307.5 | 271.822 | 307.5 | PPA | MA | 027 | RI | Dynegy Marketing and Trade, LLC
1287 | ANP-BLACKSTONE ENERGY 2 | 1287 | ANP-BLACKSTONE ENERGY 2 | 292.88 | 307.5 | 271.317 | 307.5 | PPA | MA | 027 | RI | Dynegy Marketing and Trade, LLC
1288 | BUCKSPORT ENERGY 4 | 47390 | BUCKSPORT | 180.436 | 190.7 | 160.3 | 185.7 | PPA | ME | 009 | BHE | Bucksport Generation LLC
1342 | LAKE ROAD 1 | 1342 | LAKE ROAD 1 | 294 | 317 | 269.792 | 299.416 | IA | CT | 015 | CT | Dynegy Marketing and Trade, LLC
1343 | LAKE ROAD 2 | 1343 | LAKE ROAD 2 | 294 | 317 | 275.213 | 304.837 | IA | CT | 015 | CT | Dynegy Marketing and Trade, LLC
1344 | LAKE ROAD 3 | 1344 | LAKE ROAD 3 | 294 | 317 | 279 | 307.076 | IA | CT | 015 | CT | Dynegy Marketing and Trade, LLC
1345 | WESTBROOK | 14177, 14178 | WESTBROOK ENERGY CENTER G1, WESTBROOK ENERGY CENTER G2 | 538 | 597 | 530 | 574 | IA | ME | 005 | SME | Calpine Energy Services, LP
1368 | ROCKY GORGE CORPORATION | 1368 | ROCKY GORGE CORPORATION | 0.362 | 0.362 | 0.362 | 0.362 | Historic Capability | ME | 031 | SME | Rocky Gorge Corporation
1376 | PPL WALLINGFORD UNIT 1 | 1376 | WALLINGFORD UNIT 1 | 50 | 50 | 44.04 | 49.645 | IA | CT | 009 | SWCT | Twin Eagle Resource Management, LLC
1377 | PPL WALLINGFORD UNIT 2 | 1377 | WALLINGFORD UNIT 2 | 50 | 50 | 43.019 | 50 | IA | CT | 009 | SWCT | Twin Eagle Resource Management, LLC
1378 | PPL WALLINGFORD UNIT 3 | 1378 | WALLINGFORD UNIT 3 | 50 | 50 | 44.566 | 50 | IA | CT | 009 | SWCT | Twin Eagle Resource Management, LLC
1379 | PPL WALLINGFORD UNIT 4 | 1379 | WALLINGFORD UNIT 4 | 50 | 50 | 43.92 | 50 | IA | CT | 009 | SWCT | Twin Eagle Resource Management, LLC
1380 | PPL WALLINGFORD UNIT 5 | 1380 | WALLINGFORD UNIT 5 | 50 | 50 | 44.643 | 50 | IA | CT | 009 | SWCT | Twin Eagle Resource Management, LLC
1385 | MILFORD POWER 1 | 1385 | MILFORD POWER 1 | 293 | 318.5 | 267.7 | 295.847 | IA | CT | 009 | SWCT | Dynegy Marketing and Trade, LLC
1386 | MILFORD POWER 2 | 1386 | MILFORD POWER 2 | 293 | 318.5 | 267.7 | 301.425 | IA | CT | 009 | SWCT | Dynegy Marketing and Trade, LLC
1412 | ANP-BELLINGHAM 1 | 1412 | ANP-BELLINGHAM 1 | 292.494 | 307.5 | 272.387 | 307.5 | PPA | MA | 021 | RI | Dynegy Marketing and Trade, LLC
1415 | ANP-BELLINGHAM 2 | 1415 | ANP-BELLINGHAM 2 | 292.466 | 307.5 | 272.617 | 307.5 | PPA | MA | 021 | RI | Dynegy Marketing and Trade, LLC
1432 | GRS-FALL RIVER | 1432 | GRS-FALL RIVER | 5.2 | 5.9 | 5.2 | 5.9 | Historic Capability | MA | 005 | SEMA | Taunton Municipal Lighting Plant
1478 | MYSTIC 8 | 1478 | MYSTIC 8 | 800 | 841.564 | 703.324 | 841.564 | PPA | MA | 025 | BOSTON | Exelon Generation Company, LLC
1572 | GRANBY SANITARY LANDFILL QF U5 | 1572 | GRANBY SANITARY LANDFILL QF | 3.2 | 3.2 | 2.8 | 2.8 | Historic Capability | MA | 015 | WMA | Industrial Power Services Corp
1616 | MYSTIC 9 | 1616 | MYSTIC 9 | 800 | 858.463 | 709.676 | 858.436 | PPA | MA | 025 | BOSTON | Exelon Generation Company, LLC
1625 | GRANITE RIDGE ENERGY | 48120, 48121 | GRANITE RIDGE ENERGY 1A, GRANITE RIDGE ENERGY 1B | 762 | 812 | 678 | 805.7 | IA | NH | 015 | NH | Calpine Energy Services, LP
1630 | RISEP | 1630 | RISEP | 613 | 625 | 551.668 | 610.632 | IA | RI | 007 | RI | Shell Energy North America (US), L.P.
1631 | Indeck-Energy Alexandria, LLC | 14211 | INDECK ALEXANDRIA | 16.5 | 16.5 | 16.5 | 16.5 | Historic Capability | NH | 009 | NH | Indeck Energy-Alexandria, L.L.C.
1649 | NEWINGTON ENERGY | 1649 | EP NEWINGTON ENERGY, LLC | 596.1 | 634.9 | 559.5 | 634.9 | IA | NH | 015 | NH | Essential Power Newington, LLC
1656 | HULL WIND TURBINE U5 | 1656 | HULL WIND TURBINE U5 | 0.165 | 0.165 | 0.165 | 0.165 | Historic Capability | MA | 023 | SEMA | Hull Municipal Lighting Plant
1672 | KENDALL CT | 1672 | KENDALL CT | 187.4 | 187.4 | 170 | 187 | IA | MA | 017 | BOSTON | Kendall Green Energy LLC
1691 | FORE RIVER-1 | 40327, 40328 | FORE RIVER 11, FORE RIVER 12 | 800 | 843 | 722.2 | 843 | IA | MA | 021 | SEMA | Calpine Energy Services, LP
1693 | WEST SPRINGFIELD GT-1 | 1693 | WEST SPRINGFIELD GT-1 | 47 | 48 | 39 | 48 | PPA | MA | 013 | WMA | Essential Power Massachusetts, LLC
1694 | WEST SPRINGFIELD GT-2 | 1694 | WEST SPRINGFIELD GT-2 | 47 | 48 | 39 | 48 | PPA | MA | 013 | WMA | Essential Power Massachusetts, LLC
1720 | MIDDLEBURY LOWER U5 | 1720 | MIDDLEBURY LOWER | 1.81 | 1.85 | 1.81 | 1.85 | Historic Capability | VT | 001 | VT | Green Mountain Power Corporation
2278 | BARKER LOWER HYDRO | 2278 | BARKER LOWER HYDRO | 0.652 | 1.25 | 0.652 | 1.25 | Historic Capability | ME | 001 | ME | Vermont Public Power Supply Authority
2279 | BARKER UPPER HYDRO | 2279 | BARKER UPPER HYDRO | 0.377 | 1.262 | 0.377 | 1.262 | Historic Capability | ME | 001 | ME | Vermont Public Power Supply Authority
2280 | BENTON FALLS HYDRO | 2280 | BENTON FALLS HYDRO | 3.776 | 4.355 | 3.776 | 4.355 | Historic Capability | ME | 011 | ME | Littleton Electric Light & Water Department
2281 | BROWNS MILL HYDRO | 2281 | BROWNS MILL HYDRO | 0.318 | 0.65 | 0.318 | 0.65 | Historic Capability | ME | 021 | ME | Vermont Public Power Supply Authority
2282 | DAMARISCOTTA HYDRO | 2282 | DAMARISCOTTA HYDRO | 0.005 | 0.5 | 0.005 | 0.5 | Historic Capability | ME | 015 | ME | Blackstone Hydro, Inc.
2283 | EUSTIS HYDRO | 2283 | EUSTIS HYDRO | 0.248 | 0.25 | 0.248 | 0.25 | Historic Capability | ME | 007 | ME | Blackstone Hydro, Inc.
2284 | GARDINER HYDRO | 2284 | GARDINER HYDRO | 1.05 | 1.05 | 1.05 | 1.05 | Historic Capability | ME | 011 | ME | Vermont Public Power Supply Authority
2285 | GREENVILLE HYDRO | 2285 | GREENVILLE HYDRO | 0.52 | 0.52 | 0.52 | 0.52 | Historic Capability | ME | 021 | ME | Blackstone Hydro, Inc.
2286 | HACKETT MILLS HYDRO | 2286 | HACKETT MILLS HYDRO | 0.159 | 0.5 | 0.159 | 0.5 | Historic Capability | ME | 001 | ME | Power Supply Services, LLC
2287 | MECHANIC FALLS HYDRO | 2287 | MECHANIC FALLS HYDRO | 0.231 | 1.05 | 0.231 | 1.05 | Historic Capability | ME | 001 | ME | Blackstone Hydro, Inc.
2288 | NORWAY HYDRO | 2288 | NORWAY HYDRO | 0 | 0.201 | 0 | 0.201 | Historic Capability | ME | 017 | ME | Blackstone Hydro, Inc.
2290 | PITTSFIELD HYDRO | 2290 | PITTSFIELD HYDRO | 0.877 | 1 | 0.877 | 1 | Historic Capability | ME | 025 | ME | Vermont Public Power Supply Authority
2292 | YORK HYDRO | 2292 | YORK HYDRO | 0.878 | 1.2 | 0.878 | 1.2 | Historic Capability | ME | 031 | SME | Blackstone Hydro, Inc.
2425 | SPRINGFIELD REFUSE-NEW | 2425 | SPRINGFIELD REFUSE-NEW | 6 | 6 | 6 | 6 | Historic Capability | MA | 013 | WMA | Community Eco Power, LLC
2426 | Hydro Kennebec | 2426 | HYDRO KENNEBEC | 15.66 | 17.15 | 15.66 | 17.15 | Historic Capability | ME | 011 | ME | Brookfield Renewable Trading And Marketing LP
2430 | BELDENS-NEW | 2430 | BELDENS-NEW | 4.58 | 5.7 | 4.58 | 5.7 | Historic Capability | VT | 001 | VT | Green Mountain Power Corporation
2431 | DODGE FALLS-NEW | 2431 | DODGE FALLS-NEW | 5 | 5 | 5 | 5 | PPA | NH | 009 | VT | Vermont Electric Power Company, Inc.
2432 | HUNTINGTON FALLS-NEW | 2432 | HUNTINGTON FALLS-NEW | 4.99 | 5.763 | 4.99 | 5.763 | Historic Capability | VT | 001 | VT | Green Mountain Power Corporation
2433 | RYEGATE 1-NEW | 2433 | RYEGATE 1-NEW | 19 | 19 | 19 | 19 | PPA | VT | 005 | VT | Vermont Electric Power Company, Inc.
2434 | GORGE 18 HYDRO-NEW | 2434 | GORGE 18 HYDRO-NEW | 3.3 | 3.3 | 3.3 | 3.3 | Historic Capability | VT | 007 | VT | Green Mountain Power Corporation
2435 | VERGENNES HYDRO-NEW | 2435 | VERGENNES HYDRO-NEW | 2.34 | 3.3 | 2.34 | 3.3 | Historic Capability | VT | 001 | VT | Green Mountain Power Corporation
2462 | PLAINVILLE GEN QF U5 | 2462 | PLAINVILLE GEN QF U5 | 5 | 5 | 5 | 5 | Historic Capability | MA | 021 | RI | Massachusetts Electric Company
2466 | CHERRY 7 | 2466 | CHERRY 7 | 3.2 | 3.2 | 3.2 | 3.2 | Historic Capability | MA | 017 | CMA/NEMA | Hudson Light & Power Department
2467 | CHERRY 8 | 2467 | CHERRY 8 | 3.6 | 3.6 | 3.6 | 3.6 | Historic Capability | MA | 017 | CMA/NEMA | Hudson Light & Power Department
2468 | CHERRY 10 | 2468 | CHERRY 10 | 2.2 | 2.2 | 2.2 | 2.2 | Historic Capability | MA | 017 | CMA/NEMA | Hudson Light & Power Department
2469 | CHERRY 11 | 2469 | CHERRY 11 | 2.2 | 2.2 | 2.2 | 2.2 | Historic Capability | MA | 017 | CMA/NEMA | Hudson Light & Power Department
2470 | CHERRY 12 | 2470 | CHERRY 12 | 5.6 | 5.6 | 5.6 | 5.6 | Historic Capability | MA | 017 | CMA/NEMA | Hudson Light & Power Department
10401 | CELLEY MILL U5 | 10401 | CELLEY MILL U5 | 0.084 | 0.092 | 0.084 | 0.092 | Historic Capability | NH | 009 | NH | Public Service Company of New Hampshire
10403 | EASTMAN BROOK U5 | 10403 | EASTMAN BROOK U5 | 0.1 | 0.1 | 0.1 | 0.1 | Historic Capability | NH | 009 | NH | Public Service Company of New Hampshire
10406 | LOWER VALLEY HYDRO U5 | 10406 | LOWER VALLEY HYDRO U5 | 0.534 | 0.534 | 0.534 | 0.534 | Historic Capability | NH | 019 | NH | Public Service Company of New Hampshire
10409 | SWEETWATER HYDRO U5 | 10409 | SWEETWATER HYDRO U5 | 0.5 | 0.5 | 0.5 | 0.5 | Historic Capability | NH | 019 | NH | Green Mountain Power Corporation
10424 | GREAT LAKES - BERLIN | 10424 | GREAT LAKES - BERLIN | 25 | 25 | 25 | 25 | PPA | NH | 007 | NH | Brookfield Renewable Trading And Marketing LP
10615 | BLUE SPRUCE FARM U5 | 10615 | BLUE SPRUCE FARM | 0.275 | 0.275 | 0.275 | 0.275 | Historic Capability | VT | 021 | VT | Green Mountain Power Corporation
10770 | WEST SPRINGFIELD HYDRO U5 | 10770 | WEST SPRINGFIELD HYDRO U5 | 1.2 | 1.25 | 1.2 | 1.25 | Historic Capability | MA | 013 | WMA | Messalonskee Stream Hydro, LLC
10801 | COVENTRY CLEAN ENERGY | 10801 | COVENTRY CLEAN ENERGY | 4.8 | 4.8 | 4.8 | 4.8 | Historic Capability | VT | 019 | NH | Vermont Public Power Supply Authority
10880 | GE LYNN EXCESS REPLACEMENT | 10880 | GE LYNN EXCESS REPLACEMENT | 2.282 | 14.982 | 2.282 | 14.982 | Historic Capability | MA | 009 | BOSTON | Direct Energy Business, LLC
10959 | RRIG EXPANSION PHASE 2 | 10959 | RRIG EXPANSION PHASE 2 | 6 | 6.024 | 6 | 6.024 | IA | RI | 007 | RI | Rhode Island Engine Genco, LLC
11052 | GRTR NEW BEDFORD LFG UTIL PROJ | 11052 | GRTR NEW BEDFORD LFG UTIL PROJ | 3.3 | 3.3 | 3.3 | 3.3 | Historic Capability | MA | 005 | SEMA | Commonwealth Resource Management Corporation
11126 | NORTH HARTLAND HYDRO | 11126 | NORTH HARTLAND HYDRO | 4.46 | 4.46 | 4.46 | 4.46 | Historic Capability | VT | 027 | VT | Green Mountain Power Corporation
11408 | HULL WIND TURBINE II | 11408 | HULL WIND TURBINE II | 1.8 | 1.8 | 1.8 | 1.8 | Historic Capability | MA | 023 | SEMA | Hull Municipal Lighting Plant
11424 | RUMFORD FALLS | 11424 | RUMFORD FALLS | 44.1 | 44.1 | 40 | 40 | IA | ME | 017 | ME | Brookfield Renewable Trading And Marketing LP
11842 | WATERSIDE POWER | 11842 | WATERSIDE POWER | 73.623 | 75 | 72 | 75 | IA | CT | 001 | NOR | Waterside Power, LLC
11925 | BROCKTON BRIGHTFIELDS | 11925 | BROCKTON BRIGHTFIELDS | 0.425 | 0.425 | 0.425 | 0.425 | Historic Capability | MA | 023 | SEMA | Exelon Generation Company, LLC
12108 | FIEC DIESEL | 12108 | FIEC DIESEL | 2 | 2 | 2 | 2 | Historic Capability | ME | 013 | ME | Vermont Public Power Supply Authority
12180 | BERKSHIRE COW POWER | 12180 | BERKSHIRE COW POWER | 0.5 | 0.5 | 0.5 | 0.5 | Historic Capability | VT | 011 | VT | Vermont Electric Cooperative, Inc.
12274 | GREEN MOUNTAIN DAIRY | 12274 | GREEN MOUNTAIN DAIRY | 0.22 | 0.22 | 0.22 | 0.22 | Historic Capability | VT | 011 | VT | Green Mountain Power Corporation
12323 | COVENTRY CLEAN ENERGY #4 | 12323 | COVENTRY CLEAN ENERGY #4 | 2.895 | 2.975 | 2.895 | 2.975 | Historic Capability | VT | 019 | NH | Vermont Public Power Supply Authority
12500 | Thomas Watson | 15484, 15485 | THOMAS A. WATSON UNIT #1, THOMAS A. WATSON UNIT #2 | 114.8 | 114.8 | 105.2 | 114.8 | IA | MA | 021 | SEMA | Braintree Electric Light Department, Town of
12504 | Devon 15-18 | 12504, 17044, 17045, 17046 | DEVON 15, DEVON 16, DEVON 17, DEVON 18 | 196.8 | 196.8 | 187.6 | 195.6 | PPA | CT | 009 | SWCT | GenConn Energy LLC
12505 | Middletown 12+13 | 12505, 37366, 37367, 37368 | MIDDLETOWN 12, MIDDLETOWN 13, MIDDLETOWN 14, MIDDLETOWN 15 | 196.8 | 196.8 | 187.6 | 193.6 | IA | CT | 007 | CT | GenConn Energy LLC
12509 | UNH Power Plant | 12509 | UNH POWER PLANT | 2 | 2 | 2 | 2 | Historic Capability | NH | 017 | NH | Public Service Company of New Hampshire
12510 | Swanton GT1 | 12510 | SWANTON GT-1 | 23.5 | 27.1 | 19.44 | 24.98 | PPA | VT | 011 | VT | Vermont Public Power Supply Authority
12511 | Swanton GT2 | 12511 | SWANTON GT-2 | 23.5 | 27.1 | 19.723 | 25.344 | PPA | VT | 011 | VT | Vermont Public Power Supply Authority
12521 | Lowell Power | 461 | LENERGIA ENERGY CENTER | 76.3 | 76.95 | 74 | 76 | PPA | MA | 017 | CMA/NEMA | EDF Trading North America, LLC
12524 | Cos Cob 13+14 | 14157, 14158 | COS COB 13, COS COB 14 | 42.2 | 46 | 36 | 46 | PPA | CT | 001 | NOR | NRG Power Marketing LLC
12526 | Pierce | 13515 | PIERCE STATION | 86 | 100 | 77.5 | 97 | PPA | CT | 009 | SWCT | Connecticut Municipal Electric Energy Cooperative
12530 | Sheffield Wind | 12530 | SHEFFIELD WIND PLANT | 39.2 | 39.2 | 10 | 17 | IA | VT | 005 | VT | Vermont Wind LLC
12551 | Kibby Wind Power | 12551 | KIBBY WIND POWER | 132 | 132 | 20.4 | 47.3 | IA | ME | 007 | ME | Boston Energy Trading and Marketing LLC
12553 | Covanta Haverhill Landfill Gas Engine | 14707 | COVANTA HAVERHILL - LF GAS | 1.6 | 1.6 | 1.6 | 1.6 | IA | MA | 009 | BOSTON | Covanta Energy Marketing, LLC
12564 | Waterbury | 12564 | WATERBURY GENERATION FACILITY | 103.6 | 103.6 | 97.911 | 99.454 | IA | CT | 009 | SWCT | Waterbury Generation LLC
13669 | Manchester Methane LLC East Windsor Facility | 13669 | EAST WINDSOR NORCAP LFG PLANT | 1.43 | 1.43 | 1.43 | 1.43 | Historic Capability | CT | 003 | CT | Manchester Methane, LLC
13673 | MATEP (DIESEL) | 13673 | MATEP (DIESEL) | 20.25 | 20.25 | 19.35 | 19.35 | IA | MA | 025 | BOSTON | MATEP, LLC
13675 | MATEP (COMBINED CYCLE) | 13675 | MATEP (COMBINED CYCLE) | 60.4 | 66 | 57.1 | 64.3 | IA | MA | 025 | BOSTON | MATEP, LLC
13703 | Verso VCG1 | 13703 | VERSO COGEN 1 | 55 | 61 | 47.223 | 58.377 | IA | ME | 007 | ME | Pixelle Energy Services LLC
13704 | Verso VCG2 | 13704 | VERSO COGEN 2 | 55 | 61 | 45.167 | 56.321 | IA | ME | 007 | ME | Pixelle Energy Services LLC
13705 | Verso VCG3 | 13705 | VERSO COGEN 3 | 55 | 61 | 44.097 | 55.251 | IA | ME | 007 | ME | Pixelle Energy Services LLC
13975 | Corriveau Hydroelectric LLC | 13975 | CORRIVEAU HYDROELECTRIC LLC | 0.073 | 0.35 | 0.073 | 0.35 | Historic Capability | ME | 017 | ME | Union Atlantic Electricity
14087 | MAT3 | 14087 | MAT3 | 19.35 | 19.35 | 19.35 | 19.35 | IA | MA | 025 | BOSTON | MATEP, LLC
14134 | MONTAGNE FARM | 14134 | MONTAGNE FARM | 0.3 | 0.3 | 0.3 | 0.3 | Historic Capability | VT | 011 | VT | Green Mountain Power Corporation
14217 | NORTHFIELD MOUNTAIN 1 | 14217 | NORTHFIELD MOUNTAIN 1 | 293.5 | 293.5 | 292 | 292 | IA | MA | 011 | WMA | FirstLight Power Resources Management, LLC
14218 | NORTHFIELD MOUNTAIN 2 | 14218 | NORTHFIELD MOUNTAIN 2 | 293.5 | 293.5 | 292 | 292 | IA | MA | 011 | WMA | FirstLight Power Resources Management, LLC
14219 | NORTHFIELD MOUNTAIN 3 | 14219 | NORTHFIELD MOUNTAIN 3 | 293.5 | 293.5 | 292 | 292 | IA | MA | 011 | WMA | FirstLight Power Resources Management, LLC
14220 | NORTHFIELD MOUNTAIN 4 | 14220 | NORTHFIELD MOUNTAIN 4 | 293.5 | 293.5 | 292 | 292 | IA | MA | 011 | WMA | FirstLight Power Resources Management, LLC
14271 | Ameresco Northampton | 14271 | AMERESCO NORTHAMPTON | 0.8 | 0.8 | 0.8 | 0.8 | Historic Capability | MA | 015 | WMA | Boston Energy Trading and Marketing LLC
14595 | Granite Reliable Power | 14595 | GRANITE RELIABLE POWER, LLC | 94.5 | 94.5 | 29.9 | 42.9 | IA | NH | 007 | NH | Granite Reliable Power, LLC
14599 | Rhode Island LFG Genco, LLC - ST | 40054 | JOHNSTON LFG TURBINE PLANT | 32.629 | 36.785 | 26 | 28 | IA | RI | 007 | RI | Rhode Island Engine Genco, LLC
14610 | Princeton Wind Farm Project | 14610 | PRINCETON WIND FARM PROJECT | 0.667 | 1.257 | 0.667 | 1.257 | Historic Capability | MA | 027 | CMA/NEMA | Princeton Municipal Light Department
14614 | Kleen Energy | 14614 | KLEEN ENERGY | 620 | 620 | 620 | 620 | PPA | CT | 007 | CT | Tenaska Power Services Co.
14623 | Valley Hydro (Station No. 5) | 14623 | VALLEY HYDRO (STATION NO. 5) | 0.79 | 0.79 | 0.79 | 0.79 | Historic Capability | MA | 013 | WMA | Holyoke Gas & Electric Department
14652 | Templeton Wind Turbine | 14652 | TEMPLETON WIND TURBINE | 1.5 | 1.5 | 0.278 | 0.441 | Cleared Capacity | MA | 027 | WMA | Massachusetts Municipal Wholesale Electric Company
14660 | Lempster Wind | 15115 | LEMPSTER WIND | 24 | 24 | 4.425 | 10.024 | PPA | NH | 011 | NH | Public Service Company of New Hampshire
14661 | Berkshire Wind Power Project | 16614 | BERKSHIRE WIND POWER PROJECT | 15 | 15 | 2.576 | 6.988 | IA | MA | 003 | WMA | Massachusetts Municipal Wholesale Electric Company
14663 | WMRE Crossroads | 15998 | CROSSROADS LANDFILL | 3 | 3 | 3 | 3 | Historic Capability | ME | 025 | ME | WM Renewable Energy, L.L.C.
14665 | Record Hill Wind | 14665 | RECORD HILL WIND | 50.6 | 50.6 | 13.6 | 16.7 | IA | ME | 017 | ME | Record Hill Wind LLC
14706 | Kimberly-Clark Corp Energy Independence Project | 15097 | KIMB ROCKY RIVER PH2 | 14 | 19.7 | 14 | 19.7 | IA | CT | 005 | SWCT | Kimberly-Clark Corporation
15415 | Dartmouth Power Expansion | 15940 | DARTMOUTH CT GENERATOR 3 | 22.8 | 23.5 | 21.3 | 23.5 | IA | MA | 005 | SEMA | Talen Energy Marketing, LLC
15477 | New Haven Harbor Units 2, 3, & 4 | 15477, 40052, 40053 | NEW HAVEN HARBOR UNIT 2, NEW HAVEN HARBOR UNIT 3, NEW HAVEN HARBOR UNIT 4 | 147.9 | 147.9 | 129.6 | 145 | IA | CT | 009 | CT | PSEG New Haven LLC
15509 | Plainfield Renewable Energy | 15509 | PLAINFIELD RENEWABLE ENERGY | 38.5 | 38.5 | 37.5 | 37.5 | IA | CT | 015 | CT | Plainfield Renewable Energy, LLC
16296 | PPL Milford | 16296 | MILFORD HYDRO | 8.9 | 8.9 | 6.422 | 6.643 | IA | ME | 019 | BHE | Black Bear Hydro Partners, LLC
16523 | Stillwater | 16523 | STILLWATER | 1.898 | 1.964 | 1.898 | 1.964 | Historic Capability | ME | 019 | BHE | Black Bear Hydro Partners, LLC
16525 | Medway | 16525 | MEDWAY | 4.003 | 4.003 | 3.443 | 2.869 | IA | ME | 019 | BHE | Black Bear Hydro Partners, LLC
16631 | Victory Road Dorchester PV | 16631 | VICTORY ROAD DORCHESTER PV | 1 | 1 | 0.316 | 0 | Cleared Capacity | MA | 025 | BOSTON | Massachusetts Electric Company
16640 | Hilldale Ave Haverhill PV | 16640 | HILLDALE AVE HAVERHILL PV | 1 | 1 | 0.27 | 0 | Cleared Capacity | MA | 009 | BOSTON | Massachusetts Electric Company
16642 | Railroad Street Revere PV | 16642 | RAILROAD AVENUE REVERE PV | 1 | 1 | 0.245 | 0 | Cleared Capacity | MA | 025 | BOSTON | Massachusetts Electric Company
16643 | Rover Street Everett PV | 16643 | ROVER STREET EVERETT PV | 0.5 | 0.5 | 0.168 | 0 | Cleared Capacity | MA | 017 | BOSTON | Massachusetts Electric Company
16644 | Main Street Whitinsville PV | 16644 | MAIN STREET WHITINSVILLE PV | 1 | 1 | 0.28 | 0 | Cleared Capacity | MA | 027 | RI | Massachusetts Electric Company
16653 | LAidlaw Berlin Biopower Project | 16653 | BURGESS BIOPOWER | 67.5 | 67.5 | 65.38 | 65.38 | IA | NH | 007 | NH | Public Service Company of New Hampshire
16659 | Ipswich Wind Farm 1 | 16659 | IPSWICH WIND FARM 1 | 1.5 | 1.5 | 0.187 | 0.342 | Cleared Capacity | MA | 009 | BOSTON | Ipswich Municipal Light Department
16675 | Fox Island Wind | 16675 | FOX ISLAND WIND | 4.5 | 4.5 | 0 | 0.444 | Cleared Capacity | ME | 013 | ME | Vermont Public Power Supply Authority
16688 | Nor1 | 14816 | NORDEN 1 | 1.958 | 1.958 | 1.958 | 1.958 | Cleared Capacity | CT | 001 | NOR | Connecticut Municipal Electric Energy Cooperative
16737 | DFC-ERG Hybrid Fuel Cell (3) | 16737 | UDR GLASTONBURY | 2.8 | 3.4 | 2.5 | 2.5 | Cleared Capacity | CT | 003 | CT | UIL Distributed Resources LLC
16738 | BFCP Fuel Cell | 16738 | BRIDGEPORT FUEL CELL | 14.99 | 15.39 | 13.054 | 13.259 | Cleared Capacity | CT | 001 | SWCT | Bridgeport Fuel Cell, LLC
16750 | Norden #2 | 14817 | NORDEN 2 | 1.948 | 1.948 | 1.948 | 1.948 | Cleared Capacity | CT | 001 | NOR | Connecticut Municipal Electric Energy Cooperative
16752 | Norden #3 | 14818 | NORDEN 3 | 1.942 | 1.942 | 1.942 | 1.942 | Cleared Capacity | CT | 001 | NOR | Connecticut Municipal Electric Energy Cooperative
17359 | Sugar River 2 | 17223 | SUGAR RIVER 2 | 0.199 | 0.199 | 0.026 | 0.155 | Cleared Capacity | NH | 019 | NH | Public Service Company of New Hampshire
35442 | Seaman Energy | 17259 | SEAMAN ENERGY LLC | 0.484 | 0.484 | 0.484 | 0.483 | Cleared Capacity | MA | 027 | WMA | Templeton Municipal Light & Water Plant
35485 | Fitchburg-FCA-5 | 14098 | FITCHBURG LANDFILL | 4.581 | 4.581 | 4.5 | 4.5 | Cleared Capacity | MA | 027 | WMA | Vermont Public Power Supply Authority
35555 | GMCW | 35555 | GMCW | 9.9 | 9.9 | 2.38 | 3.54 | IA | VT | 007 | VT | Burlington Electric Department
35593 | Fiske Hydro | 15201 | FISKE HYDRO | 0.81 | 0.81 | 0.077 | 0.113 | Cleared Capacity | NH | 005 | VT | Public Service Company of New Hampshire
35594 | Spaulding Pond Hydro | 35379 | SPAULDING POND HYDRO | 0.265 | 0.265 | 0.074 | 0.172 | Cleared Capacity | NH | 017 | NH | Public Service Company of New Hampshire
35656 | Rainbow_2 | 17234 | RAINBOW UNIT 2 | 4.1 | 4.1 | 4.1 | 4.1 | IA | CT | 003 | CT | Connecticut Light and Power Company, The
35657 | Shrewsbury Diesels | 568 | SHREWSBURY DIESELS | 13.75 | 13.75 | 13.75 | 13.75 | Historic Capability | MA | 027 | CMA/NEMA | Shrewsbury Electric & Cable Operations
35658 | Rainbow_1 | 17233 | RAINBOW UNIT 1 | 4.1 | 4.1 | 4.1 | 4.1 | IA | CT | 003 | CT | Connecticut Light and Power Company, The
35693 | Spruce Mountain Wind | 35693 | SPRUCE MOUNTAIN WIND | 20 | 20 | 4.5 | 9 | Cleared Capacity | ME | 017 | ME | Spruce Mountain Wind, LLC
35728 | Moretown LG | 15617 | MORETOWN LFGTE | 3.2 | 3.2 | 3.2 | 3.2 | Cleared Capacity | VT | 023 | VT | Green Mountain Power Corporation
35979 | Kingdom Community Wind | 35979 | KINGDOM COMMUNITY WIND | 64.575 | 64.575 | 12 | 21.673 | IA | VT | 019 | VT | Green Mountain Power Corporation
37040 | KENDALL STEAM | 10349 | KENDALL STEAM 3 | 27.75 | 27.75 | 27.75 | 27.75 | IA | MA | 017 | BOSTON | Kendall Green Energy LLC
37050 | Groton Wind Project | 37050 | GROTON WIND | 48 | 48 | 9.751 | 19.771 | IA | NH | 009 | NH | Avangrid Renewables, LLC
37072 | Beaver_Ridge_Wind | 15706 | BEAVER RIDGE WIND | 4.5 | 4.5 | 0.474 | 1.344 | Cleared Capacity | ME | 027 | ME | New Hampshire Electric Cooperative, Inc.
37077 | Woronoco Hydro LLC | 15787 | WORONOCO HYDRO LLC | 2.7 | 2.7 | 1.181 | 1.611 | IA | MA | 013 | WMA | Power Supply Services, LLC
37105 | Blue Sky West | 37105 | BINGHAM WIND | 184.8 | 184.8 | 22.6 | 65.96 | IA | ME | 025 | ME | Blue Sky West, LLC
37120 | Thundermist Hydropower | 16926 | THUNDERMIST HYDRO QF | 1.253 | 1.253 | 0 | 0.941 | Cleared Capacity | RI | 007 | RI | The Narragansett Electric Company
38078 | NFM Solar Power, LLC | 40176 | NFM SOLAR POWER, LLC | 1.7 | 1.7 | 0.507 | 0 | Cleared Capacity | MA | 011 | WMA | FirstLight Power Resources Management, LLC
38089 | Combined Cycle | 48695, 48696 | SALEM 5, SALEM 6 | 715.6 | 715.6 | 674 | 674 | IA | MA | 009 | BOSTON | Footprint Power Salem Harbor Development LP
38114 | East Bridgewater Solar Energy Project | 43623 | E BRIDGEWATER-02333PV2000NM | 2 | 2 | 0.85 | 0 | Cleared Capacity | MA | 023 | SEMA | Massachusetts Electric Company
38115 | Harrington Street PV Project | 38115 | HARRINGTON STREET PV | 9.75 | 9.75 | 3.83 | 0 | IA | MA | 027 | WMA | Clearesult Consulting Inc.
38173 | Saddleback Ridge Wind | 38173 | SADDLEBACK RIDGE WIND | 34.2 | 34.2 | 3.75 | 10.23 | IA | ME | 007 | ME | Spruce Mountain Wind, LLC
38178 | Southbridge Landfill Gas to Energy 17-18 | 37073 | SOUTHBRIDGE LANDFILL | 1.6 | 1.6 | 1.4 | 1.4 | IA | MA | 027 | WMA | NextEra Energy Marketing, LLC
38181 | Westford Solar | 41879, 41880, 42203, 42497 | WESTFORD SOLAR 1- PV, WESTFORD SOLAR 2- PV, WESTFORD SOLAR 3 - PV, WESTFORD SOLAR 4- PV | 4 | 4 | 1.8 | 0 | Cleared Capacity | MA | 017 | CMA/NEMA | Massachusetts Electric Company
38206 | Bridgeport Harbor 5 | 38206 | PSEG BRIDGEPORT HARBOR CCGT EX | 509.6 | 532.6 | 484.3 | 529.8 | IA | CT | 001 | SWCT | PSEG Energy Resources & Trade LLC
38249 | Silver lake Photovoltaic Facility | 37722 | SILVER LAKE SOLAR PV FACILITY | 1.5 | 1.5 | 0.458 | 0 | Cleared Capacity | MA | 003 | WMA | NSTAR Electric Company
38250 | Indian Orchard Photovoltaic Facility | 40015 | INDIAN ORCHARD SOLAR FACILITY | 1.5 | 1.5 | 0.595 | 0 | Cleared Capacity | MA | 013 | WMA | NSTAR Electric Company
38252 | Indian River Power Supply# LLC | 37823 | INDIAN RIVER POWER SUPPLY LLC | 1.3 | 1.3 | 0.314 | 0.941 | IA | MA | 013 | WMA | Power Supply Services, LLC
38278 | Wallingford Unit 6 and Unit 7 | 50025, 50026 | WALLINGFORD UNIT 6, WALLINGFORD UNIT 7 | 90 | 100 | 90 | 100 | IA | CT | 009 | SWCT | Twin Eagle Resource Management, LLC
38287 | WMA Chester Solar 1 | 38287 | WMA CHESTER SOLAR 1 | 4.8 | 4.8 | 1.904 | 0 | Cleared Capacity | MA | 013 | WMA | Vermont Public Power Supply Authority
38289 | Medway Peaker - SEMARI | 50115, 50116 | WEST MEDWAY JET 4, WEST MEDWAY JET 5 | 206.934 | 206.934 | 194.8 | 205.1 | IA | MA | 021 | RI | Exelon Generation Company, LLC
38297 | CPV_Towantic | 49325, 49326 | CPV TOWANTIC 1A, CPV TOWANTIC 1B | 845.5 | 876.5 | 750.5 | 821.5 | Cleared Capacity | CT | 009 | SWCT | Consolidated Edison Energy, Inc
38302 | Fisher Road Solar I | 38302 | TOWN_OF_CARVER_PV_1763 | 4.56 | 4.56 | 1.92 | 0 | Cleared Capacity | MA | 005 | SEMA | NSTAR Electric Company
38310 | Canal 3 | 38310 | CANAL 3 | 333 | 336.2 | 333 | 336.1 | IA | MA | 001 | SEMA | Stonepeak Kestrel Energy Marketing LLC
38372 | Dartmouth Solar | 38372 | BLUEWAVE - CC COMM COLL 2209 | 3.5 | 3.5 | 1.43 | 0 | Cleared Capacity | MA | 005 | SEMA | NSTAR Electric Company
38373 | Holliston | 38373 | BLUEWAVE BOURNE-HOLLISTON 2262 | 3 | 3 | 1.523 | 0 | Cleared Capacity | MA | 017 | RI | NSTAR Electric Company
38374 | Plymouth | 47374 | NEW BEDFORD RED AUTH #2283 | 4.26 | 4.26 | 1.9 | 0 | Cleared Capacity | MA | 023 | SEMA | NSTAR Electric Company
38375 | Uxbridge | 38375 | BWC FIVEMILE-01569PV3000NM | 3 | 3 | 1.23 | 0 | Cleared Capacity | MA | 027 | RI | Massachusetts Electric Company
38376 | Landcraft | 48705 | SUN E. BRDGEWTR-02324PV3000NM | 3 | 3 | 1.339 | 0 | Cleared Capacity | MA | 023 | SEMA | Massachusetts Electric Company
38378 | LSRHS | 47424 | SUN EDISON - SUDBURY 2417 | 0.98 | 0.98 | 0.42 | 0 | Cleared Capacity | MA | 017 | BOSTON | NSTAR Electric Company
38380 | Treasure Valley- SE | 46664 | NEXAMP CAPITAL-01543PV4999NM | 4.999 | 4.999 | 2.07 | 0 | Cleared Capacity | MA | 027 | WMA | Massachusetts Electric Company
38381 | Belchertown SEd | 46645 | NEXAMP CAPITAL-01007PV1300NM | 1.3 | 1.3 | 0.53 | 0 | Cleared Capacity | MA | 015 | WMA | Massachusetts Electric Company
38421 | Jericho Power | 43580 | JERICHO WIND | 12.05 | 12.05 | 2.5 | 3.9 | IA | NH | 007 | NH | Jericho Power LLC
38437 | Ipswich Wind II | 42424 | IPSWICH WIND II | 2 | 2 | 0.13 | 0.377 | Cleared Capacity | MA | 009 | BOSTON | Ipswich Municipal Light Department
38438 | Deerfield Wind Project | 49406 | DEERFIELD WIND | 30 | 30 | 8.1 | 13.6 | IA | VT | 003 | WMA | Avangrid Renewables, LLC
38440 | Cottage St PV | 46267 | COTTAGE STREET SOLAR FACILITY | 3.894 | 3.894 | 1.635 | 0 | Cleared Capacity | MA | 019 | WMA | NSTAR Electric Company
38441 | UI RCP BGPT FC | 38441 | UI RCP BGPT FC | 2.8 | 2.8 | 2.52 | 2.52 | Cleared Capacity | CT | 001 | SWCT | United Illuminating Company, The
38442 | UI RCP NH FC | 38442 | UI RCP NH FC | 2.8 | 2.8 | 2.52 | 2.52 | Cleared Capacity | CT | 009 | CT | United Illuminating Company, The
38475 | Hoosac Wind Project | 12529 | HOOSAC WIND | 28.5 | 28.5 | 3.942 | 10.412 | IA | MA | 003 | WMA | Avangrid Renewables, LLC
38480 | Hubbardston SE | 46918 | TOWN OF WESTFORD-01452PV2800NM | 2.8 | 2.8 | 1.295 | 0 | Cleared Capacity | MA | 027 | CMA/NEMA | Massachusetts Electric Company
38494 | 24 Boutilier Rd Leicester PV | 48728 | MECO.LCSTR-01524PV684QF | 0.684 | 0.684 | 0.248 | 0 | Cleared Capacity | MA | 027 | WMA | Massachusetts Electric Company
38495 | Deepwater Wind Block Island | 38495 | BLOCK ISLAND WIND FARM | 29 | 29 | 6.83 | 14.1 | Cleared Capacity | RI | 009 | RI | Deepwater Wind Block Island, LLC
38500 | Mass Solar | 44030 | WARREN PV | 14 | 14 | 7.11 | 0 | Cleared Capacity | MA | 027 | WMA | Mass Solar 1, LLC
38510 | City of Gardner - Mill St. | 46568 | GLC-MA SOLAR-01440PV1000NM | 1 | 1 | 0.392 | 0 | Cleared Capacity | MA | 027 | WMA | Massachusetts Electric Company
38527 | Grafton WD | 43729 | GRAFTON WATER-01519PV1500NM | 1.5 | 1.5 | 0.715 | 0 | Cleared Capacity | MA | 027 | CMA/NEMA | Massachusetts Electric Company
38528 | 29 Oxford Rd Charlton PV | 47996 | NAT GRID CHARLTON-01507PV684QF | 0.684 | 0.684 | 0.275 | 0 | Cleared Capacity | MA | 027 | WMA | Massachusetts Electric Company
38530 | Mattapoisett 2 | 47378 | BLUEWAVE - MATTAPOISETT 2261 | 0.75 | 0.75 | 0.316 | 0 | Cleared Capacity | MA | 023 | SEMA | NSTAR Electric Company
38531 | Mattapoisett 1 | 47377 | BLUEWAVE - MATTAPOISETT 2260 | 0.75 | 0.75 | 0.316 | 0 | Cleared Capacity | MA | 023 | SEMA | NSTAR Electric Company
38532 | Leominster- South St. | 43948, 43949, 43950 | SUNGEN 1-01810PV950NM, SUNGEN 2-01810PV950NM, SUNGEN 3-01810PV950NM | 2.85 | 2.85 | 1.409 | 0 | Cleared Capacity | MA | 017 | BOSTON | Massachusetts Electric Company
38533 | Home Depot - Berlin 1 | 46984 | FIVEMILE RIVER1-01503PV750NM | 0.75 | 0.75 | 0.347 | 0 | Cleared Capacity | MA | 027 | CMA/NEMA | Massachusetts Electric Company
38534 | Millbury Solar | 44007 | MILLBURY SOLAR-01527PV3000NM | 3 | 3 | 1.638 | 0 | Cleared Capacity | MA | 027 | CMA/NEMA | Massachusetts Electric Company
38538 | Groton Road Shirley PV | 47995 | NATL GRID SHIRLEY-01464PV996QF | 0.996 | 0.996 | 0.415 | 0 | Cleared Capacity | MA | 017 | CMA/NEMA | Massachusetts Electric Company
38539 | 40 Auburn Rd Millbury PV | 48314 | NAT GRID MILLBURY-01527PV684QF | 0.684 | 0.684 | 0.248 | 0 | Cleared Capacity | MA | 027 | WMA | Massachusetts Electric Company
38543 | Carpenter Hill Rd Chartlon PV | 66243 | NEPOWERCO_01507PV1000QF | 1 | 1 | 0.368 | 0 | Cleared Capacity | MA | 027 | WMA | Massachusetts Electric Company
38544 | 17 Kelly Rd Sturbridge PV | 48727 | 510PVDEVKELLY1-01566PV996QF | 0.996 | 0.996 | 0.372 | 0 | Cleared Capacity | MA | 027 | WMA | Massachusetts Electric Company
38545 | 90 River Rd Sturbridge PV | 48726 | 510PV DEV. 2-01566PV996QF | 0.996 | 0.996 | 0.372 | 0 | Cleared Capacity | MA | 027 | WMA | Massachusetts Electric Company
38548 | Fall River- Commerce | 43951 | SUNGEN-02720PV950NM | 0.95 | 0.95 | 0.535 | 0 | Cleared Capacity | MA | 005 | SEMA | Massachusetts Electric Company
38551 | Fasll River - Innovation | 43903 | SUNGEN-02720PV2850NM | 2.85 | 2.85 | 1.748 | 0 | Cleared Capacity | MA | 005 | SEMA | Massachusetts Electric Company
38553 | Antrim Wind Resource | 38553 | ANTRIM WIND | 28.4 | 28.4 | 5 | 9.9 | IA | NH | 011 | NH | Antrim Wind Energy LLC
38555 | Berlin 2 | 46985 | FIVEMILE RIVER2-01503PV750NM | 0.75 | 0.75 | 0.347 | 0 | Cleared Capacity | MA | 027 | CMA/NEMA | Massachusetts Electric Company
38556 | Berlin 3 | 46986 | FIVEMILE RIVER3-01503PV750NM | 0.75 | 0.75 | 0.347 | 0 | Cleared Capacity | MA | 027 | CMA/NEMA | Massachusetts Electric Company
38558 | Fall River- Uxbridge | 43643, 43644, 43645 | SUNGEN UXBRIDGE1-01569PV950NM, SUNGEN UXBRIDGE2-01569PV950NM, SUNGEN UXBRIDGE3-01569PV950NM | 2.85 | 2.85 | 1.474 | 0 | Cleared Capacity | MA | 027 | RI | Massachusetts Electric Company
38559 | Berlin 4 | 46987 | FIVEMILE RIVER4-01503PV750NM | 0.75 | 0.75 | 0.347 | 0 | Cleared Capacity | MA | 027 | CMA/NEMA | Massachusetts Electric Company
38560 | Grafton | 47446 | BWC 5 MILE RIVER-01519PV2000NM | 2 | 2 | 0.925 | 0 | Cleared Capacity | MA | 027 | CMA/NEMA | Massachusetts Electric Company
38561 | True North | 42193, 42194, 42195, 42196, 42197 | TRUE NORTH ENERGY A , TRUE NORTH ENERGY B, TRUE NORTH ENERGY C, TRUE NORTH ENERGY D, TRUE NORTH ENERGY E | 4.75 | 4.75 | 2.585 | 0 | Cleared Capacity | MA | 009 | BOSTON | Massachusetts Electric Company
38562 | Franklin 1 | 43952 | KEARSARGE SOLAR-02038PV3000NM | 3 | 3 | 1.499 | 0 | Cleared Capacity | MA | 013 | RI | Massachusetts Electric Company
38565 | Franklin 2 | 43953 | KEARSARGE SOLAR-02038PV4000NM | 4 | 4 | 2.146 | 0 | Cleared Capacity | MA | 013 | RI | Massachusetts Electric Company
38567 | Billerica | 46731 | BILLERICA-01821PV4999NM | 4.999 | 4.999 | 2.307 | 0 | Cleared Capacity | MA | 017 | CMA/NEMA | Massachusetts Electric Company
38574 | Route 57 | 43887 | NM-TOWN OF AGAWAM SOLAR | 1.5 | 1.5 | 0.739 | 0 | Cleared Capacity | MA | 013 | WMA | NSTAR Electric Company
38575 | Agawam Solar | 43885 | NM-HP HOOD AND SONS | 1.5 | 1.5 | 0.702 | 0 | Cleared Capacity | MA | 013 | WMA | NSTAR Electric Company
38576 | Whately | 43886 | NM-FRANKLIN COUNTY SHERIFF | 1.5 | 1.5 | 0.617 | 0 | Cleared Capacity | MA | 011 | WMA | NSTAR Electric Company
38577 | Holiday Hill Community Wind | 68467 | HOLIDAY HILL COMMUNITY WIND | 4.98 | 4.98 | 0.784 | 1.2 | IA | MA | 013 | WMA | Energy New England LLC
38579 | Rehoboth | 43915 | CITIZENS-02769PV2000NM | 2 | 2 | 1.093 | 0 | Cleared Capacity | MA | 005 | RI | Massachusetts Electric Company
38580 | Amesbury | 38580 | HUNTRDSOLARLLC-01913PV4500NM | 4.5 | 4.5 | 2.312 | 0 | Cleared Capacity | MA | 009 | BOSTON | Massachusetts Electric Company
38581 | Tyngsborough | 38581 | TYNGS.LANDFILL#1-01879PV1692NM | 1.656 | 1.656 | 1.283 | 0 | Cleared Capacity | MA | 017 | CMA/NEMA | Massachusetts Electric Company
38582 | Norton MA | 49365 | NORTONLANDFILL-02766PV1500NM | 1.5 | 1.5 | 0.675 | 0 | Cleared Capacity | MA | 005 | SEMA | Massachusetts Electric Company
38583 | Agawam II | 50104 | NM SPRFLD TECH COMM COLLEGE | 1.936 | 1.936 | 0.804 | 0 | Cleared Capacity | MA | 013 | WMA | NSTAR Electric Company
38655 | Barrett Distribution - Franklin Solar | 42350 | BARRETT-FRANKLIN-SOLAR | 0.5 | 0.5 | 0.23 | 0 | Cleared Capacity | MA | 021 | RI | Massachusetts Electric Company
38657 | Heliovaas - Acton Solar | 49072 | TOWN_OF_ACTON_ID2056 | 1.5 | 1.5 | 0.636 | 0 | Cleared Capacity | MA | 017 | BOSTON | NSTAR Electric Company
38661 | Heliovaas - Sudbury Solar | 49055 | TOWN_OF_SUDBURY_ID2176 | 1.333 | 1.333 | 0.535 | 0 | Cleared Capacity | MA | 017 | BOSTON | NSTAR Electric Company
38669 | Future Gen Wind | 47741 | FUTURE GEN WIND | 7.861 | 7.861 | 2.7 | 2.8 | Cleared Capacity | MA | 023 | SEMA | Consolidated Edison Energy, Inc
38696 | Blossom Rd 1 Fall River PV | 50797 | 510PVBLOSSOMWEST-02720PV996QF | 0.996 | 0.996 | 0.414 | 0 | Cleared Capacity | MA | 005 | SEMA | Massachusetts Electric Company
38698 | Blossom Rd 2 Fall River PV | 50792 | 510PVBLOSSOMEAST-02720PV996QF | 0.996 | 0.996 | 0.417 | 0 | Cleared Capacity | MA | 005 | SEMA | Massachusetts Electric Company
38699 | Groveland St Abington PV | 49247 | 510PVDEVABINGTON-02351PV996QF | 0.996 | 0.996 | 0.39 | 0 | Cleared Capacity | MA | 023 | SEMA | Massachusetts Electric Company
38700 | Stafford St. Leicester PV 2 | 66236 | NEPSTAFFORD-01524PV1000QF | 1 | 1 | 0.228 | 0 | Cleared Capacity | MA | 027 | WMA | Massachusetts Electric Company
38701 | Onset East | 48714 | ONSET EAST | 1 | 1 | 0.52 | 0 | Cleared Capacity | MA | 023 | SEMA | NSTAR Electric Company
38702 | Onset West | 48715 | ONSET WEST | 1 | 1 | 0.52 | 0 | Cleared Capacity | MA | 023 | SEMA | NSTAR Electric Company
38704 | Richardson Ave Attleboro PV 2 | 47994 | NAT GRID ATTLEBORO02703PV996QF | 0.996 | 0.996 | 0.418 | 0 | Cleared Capacity | MA | 005 | RI | Massachusetts Electric Company
38706 | Old Upton Rd Grafton PV 2 | 49244 | 510PVDEVGRAFTON-01519PV672QF | 0.672 | 0.672 | 0.228 | 0 | Cleared Capacity | MA | 027 | CMA/NEMA | Massachusetts Electric Company
38707 | Main St Dighton PV | 49243 | 510PVDEVDIGHTON-01851PV996QF | 0.996 | 0.996 | 0.347 | 0 | Cleared Capacity | MA | 005 | SEMA | Massachusetts Electric Company
38708 | Groton School Rd Ayer PV 2 | 49245 | 510PVDEVAYER-01432PV996QF | 0.996 | 0.996 | 0.359 | 0 | Cleared Capacity | MA | 017 | CMA/NEMA | Massachusetts Electric Company
38709 | Frank Mossberg Dr Atteleboro PV | 48915 | 510PVMOSSBERG-02703PV684QF | 0.684 | 0.684 | 0.244 | 0 | Cleared Capacity | MA | 005 | RI | Massachusetts Electric Company
38738 | Canton Mountain Wind Project | 38738 | CANTON MOUNTAIN WIND | 22.8 | 22.8 | 3.6 | 7.2 | IA | ME | 017 | ME | Spruce Mountain Wind, LLC
38757 | WOODBRIDGE FUEL CELL | 38757 | UI RCP WOODBRIDGE FC | 2.2 | 2.2 | 2.1 | 2.1 | Cleared Capacity | CT | 009 | SWCT | United Illuminating Company, The
38760 | Norwich WWT | 14823 | NORWICH WWTP | 2 | 2 | 2 | 2 | Cleared Capacity | CT | 011 | CT | Connecticut Municipal Electric Energy Cooperative
38795 | Hadley 2 | 50090 | NM HADLEY 2 SOLAR LLC | 1.95 | 1.95 | 0.851 | 0 | Cleared Capacity | MA | 015 | WMA | NSTAR Electric Company
38796 | Waltham Solar | 38796 | SV-ABSPI_LLC_PV_ID2088991 | 0.175 | 0.175 | 0.054 | 0 | Cleared Capacity | MA | 017 | BOSTON | NSTAR Electric Company
38815 | Hubbardston PV | 43893 | HUBBARDSTON-01452PV2000NM | 2 | 2 | 0.994 | 0 | Cleared Capacity | MA | 027 | WMA | Massachusetts Electric Company
38823 | Coolidge Solar | 50815 | COOLIDGE SOLAR | 19.9 | 19.9 | 0 | 0 | IA | VT | 027 | VT | NextEra Energy Marketing, LLC
38831 | Montague Site 36-Grosolar PV | 67306 | MONTAGUE 36 SOLAR PV FACILITY | 4.08 | 4.08 | 0 | 0 | Cleared Capacity | MA | 011 | WMA | NSTAR Electric Company
38833 | DGSC PV405_28 Jacome Way_Middletown | 43527 | STUART THOMAS - 02842PV500DG | 0.5 | 0.5 | 0.184 | 0 | Cleared Capacity | RI | 005 | SEMA | The Narragansett Electric Company
38834 | DGSC PV1666_179 Plain Meeting House Rd_West Greenwich | 43512 | WEST GREENWICH - 02817PV2000DG | 2 | 2 | 0.855 | 0 | Cleared Capacity | RI | 003 | RI | The Narragansett Electric Company
38835 | Lee Site 31-Conti PV | 66261 | LEE 31 SOLAR PV FACILITY | 1.86 | 1.86 | 0 | 0 | Cleared Capacity | MA | 003 | WMA | NSTAR Electric Company
38836 | Pittsfield 44-M&W PV | 66257 | PITTSFIELD 44 SOLAR PV FACIL. | 1.16 | 1.16 | 0 | 0 | Cleared Capacity | MA | 003 | WMA | NSTAR Electric Company
38841 | Syncarpha Freetown | 49937 | TOWN_OF_ORLEANS_ID2058041 | 3.96 | 3.96 | 1.5 | 0 | Cleared Capacity | MA | 005 | SEMA | NSTAR Electric Company
38842 | DGSC PV3000_Forbes St Landfill_East Providence | 43762 | FORBES STREET 1-02914PV3000DG | 3 | 3 | 1.484 | 0 | Cleared Capacity | RI | 007 | RI | The Narragansett Electric Company
38843 | DGSC PV2000_338 Compass Circle_North Kingstown | 43716 | NEXAMP-02852PV2000DG | 2 | 2 | 0.907 | 0 | Cleared Capacity | RI | 009 | RI | The Narragansett Electric Company
38845 | BWC French River, LLC | 48083 | FRENCH RIVER | 12.35 | 12.35 | 6 | 0 | Cleared Capacity | MA | 027 | WMA | Boston Energy Trading and Marketing LLC
38853 | DGSC PV400_1 Ralco Way_Cumberland | 43586 | COMTRAN CABLE-02864PV400DG | 0.4 | 0.4 | 0.211 | 0 | Cleared Capacity | RI | 007 | RI | The Narragansett Electric Company
38855 | DGSC PV500_1060 West Main Rd_Portsmouth | 43607 | COX PRTSMTH-02871PV500DG | 0.5 | 0.5 | 0.162 | 0 | Cleared Capacity | RI | 005 | RI | The Narragansett Electric Company
38858 | DGSC PV1225_100 Dupont Dr_Providence | 44003 | ALTUS-02907PV1225DG | 1.225 | 1.225 | 0.552 | 0 | Cleared Capacity | RI | 007 | RI | The Narragansett Electric Company
38860 | DGSC PV450_0 Martin St_Cubmerland | 44005 | ALTUS 1-02864PV450DG | 0.45 | 0.45 | 0.191 | 0 | Cleared Capacity | RI | 007 | RI | The Narragansett Electric Company
38861 | DGSC PV225_225 Dupont Dr_Providence | 44004 | ALTUS-02907PV300DG | 0.3 | 0.3 | 0.125 | 0 | Cleared Capacity | RI | 007 | RI | The Narragansett Electric Company
38862 | DGSC PV450_35 Martin St_Cumberland | 44006 | ALTUS 2-02864PV450DG | 0.45 | 0.45 | 0.199 | 0 | Cleared Capacity | RI | 007 | RI | The Narragansett Electric Company
38863 | Syncarpha Lexington | 50669 | TOWN_OF_LEXINGTON_ID2052550 | 1.624 | 1.624 | 0.71 | 0 | Cleared Capacity | MA | 017 | BOSTON | NSTAR Electric Company
38864 | DGSC PV250_65 All American Way_North Kingstown | 46721 | ALL AMERICAN-02852PV250DG | 0.25 | 0.25 | 0.131 | 0 | Cleared Capacity | RI | 009 | RI | The Narragansett Electric Company
38865 | DGSC PV850_582 Great Rd_North Smithfield | 46911 | NEXTSUN ENERGY-02896PV850DG | 0.85 | 0.85 | 0.412 | 0 | Cleared Capacity | RI | 007 | RI | The Narragansett Electric Company
38867 | DGSC PV300_45 Sharp Dr_Cranston | 44010 | GOLDEN-02920PV300DG | 0.3 | 0.3 | 0.134 | 0 | Cleared Capacity | RI | 007 | RI | The Narragansett Electric Company
38868 | DGSC PV1375_101 Peck Hill Rd_Johnston | 47357 | JOHNSTON SOLAR-02919PV1375DG | 1.375 | 1.375 | 0.459 | 0 | Cleared Capacity | RI | 007 | RI | The Narragansett Electric Company
38869 | DGSC PV499_76 Silson Rd_Richmond | 47020 | NEXAMP-02898PV499DG | 0.499 | 0.499 | 0.2 | 0 | Cleared Capacity | RI | 009 | RI | The Narragansett Electric Company
38881 | DGSC PV495_1720 Davisville Rd_North Kingstown | 47487 | N KINGSTOWN SOLAR-02852PV495DG | 0.495 | 0.495 | 0.202 | 0 | Cleared Capacity | RI | 009 | RI | The Narragansett Electric Company
38883 | DGSC PV1170_23 Theodore Foster Rd_Foster | 48774 | FOSTER-SOLAR-02857PV1170RIDG | 1.17 | 1.17 | 0.475 | 0 | Cleared Capacity | RI | 007 | RI | The Narragansett Electric Company
38884 | DGSC PV912_260 South County Trail_Exeter | 48664 | S COUNTY-02822PV878DG | 0.878 | 0.878 | 0.466 | 0 | Cleared Capacity | RI | 009 | RI | The Narragansett Electric Company
38885 | DGSC PV1000_90 Tift Rd_North Smithfield | 48899 | BRANDYWICKLLC-02896PV1000RIDG | 1 | 1 | 0.474 | 0 | Cleared Capacity | RI | 007 | RI | The Narragansett Electric Company
38888 | Patterson Rd 1 Shirley PV | 66197 | MASSELECPH2A_01464PV1000QF | 1 | 1 | 0.115 | 0 | Cleared Capacity | MA | 017 | CMA/NEMA | Massachusetts Electric Company
38889 | Patterson Rd 2 Shirley PV | 66198 | MASSELECPH2B_01464PV1000QF | 1 | 1 | 0 | 0 | Cleared Capacity | MA | 017 | CMA/NEMA | Massachusetts Electric Company
38925 | RE Growth PV196_1020 Putnam Pike_Glocester | 49241 | DINO'SPARK&SHOP-02814PV196RE | 0.196 | 0.196 | 0.086 | 0 | Cleared Capacity | RI | 007 | RI | The Narragansett Electric Company
38943 | Athens Energy LLC_1 | 48960 | ATHENS ENERGY LLC_1 | 7.1 | 7.1 | 7.1 | 7.1 | Cleared Capacity | ME | 025 | ME | Engie Energy Marketing NA, Inc
38944 | Barre I | 46564 | EPG SOLAR-01005PV2000NM | 2 | 2 | 0.799 | 0 | Cleared Capacity | MA | 027 | WMA | Massachusetts Electric Company
38945 | Gill | 66137 | NM-SA KERSARGE GILL, LLC | 1.992 | 1.992 | 0.958 | 0 | Cleared Capacity | MA | 011 | WMA | NSTAR Electric Company
38949 | RE Growth PV196_339 Farnum Pike_Smithfield | 49256 | RICARBIDETOOLCO-02917PV196RE | 0.196 | 0.196 | 0.099 | 0 | Cleared Capacity | RI | 007 | RI | The Narragansett Electric Company
38950 | RE Growth PV196_65 Putnam Pike_Glocester | 49254 | TANGLEWOODFARM-02814PV196RE | 0.196 | 0.196 | 0.097 | 0 | Cleared Capacity | RI | 007 | RI | The Narragansett Electric Company
38961 | Fitchburg Solar, LLC | 48975 | FISHER ROAD PV | 0.54 | 0.54 | 0.24 | 0 | Cleared Capacity | MA | 027 | WMA | Fitchburg Gas & Electric Light Company
38962 | Ashby 1 Solar | 66103 | ASHBY 1 SOLAR PROJECTCO, LLC | 0.864 | 0.864 | 0.374 | 0 | Cleared Capacity | MA | 027 | WMA | Fitchburg Gas & Electric Light Company
38963 | Ashby 2 Solar | 66162 | ASHBY 2 SOLAR PROJECTCO, LLC | 0.984 | 0.984 | 0.422 | 0 | Cleared Capacity | MA | 027 | WMA | Fitchburg Gas & Electric Light Company
38970 | Barre II | 46643 | EPG SOLAR-01005PV1500NM | 1.5 | 1.5 | 0.727 | 0 | Cleared Capacity | MA | 027 | WMA | Massachusetts Electric Company
38973 | Partners Healthcare Sandwich | 38973 | SSA_SOLAR_MA_ID2135023 | 0.785 | 0.785 | 0.41 | 0 | Cleared Capacity | MA | 001 | SEMA | NSTAR Electric Company
40595 | Southwick | 47419 | NM-TOWN OF WEST SPRINGFIELD | 3.3 | 3.3 | 1.867 | 0 | Cleared Capacity | MA | 013 | WMA | NSTAR Electric Company
40599 | Duxbury Chandler | 50714 | TOWN_OF_DUXBURY_ID2117207 | 0.21 | 0.21 | 0.106 | 0 | Cleared Capacity | MA | 023 | SEMA | NSTAR Electric Company
40613 | Fusion Solar Center LLC | 50634 | FUSION SOLAR CENTER | 20 | 20 | 7.44 | 0 | Cleared Capacity | CT | 011 | CT | Fusion Solar Center, LLC
40615 | Hatfield Solar PV | 67305 | HATFIELD SOLAR PV FACILITY | 3.6 | 3.6 | 0 | 0 | Cleared Capacity | MA | 015 | WMA | NSTAR Electric Company
40617 | Sunderland PV Solar | 66260 | SUNDERLAND SOLAR PV FACILITY | 1.084 | 1.084 | 0 | 0 | Cleared Capacity | MA | 011 | WMA | NSTAR Electric Company
40618 | Greenfield Solar PV | 67582 | GREENFIELD SOLAR PV | 2 | 2 | 0 | 0 | Cleared Capacity | MA | 011 | WMA | NSTAR Electric Company
40619 | Southampton Solar PV | 67445 | SOUTHAMPTON SOLAR PV | 2 | 2 | 0 | 0 | Cleared Capacity | MA | 015 | WMA | NSTAR Electric Company
40620 | Savoy Solar PV | 67542 | SAVOY SOLAR PV FACILITY | 2 | 2 | 0 | 0 | Cleared Capacity | MA | 003 | WMA | NSTAR Electric Company
40621 | Hampden Solar PV | 68528 | HAMPDEN SOLAR PV | 3.48 | 3.48 | 0 | 0 | Cleared Capacity | MA | 013 | WMA | NSTAR Electric Company
40622 | Springfield Solar PV | 67587 | SPRINGFIELD PV SOLAR | 3.992 | 3.992 | 0 | 0 | Cleared Capacity | MA | 013 | WMA | NSTAR Electric Company
40623 | East Longmeadow Solar PV | 68427 | EAST LONGMEADOW SOLAR PV | 4.99 | 4.99 | 0 | 0 | Cleared Capacity | MA | 013 | WMA | NSTAR Electric Company
40624 | East Springfield Solar PV | 67429 | EAST SPRINGFIELD SOLAR PV | 1.44 | 1.44 | 0 | 0 | Cleared Capacity | MA | 013 | WMA | NSTAR Electric Company
40625 | Ludlow Site 72 - Conti | 66073 | LUDLOW 72 SOLAR PV FACILITY | 1.86 | 1.86 | 0 | 0 | Cleared Capacity | MA | 013 | WMA | NSTAR Electric Company
40626 | Plymouth Solar PV | 66255 | EMA_ES_PLYMOUTH_ID2218005 | 1.116 | 1.116 | 0 | 0 | Cleared Capacity | MA | 023 | SEMA | NSTAR Electric Company
40627 | New Bedford Solar PV | 66256 | EMA_ES_NEWBEDFORD_ID2217818 | 0.95 | 0.95 | 0 | 0 | Cleared Capacity | MA | 005 | SEMA | NSTAR Electric Company
40629 | Wareham Solar PV | 67543 | WAREHAM SOLAR PV FACILITY | 3.327 | 3.327 | 0 | 0 | Cleared Capacity | MA | 023 | SEMA | NSTAR Electric Company
40630 | Hinsdale Solar PV | 67544 | HINSDALE SOLAR PV FACILITY | 2 | 2 | 0 | 0 | Cleared Capacity | MA | 003 | WMA | NSTAR Electric Company
40631 | Southwick Solar PV | 67428 | SOUTHWICK SOLAR PV FACILITY | 4.98 | 4.98 | 0 | 0 | Cleared Capacity | MA | 013 | WMA | NSTAR Electric Company
40632 | RI_23_DGSC PV_200 Frenchtown Rd_North Kingstown | 50731 | NIPPAWUSSOLAR-02852PV930DG | 0.93 | 0.93 | 0.474 | 0 | Cleared Capacity | RI | 009 | RI | The Narragansett Electric Company
40640 | RI_24_RE Growth PV_800 Logee St_Woonsocket | 49222 | NEXAMP-LOGEE-02895PV153RE | 0.153 | 0.153 | 0.073 | 0 | Cleared Capacity | RI | 007 | RI | The Narragansett Electric Company
40641 | RI_25_RE Growth PV_50 Snell Rd_Little Compton | 50072 | LAMPLIGHTERINC-02837PV216RE | 0.216 | 0.216 | 0.142 | 0 | Cleared Capacity | RI | 005 | SEMA | The Narragansett Electric Company
40642 | RI_26_RE Growth PV_451 Putnam Pike_Glocester | 50212 | JAMESPETERSEN-02814PV196RE | 0.196 | 0.196 | 0.093 | 0 | Cleared Capacity | RI | 007 | RI | The Narragansett Electric Company
40644 | RI_27_RE Growth PV_304 Progress Rd_Tiverton | 50128 | TIVERTONPOWER-02878PV200RE | 0.2 | 0.2 | 0.081 | 0 | Cleared Capacity | RI | 005 | SEMA | The Narragansett Electric Company
40647 | RI_28_RE Growth PV_401 Snake Hill Rd_Glocester | 50430 | TOURBILLONTRAILER-02857PV196RE | 0.196 | 0.196 | 0.103 | 0 | Cleared Capacity | RI | 007 | RI | The Narragansett Electric Company
40653 | Madison BESS | 40653 | MADISON_GEN | 4.99 | 4.99 | 4.99 | 4.99 | Cleared Capacity | ME | 025 | ME | New England Battery Storage, LLC
40654 | RI_29_RE Growth PV_44 Bank St_Hopkinton | 50219 | BANKSTHOLDINGS-02832PV400RE | 0.4 | 0.4 | 0.186 | 0 | Cleared Capacity | RI | 009 | RI | The Narragansett Electric Company
40655 | RI_33_RE Growth PV_200 Frenchtown Rd_North Kingstown | 50729 | NIPPAWUSSOLAR-02852PV780RE | 0.78 | 0.78 | 0.36 | 0 | Cleared Capacity | RI | 009 | RI | The Narragansett Electric Company
40656 | RI_34_RE Growth PV_0 Danielson Pike_Providence | 50736 | CEDFOSTERSOLAR-02825PV1980RE | 1.98 | 1.98 | 1.002 | 0 | Cleared Capacity | RI | 007 | RI | The Narragansett Electric Company
40659 | RI_36_RE Growth PV_540 Nooseneck Hill Rd_Exeter | 66253 | EXETERSOLAR02822-880(KW)RE | 0.88 | 0.88 | 0 | 0 | Cleared Capacity | RI | 009 | RI | The Narragansett Electric Company
40664 | Syncarpha Massachusetts | 47211 | SYNCARPHA-01453PV2000NM | 2 | 2 | 0.67 | 0 | Cleared Capacity | MA | 027 | CMA/NEMA | Massachusetts Electric Company
40667 | RI_42_RE Growth PV_320 Compass Circle_North Kingstown | 66254 | 320COMPASSCIRCLE02852-1(MW)RE | 1 | 1 | 0 | 0 | Cleared Capacity | RI | 009 | RI | The Narragansett Electric Company
40675 | RI_50_RE Growth PV_722 Main St_Hopkinton | 66230 | ECONOXMAINST-02832PV216RE | 0.216 | 0.216 | 0 | 0 | Cleared Capacity | RI | 009 | RI | The Narragansett Electric Company
40676 | RI_52_RE Growth PV_139 Heaton Orchard Rd_Richmond | 66034 | ECONOXGRP3-02892PV216RE | 0.216 | 0.216 | 0 | 0 | Cleared Capacity | RI | 009 | RI | The Narragansett Electric Company
40681 | RI_56_RE Growth PV_Plat 08F Lot 12 South County Trail_Richmond | 65988 | ECONOXGRP1-02892PV216RE | 0.216 | 0.216 | 0.096 | 0 | Cleared Capacity | RI | 009 | RI | The Narragansett Electric Company
40684 | RI_58_RE Growth PV_3671 South County Trail_Richmond | 66072 | ECONOXGRP2-02892PV216RE | 0.216 | 0.216 | 0.096 | 0 | Cleared Capacity | RI | 009 | RI | The Narragansett Electric Company
40695 | RI_31_RE Growth PV_1275 Seven Mile Rd_Cranston | 50711 | SOLARSKY-02920PV216RE | 0.216 | 0.216 | 0.101 | 0 | Cleared Capacity | RI | 007 | RI | The Narragansett Electric Company
40696 | RI_32_RE Growth PV_1275 Seven Mile Rd_Cranston | 50712 | SOUTHERNSKY-02920PV216RE | 0.216 | 0.216 | 0.1 | 0 | Cleared Capacity | RI | 007 | RI | The Narragansett Electric Company
40698 | Syncarpha North Adams | 47445 | NORTH ADAMS-01247PV2250NM | 2.25 | 2.25 | 1 | 0 | Cleared Capacity | MA | 003 | WMA | Massachusetts Electric Company
40700 | Syncarpha Bondsville | 49435 | SYNC.BONDSVILLE-01069PV4400NM | 4.4 | 4.4 | 1.36 | 0 | Cleared Capacity | MA | 013 | WMA | Massachusetts Electric Company
40718 | RI_30_RE Growth PV_1378 Snake Hill Rd_Glocester | 50627 | CLARENCEHOPKINS-02814PV196RE | 0.196 | 0.196 | 0.1 | 0 | Cleared Capacity | RI | 007 | RI | The Narragansett Electric Company
40736 | Syncarpha Billerica | 49951 | IRONHORSE4LLC-01862PV4999NM | 4.999 | 4.999 | 1.6 | 0 | Cleared Capacity | MA | 017 | CMA/NEMA | Massachusetts Electric Company
40744 | RI_43_RE Growth PV_582 Great Rd_North Smithfield | 50864 | SAMMANRLTY-02896PV840RG | 0.84 | 0.84 | 0.326 | 0 | Cleared Capacity | RI | 007 | RI | The Narragansett Electric Company
40746 | Syncarpha Hancock I | 66140 | NM-SA SYNCARPHA HANCOCK I, LLC | 2 | 2 | 0.8 | 0 | Cleared Capacity | MA | 003 | WMA | NSTAR Electric Company
40747 | Cranston Solar Project | 50602 | CRANSTON SOLAR | 18.24 | 18.24 | 0 | 0 | Cleared Capacity | RI | 007 | RI | Galt Power Inc.
40749 | Syncarpha Hancock II | 66141 | NM-SA SYNCARPHA HANCOCK II LLC | 2 | 2 | 0.8 | 0 | Cleared Capacity | MA | 003 | WMA | NSTAR Electric Company
40750 | TFCP | 68357 | TRS FUEL CELL, LLC | 3.63 | 3.63 | 1.614 | 1.632 | Cleared Capacity | CT | 001 | SWCT | DFC-ERG CT, LLC
40751 | Syncarpha Hancock III | 67361 | NM-SA SYNCARPHA HANCOCK III PV | 1 | 1 | 0 | 0 | N/A | MA | 003 | WMA | NSTAR Electric Company
40765 | CVEC EDGARTOWN - 1886 | 47504 | CVEC EDGARTOWN - 1886 | 1.083 | 1.083 | 0.497 | 0 | Cleared Capacity | MA | 007 | SEMA | NSTAR Electric Company
40766 | CVEC BARNSTABLE FIRE 2423 | 40766 | CVEC_BARNSTABLE_FIRE_ID2423 | 0.75 | 0.75 | 0.155 | 0 | Cleared Capacity | MA | 001 | SEMA | NSTAR Electric Company
40767 | CVEC DY HIGH SCHOOL 2175 2173 | 40767, 49095 | DY_HIGH_SCHOOL_ID2175, DY_HIGH_SCHOOL_ID2173 | 1 | 1 | 0.439 | 0 | Cleared Capacity | MA | 001 | SEMA | NSTAR Electric Company
40768 | CVEC EASTHAM 1915 | 40768 | CVC_EASTHAM_LANDFILL_ID1915 | 0.5 | 0.5 | 0.18 | 0 | Cleared Capacity | MA | 001 | SEMA | NSTAR Electric Company
40769 | CVEC MARGUERITE SMALL SCHOOL 2168 | 49085 | MARGUERITE_SMALL_SCHOOL_ID2168 | 0.75 | 0.75 | 0.33 | 0 | Cleared Capacity | MA | 001 | SEMA | NSTAR Electric Company
40770 | CVEC MARSTON MILLS 1964 1965 | 48882, 48889 | CVEC_MARSTON_MILLS_ID1965, CVEC_MARSTON_MILLS_ID1964 | 3.416 | 3.416 | 1.549 | 0 | Cleared Capacity | MA | 001 | SEMA | NSTAR Electric Company
40771 | CVEC WEST TISBURY 2189 | 49084 | CVEC_INC_WESTTISBURY_ID2189 | 0.6 | 0.6 | 0.274 | 0 | Cleared Capacity | MA | 007 | SEMA | NSTAR Electric Company
40772 | CVEC VINEYARD HAVEN 1923 | 49071 | CVEC_INC_VINEYARDHAVEN_ID1923 | 1.083 | 1.083 | 0.399 | 0 | Cleared Capacity | MA | 007 | SEMA | NSTAR Electric Company
40773 | CVEC ORLEANS 2217 | 49088 | CVEC_INC_ORLEANS_ID2217 | 0.5 | 0.5 | 0.169 | 0 | Cleared Capacity | MA | 001 | SEMA | NSTAR Electric Company
40774 | CVEC HYANNIS 2181 | 48884 | CVEC_HYANNIS_ID2181 | 4.5 | 4.5 | 2.294 | 0 | Cleared Capacity | MA | 001 | SEMA | NSTAR Electric Company
40775 | CVEC CHATHAM 1911 | 48876 | CVEC_CHATHAM_ID1911 | 1.5 | 1.5 | 0.583 | 0 | Cleared Capacity | MA | 001 | SEMA | NSTAR Electric Company
40776 | CVEC BREWSTER 1912 | 48877 | CVEC_BREWSTER_ID1912 | 1.083 | 1.083 | 0.466 | 0 | Cleared Capacity | MA | 001 | SEMA | NSTAR Electric Company
40777 | CVEC HARWICH - 1913 | 47506 | CVEC HARWICH - 1913 | 4 | 4 | 1.748 | 0 | Cleared Capacity | MA | 001 | SEMA | NSTAR Electric Company
40778 | CVEC EDGARTOWN - 1887 | 47505 | CVEC EDGARTOWN - 1887 | 1.083 | 1.083 | 0.443 | 0 | Cleared Capacity | MA | 007 | SEMA | NSTAR Electric Company
40786 | Cambridge Park Solar | 40786 | NM CITY OF CAMBRIDGE_ID2264395 | 0.466 | 0.466 | 0 | 0 | Cleared Capacity | MA | 017 | BOSTON | NSTAR Electric Company
40789 | Maxwell Green Solar | 40789, 68011, 68012, 68272 | NM 9_MAXWELLS-GREEN_ID2253374, NM 3_MAXWELLS-GREEN_ID2250465, NM 7_MAXWELLS-GREEN_ID2253373, NM 5_MAXWELLS-GREEN_ID2253264 | 0.275 | 0.275 | 0.083 | 0 | Cleared Capacity | MA | 017 | BOSTON | NSTAR Electric Company
40796 | Charles Moore Arena | 40796 | SOLECT_ENERGY_PTNRS1_ID2152923 | 0.3 | 0.3 | 0.12 | 0 | Cleared Capacity | MA | 001 | SEMA | NSTAR Electric Company
40797 | Holliston Field 2 | 40797 | SOLECT_ENERGY_DEV_PV_ID2015374 | 0.3 | 0.3 | 0.12 | 0 | Cleared Capacity | MA | 017 | RI | NSTAR Electric Company
40800 | Hayden Rowe Solar Farm | 40800 | HAYDEN-ROWE_SOLAR_ID2057252 | 0.308 | 0.308 | 0.092 | 0 | Cleared Capacity | MA | 017 | RI | NSTAR Electric Company
40996 | MA_12_2 PV_183 PROVIDENCE ST_UXBRIDGE | 50738 | PALUMBOSOLAR-01569PV2000NM | 2 | 2 | 0 | 0 | N/A | MA | 027 | RI | Massachusetts Electric Company
40998 | RI_67_RE Growth PV_248 CRANBERRY-RIDGE RD_GLOCESTER | 67714 | CAPTONASLR02814SLR840RE | 0.84 | 0.84 | 0 | 0 | N/A | RI | 007 | RI | The Narragansett Electric Company
41000 | RI_75_RE Growth PV_26 PECK-HILL RD_JOHNSTON | 68109 | SOUTHERNSKY_02919PV198RE | 0.198 | 0.198 | 0 | 0 | Cleared Capacity | RI | 007 | RI | The Narragansett Electric Company
41002 | MA_13_2 PV_18 SAMPSON RD_CHARLTON | 50830 | SAMPSONRDSOLAR-01507PV2000NM | 2 | 2 | 0 | 0 | N/A | MA | 027 | WMA | Massachusetts Electric Company
41003 | MA_16_2 PV_109 E HILL RD_MONSON | 65961 | MONSONSOLAR-01057PV2000NM | 2 | 2 | 0 | 0 | N/A | MA | 013 | WMA | Massachusetts Electric Company
41026 | RI_81_RE Growth PV_52 RAILROAD ST_GREENE | 67853 | COVENTRYSOLAR02827SOLAR780RE | 0.78 | 0.78 | 0 | 0 | Cleared Capacity | RI | 003 | RI | The Narragansett Electric Company
41031 | RI_93_RE Growth PV_371 PUTNAM PI_SMITHFIELD | 68219 | TARGSTORET140401569SOLAR462RE | 0.462 | 0.462 | 0 | 0 | Cleared Capacity | RI | 007 | RI | The Narragansett Electric Company
41032 | MA_139_0.2997 PV_1-3 WALKER DR_UPTON | 49770 | NEISOLARLLCUPTON-01568PV300NM | 0.3 | 0.3 | 0 | 0 | N/A | MA | 027 | RI | Massachusetts Electric Company
41033 | RI_101_RE Growth PV_0 W SHANNOCK RD_SHANNOCK | 67444 | ECONOX02875SOLAR216RE | 0.216 | 0.216 | 0 | 0 | N/A | RI | 009 | RI | The Narragansett Electric Company
41034 | RI_102_RE Growth PV_16 TOMAQUAG RD_HOPKINTON | 67296 | ECONOXGRPHPKNTN_02833PV216RE | 0.216 | 0.216 | 0 | 0 | N/A | RI | 009 | RI | The Narragansett Electric Company
41035 | MA_285_1 PV_19 WOODCHUCK LN_SPENCER | 50807 | BLAIREWIREVLG-01562PV1000NM | 1 | 1 | 0 | 0 | N/A | MA | 027 | WMA | Massachusetts Electric Company
41036 | MA_332_0.333 PV_0 QUABOAG ST_BROOKFIELD | 48859 | BROOKFIELDWASTE-01506PV333NM | 0.333 | 0.333 | 0 | 0 | N/A | MA | 027 | WMA | Massachusetts Electric Company
41037 | MA_18_2 PV_0 GRIFFIN RD_CHARLTON | 66081 | GRIFFINRDSOLAR-01507PV2000NM | 2 | 2 | 0 | 0 | N/A | MA | 027 | WMA | Massachusetts Electric Company
41038 | MA_299_0.5 PV_0 LUNENBURG RD_LANCASTER | 43658 | TWN LANCASTER-01523PV500QF | 0.5 | 0.5 | 0 | 0 | N/A | MA | 027 | CMA/NEMA | Massachusetts Electric Company
41039 | RI_103_RE Growth PV_0 NORTH RD_SHANNOCK | 67397 | ECONOXNORTHRD02875SOLAR432RE | 0.216 | 0.216 | 0 | 0 | N/A | RI | 009 | RI | The Narragansett Electric Company
41040 | MA_19_1.95 PV_0 OAKHURST RD_SUTTON | 49251 | SUTTONSOLARLLC-01590PV1950NM | 1.95 | 1.95 | 0 | 0 | N/A | MA | 027 | RI | Massachusetts Electric Company
41041 | MA_320_1 PV_307 DUDLEY-RIVER RD_SOUTHBRIDGE | 50635 | DUDLEYRIVERSLR3-01550PV1000NM | 1 | 1 | 0 | 0 | N/A | MA | 027 | WMA | Massachusetts Electric Company
41042 | RI_104_RE Growth PV_56 Stilson Rd_Richmond | 50783 | WEDSTILSONSOLAR-02898PV2000RE | 2 | 2 | 0 | 0 | N/A | RI | 009 | RI | The Narragansett Electric Company
41043 | MA_335_1 PV_12 ORCHARD RD_N BROOKFIELD | 43920 | SOLVENTERRA 2-01535PV1000NM | 1 | 1 | 0 | 0 | N/A | MA | 027 | WMA | Massachusetts Electric Company
41044 | MA_323_2 PV_19 CARPENTER-HILL RD_CHARLTON | 48698 | STORZ 2101B-01507PV2000NM | 2 | 2 | 0 | 0 | N/A | MA | 027 | WMA | Massachusetts Electric Company
41045 | MA_20_1.86 PV_161 HARTFORD AV_MENDON | 50734 | BWCBOXPOND1860-01756PV1860NM | 1.86 | 1.86 | 0 | 0 | N/A | MA | 027 | RI | Massachusetts Electric Company
41047 | MA_324_1 PV_10 H PUTNAM-ROAD EX_CHARLTON | 50697 | STJOSEPHS-01507PV1000NM | 1 | 1 | 0 | 0 | N/A | MA | 027 | WMA | Massachusetts Electric Company
41048 | MA_25_1.5 PV_675 SIMONDS RD_WILLIAMSTOWN | 50629 | WILLIAMSTOWN-01267PV1500NM | 1.5 | 1.5 | 0 | 0 | N/A | MA | 003 | WMA | Massachusetts Electric Company
41050 | MA_325_2 PV_91 CARPENTER-HILL RD_CHARLTON | 48713 | STORZ 2101A-01507PV2000NM | 2 | 2 | 0 | 0 | N/A | MA | 027 | WMA | Massachusetts Electric Company
41053 | MA_329_1.98 PV_53 CITY-DEPOT RD_CHARLTON | 48914 | DRACUTHOUS.AUTH-01507PV1980NM | 1.98 | 1.98 | 0 | 0 | N/A | MA | 027 | WMA | Massachusetts Electric Company
41054 | MA_36_1 PV_307 DUDLEY-RIVER RD_SOUTHBRIDGE | 50577 | DUDLEYRIVERSLR2-01550PV1000NM | 1 | 1 | 0 | 0 | N/A | MA | 027 | WMA | Massachusetts Electric Company
41056 | MA_37_1 PV_307 DUDLEY-RIVER RD_SOUTHBRIDGE | 50608 | DUDLEYRIVERSlR-01550PV1000NM | 1 | 1 | 0 | 0 | N/A | MA | 027 | WMA | Massachusetts Electric Company
41059 | MA_40_1 PV_52 W BROOKFIELD RD_N BROOKFIELD | 50618 | JHSOLARLLC-01535PV1000NM | 1 | 1 | 0 | 0 | N/A | MA | 027 | WMA | Massachusetts Electric Company
41060 | MA_133_0.354 PV_694 MAIN ST_WEST NEWBURY | 48820 | WNEWBURYMAINSTLLC-01985PV354NM | 0.354 | 0.354 | 0 | 0 | N/A | MA | 009 | BOSTON | Massachusetts Electric Company
41061 | MA_41_1 PV_62 W BROOKFIELD RD_N BROOKFIELD | 50619 | LEDEAUXSOLARLLC-01535PV1000NM | 1 | 1 | 0 | 0 | N/A | MA | 027 | WMA | Massachusetts Electric Company
41062 | MA_59_0.984 PV_982 PLEASANT ST_LEOMINSTER | 50806 | SOCOREMADEV-01453PV984NM | 0.984 | 0.984 | 0 | 0 | N/A | MA | 027 | WMA | Massachusetts Electric Company
41063 | MA_69_0.866 PV_57 BRIGHAM ST_WESTBOROUGH | 49306 | SAFEHARBORSOLAR-01581PV886NM | 0.886 | 0.886 | 0 | 0 | N/A | MA | 027 | CMA/NEMA | Massachusetts Electric Company
41064 | MA_75_0.743 PV_38 CAPE RD_MENDON | 50723 | BWCBOXPONDCAPERD01756PV743NM | 0.743 | 0.743 | 0 | 0 | N/A | MA | 027 | RI | Massachusetts Electric Company
41078 | MA_77_0.455 PV_5567R S ATHOL RD_ATHOL | 49641 | KEARSARGESATHOL-01331PV455NM | 0.455 | 0.455 | 0 | 0 | N/A | MA | 027 | WMA | Massachusetts Electric Company
41080 | MA_78_0.576 PV_0 PETERSHAM RD_NEW SALEM | 66221 | CANTERBURYTWRS-01355PV576NM | 0.576 | 0.576 | 0 | 0 | N/A | MA | 011 | WMA | Massachusetts Electric Company
41081 | MA_80_0.5 PV_36 STOCKBRIDGE RD_W STOCKBRIDGE | 50449 | MASOLARHGWYLLC-01266PV500NM | 0.5 | 0.5 | 0 | 0 | N/A | MA | 003 | WMA | Massachusetts Electric Company
41082 | MA_122_0.419 PV_600 LONGWATER DR_NORWELL | 49511 | KEARSARGENORWELL-02061PV419NM | 0.419 | 0.419 | 0 | 0 | N/A | MA | 023 | RI | Massachusetts Electric Company
41083 | MA_22_1.67 PV_60 MARTIN ST_REHOBOTH | 48172 | BLUEWAVE CAPITAL-02769PV1670NM | 1.67 | 1.67 | 0 | 0 | N/A | MA | 005 | RI | Massachusetts Electric Company
41084 | MA_90_0.499 PV_1940 BARRE RD_NEW BRAINTREE | 49672 | NEWBRAINTREESOLAR-01531PV499NM | 0.499 | 0.499 | 0 | 0 | N/A | MA | 027 | WMA | Massachusetts Electric Company
41085 | MA_118_0.4 PV_55 W DUDLEY RD_DUDLEY | 50235 | DUDLEYSOLAR#1-01571PV400NM | 0.4 | 0.4 | 0 | 0 | N/A | MA | 027 | WMA | Massachusetts Electric Company
41086 | MA_336_1.98 PV_28 CURTIS-HILL RD_CHARLTON | 49000 | AQUILACURTISHILL-01507PV1980NM | 1.98 | 1.98 | 0 | 0 | N/A | MA | 027 | WMA | Massachusetts Electric Company
41087 | MA_341_0.495 PV_20 CLAPP ST_NORTON | 50818 | NORTONSOLAR1-02766PV495NM | 0.495 | 0.495 | 0 | 0 | N/A | MA | 005 | RI | Massachusetts Electric Company
41088 | MA_342_0.495 PV_36 CLAPP ST_NORTON | 50816 | NORTONSOLAR2-02766PV495NM | 0.495 | 0.495 | 0 | 0 | N/A | MA | 005 | RI | Massachusetts Electric Company
41089 | MA_347_0.48 PV_51 SEARS RD_SOUTHBOROUGH | 50690 | STMARKSSCHOOL-01722PV480NM | 0.48 | 0.48 | 0 | 0 | N/A | MA | 027 | CMA/NEMA | Massachusetts Electric Company
41090 | MA_353_1 PV_197 PROVIDENCE ST_UXBRIDGE | 50896 | PALUMBOBSOLAR-01569PV1000NM | 1 | 1 | 0 | 0 | N/A | MA | 027 | RI | Massachusetts Electric Company
41091 | MA_361_0.75 PV_0 FAIRLEE LN_NORTON | 48751 | BLUEWAVE5149-02766PV750NM | 0.75 | 0.75 | 0 | 0 | N/A | MA | 005 | SEMA | Massachusetts Electric Company
41092 | MA_362_0.75 PV_0 FAIRLEE LN_NORTON | 48752 | BLUEWAVE 5161-02766PV750NM | 0.75 | 0.75 | 0 | 0 | N/A | MA | 005 | SEMA | Massachusetts Electric Company
41093 | MA_442_0.5 PV_0 FAIRLEE LN_NORTON | 68208 | SUNESOLARXV102766SOLAR500NM | 0.5 | 0.5 | 0 | 0 | Cleared Capacity | MA | 005 | SEMA | Massachusetts Electric Company
41104 | MA_21_1.725 PV_139 SHUMAN AV_STOUGHTON | 50119 | BWCBASSRIVERLLC-02790PV2000NM | 2 | 2 | 0 | 0 | N/A | MA | 005 | SEMA | Massachusetts Electric Company
41105 | MA_3_4.89 PV_14 BELCHER ST_PLAINVILLE | 50196 | SOLTENPLAINVILLE-02762PV4890NM | 4.89 | 4.89 | 0 | 0 | N/A | MA | 021 | RI | Massachusetts Electric Company
41107 | MA_61_0.972 PV_0 STATE RD_PHILLIPSTON | 50459 | ZPTPHILLIPSTON-01331PV1000NM | 1 | 1 | 0 | 0 | N/A | MA | 027 | WMA | Massachusetts Electric Company
41108 | MA_88_0.499 PV_100 WARE ST_PALMER | 49408 | CAVALLO-INC.-01069PV499NM | 0.499 | 0.499 | 0 | 0 | N/A | MA | 013 | WMA | Massachusetts Electric Company
41110 | MA_94_0.499 PV_22 SUNSET LN_SPENCER | 50803 | SUNSETSOLARA-01562PV499NM | 0.499 | 0.499 | 0 | 0 | N/A | MA | 027 | WMA | Massachusetts Electric Company
41111 | MA_95_0.499 PV_22 SUNSET LN_SPENCER | 50817 | SUNSETSOLARB-01562PV499NM | 0.499 | 0.499 | 0 | 0 | N/A | MA | 027 | WMA | Massachusetts Electric Company
41112 | MA_108_0.48 PV_51 ELLIS RD_WESTMINSTER | 48810 | 510PVDEV.ELLIS RD-01473PV480NM | 0.48 | 0.48 | 0 | 0 | N/A | MA | 027 | WMA | Massachusetts Electric Company
41113 | MA_201_1.656 PV_788 WOOD ST_SWANSEA | 50231 | ATTLEBOROHOUSING-02777PV1656NM | 1.656 | 1.656 | 0 | 0 | N/A | MA | 005 | RI | Massachusetts Electric Company
41117 | MA_14_2 PV_81 N LIBERTY ST_BELCHERTOWN | 50901 | BELCHERRENEW1-01007PV2000NM | 2 | 2 | 0 | 0 | N/A | MA | 015 | WMA | Massachusetts Electric Company
41120 | MA_110_0.48 PV_107 NEW-BRAINTREE RD_N BROOKFIELD | 48818 | 510PV_NBROOKFIELD-01535PV480NM | 0.48 | 0.48 | 0 | 0 | N/A | MA | 027 | WMA | Massachusetts Electric Company
41121 | MA_109_0.48 PV_771 S BARRE RD_BARRE | 48816 | 510PVDEVBARRE-01005PV480NM | 0.48 | 0.48 | 0 | 0 | N/A | MA | 027 | WMA | Massachusetts Electric Company
41123 | MA_131_0.3663 PV_47 SUMNER ST_MILFORD | 50182 | PLANETAID-01757PV400NM | 0.4 | 0.4 | 0 | 0 | N/A | MA | 027 | RI | Massachusetts Electric Company
41125 | MA_15_2 PV_270 FRANKLIN ST_BELCHERTOWN | 50903 | BELCHERRENEW2-01007PV2000NM | 2 | 2 | 0 | 0 | N/A | MA | 015 | WMA | Massachusetts Electric Company
41126 | MA_30_1 PV_225 OLD-SPRINGFIELD RD_BELCHERTOWN | 50109 | ALTUSPOWER-01007PV999NM | 0.999 | 0.999 | 0 | 0 | N/A | MA | 015 | WMA | Massachusetts Electric Company
41128 | MA_31_1 PV_36 MILFORD ST_MENDON | 50131 | AMERESCOMENDON-01756PV1000NM | 1 | 1 | 0 | 0 | N/A | MA | 027 | RI | Massachusetts Electric Company
41129 | MA_33_1 PV_223 S ASHBURNHAM RD_WESTMINSTER | 67434 | WESTMINSTERSLR01473SOLAR1000NM | 1 | 1 | 0 | 0 | N/A | MA | 027 | WMA | Massachusetts Electric Company
41130 | MA_89_0.499 PV_61 STONY-HILL RD_HAMPDEN | 49431 | STONYHILLSOLAR-01036PV499NM | 0.499 | 0.499 | 0 | 0 | N/A | MA | 013 | WMA | Massachusetts Electric Company
41131 | MA_91_0.499 PV_223 S ASHBURNHAM RD_WESTMINSTER | 67443 | WESTMINSTERSLR01473SOLAR499NM | 0.499 | 0.499 | 0 | 0 | N/A | MA | 027 | WMA | Massachusetts Electric Company
41132 | MA_103_0.494 PV_95 OLD-RIVER RD_ANDOVER | 47956 | ANDOVER COMPANIES-01810PV494NM | 0.494 | 0.494 | 0 | 0 | N/A | MA | 009 | CMA/NEMA | Massachusetts Electric Company
41134 | MA_143_0.27 PV_58 NORFOLK AV_SOUTH EASTON | 50155 | SEDTHREELLC-02375PV270NM | 0.27 | 0.27 | 0 | 0 | N/A | MA | 005 | SEMA | Massachusetts Electric Company
41135 | MA_225_1.123 PV_0 ADIRONDACK LN_WESTPORT | 67510 | BWCBASSRIVER02790SOLAR1123NM | 1.123 | 1.123 | 0 | 0 | N/A | MA | 005 | SEMA | Massachusetts Electric Company
41136 | MA_226_1.5 PV_0 ADIRONDACK LN_WESTPORT | 67509 | BWCBASSRIVER02790SOLAR1500NM | 1.5 | 1.5 | 0 | 0 | N/A | MA | 005 | SEMA | Massachusetts Electric Company
41139 | MA_288_4.68 PV_67 PLEASANTDALE RD_RUTLAND | 50415 | TOWNOFDUNSTABLE-02196PV4680NM | 4.68 | 4.68 | 0 | 0 | N/A | MA | 027 | WMA | Massachusetts Electric Company
41140 | MA_290_1 PV_394 PLEASANTDALE RD_RUTLAND | 50310 | PLEASANTDALERD-01543PV1000NM | 1 | 1 | 0 | 0 | N/A | MA | 027 | WMA | Massachusetts Electric Company
41141 | MA_305_0.95 PV_0 BAY-PATH RD_CHARLTON | 43841 | FLAIR ONE-01507PV950NM | 0.95 | 0.95 | 0 | 0 | N/A | MA | 027 | WMA | Massachusetts Electric Company
41142 | MA_100_0.5 PV_55 W DUDLEY RD_DUDLEY | 50233 | DUDLEYSOLAR#2-01571PV500NM | 0.5 | 0.5 | 0 | 0 | N/A | MA | 027 | WMA | Massachusetts Electric Company
41143 | MA_306_0.95 PV_0 BAY-PATH RD_CHARLTON | 43842 | FORRESTALL-01507PV950NM | 0.95 | 0.95 | 0 | 0 | N/A | MA | 027 | WMA | Massachusetts Electric Company
41144 | MA_310_1 PV_0 FARLEY RD_DUDLEY | 50229 | FARLEYRDSOLAR-01571PV1000NM | 1 | 1 | 0 | 0 | N/A | MA | 027 | WMA | Massachusetts Electric Company
41145 | MA_337_1.9 PV_800 SPRING ST_WINCHENDON | 46210 | NEXAMP-01475PV1900NM | 1.9 | 1.9 | 0 | 0 | N/A | MA | 027 | WMA | Massachusetts Electric Company
41146 | MA_101_0.5 PV_55 W DUDLEY RD_DUDLEY | 50242 | DUDLEYSOLAR#3-01571PV500NM | 0.5 | 0.5 | 0 | 0 | N/A | MA | 027 | WMA | Massachusetts Electric Company
41147 | MA_339_1 PV_0 HILL ST_NORTON | 49762 | NORTONDEV.INC-02766PV1000NM | 1 | 1 | 0 | 0 | N/A | MA | 005 | RI | Massachusetts Electric Company
41148 | MA_349_0.741 PV_53 OTIS ST_WESTBOROUGH | 48757 | SAFEHARBOROTIS-01581PV741NM | 0.741 | 0.741 | 0 | 0 | N/A | MA | 027 | CMA/NEMA | Massachusetts Electric Company
41149 | MA_113_0.476 PV_1788 G-A-R HW_SWANSEA | 49214 | APE.1788GARHWY-02777PV476NM | 0.476 | 0.476 | 0 | 0 | N/A | MA | 005 | RI | Massachusetts Electric Company
41150 | MA_354_0.49 PV_142 WEST ST_HOPEDALE | 47703 | WEST ST NOMINEE-01747PV490NM | 0.49 | 0.49 | 0 | 0 | N/A | MA | 027 | RI | Massachusetts Electric Company
41151 | MA_355_0.266 PV_1 KENWOOD CI_FRANKLIN | 47002 | ONE KENWOOD-02038PV266NM | 0.266 | 0.266 | 0 | 0 | N/A | MA | 021 | RI | Massachusetts Electric Company
41152 | MA_378_2 PV_0 BRODIE-MOUNTAIN RD_HANCOCK | 48718 | BRODIE MT RD-01237PV2000NM | 2 | 2 | 0 | 0 | N/A | MA | 003 | WMA | Massachusetts Electric Company
41153 | MA_134_0.311 PV_1006 TEMPLETON RD_ATHOL | 50713 | ATHOLSOLAR-01331PV311NM | 0.311 | 0.311 | 0 | 0 | N/A | MA | 027 | WMA | Massachusetts Electric Company
41154 | MA_385_2.55 PV_0 PETERSON ST_PALMER | 50097 | NEXAMPPALMER-01069PV2550NM | 2.55 | 2.55 | 0 | 0 | N/A | MA | 013 | WMA | Massachusetts Electric Company
41159 | MA_202_0.48 PV_719 GUELPHWOOD RD_SOUTHBRIDGE | 48584 | LAND OF THE SKY1-01550PV480NM | 0.48 | 0.48 | 0 | 0 | N/A | MA | 027 | WMA | Massachusetts Electric Company
41160 | MA_296_3 PV_267 BROCKELMAN RD_LANCASTER | 43904 | CITY OF METHUEN-01523PV3000NM | 3 | 3 | 0 | 0 | N/A | MA | 027 | CMA/NEMA | Massachusetts Electric Company
41164 | MA_308_2 PV_496 STAFFORD ST_LEICESTER | 66074 | 510PVPROJDEVC-01524PV1000NM | 1 | 1 | 0 | 0 | N/A | MA | 027 | WMA | Massachusetts Electric Company
41173 | MA_312_0.48 PV_720 GUELPHWOOD RD_SOUTHBRIDGE | 48585 | LAND OF THE SKY2-01550PV480NM | 0.48 | 0.48 | 0 | 0 | N/A | MA | 027 | WMA | Massachusetts Electric Company
41174 | MA_313_0.48 PV_721 GUELPHWOOD RD_SOUTHBRIDGE | 48586 | LAND OF THE SKY3-01550PV480NM | 0.48 | 0.48 | 0 | 0 | N/A | MA | 027 | WMA | Massachusetts Electric Company
41175 | MA_314_0.48 PV_722 GUELPHWOOD RD_SOUTHBRIDGE | 48587 | LAND OF THE SKY4-01550PV480NM | 0.48 | 0.48 | 0 | 0 | N/A | MA | 027 | WMA | Massachusetts Electric Company
41181 | MA_315_0.48 PV_725 GUELPHWOOD RD_SOUTHBRIDGE | 50831 | TOSSOLAR2/725-01550PV480NM | 0.48 | 0.48 | 0 | 0 | N/A | MA | 027 | WMA | Massachusetts Electric Company
41182 | MA_338_2 PV_808 WEST ST_GARDNER | 46925 | GLC-MA SOLAR-01440PV1980NM | 1.98 | 1.98 | 0 | 0 | N/A | MA | 027 | CMA/NEMA | Massachusetts Electric Company
41184 | MA_363_1.5 PV_114 PROSPECT ST_SOUTH EASTON | 43734 | TOWN EASTON-02375PV1500NM | 1.5 | 1.5 | 0 | 0 | N/A | MA | 005 | SEMA | Massachusetts Electric Company
41186 | MA_402_0.48 PV_250 SPRING-HILL RD_BARRE | 47950 | LANDOFTHESKY250-01005PVNM | 0.48 | 0.48 | 0 | 0 | N/A | MA | 027 | WMA | Massachusetts Electric Company
41188 | MA_403_0.48 PV_252 SPRING-HILL RD_BARRE | 47952 | LANDOFTHESKY252-01005PVNM | 0.48 | 0.48 | 0 | 0 | N/A | MA | 027 | WMA | Massachusetts Electric Company
41190 | MA_404_0.48 PV_253 SPRING-HILL RD_BARRE | 47953 | LANDOFTHESKY253-01005PVNM | 0.48 | 0.48 | 0 | 0 | N/A | MA | 027 | WMA | Massachusetts Electric Company
41192 | MA_434_1.992 PV_4 MIDDLE RD_NEWBURY | 49935 | 510PVDEVNEWBURY-01951PV1992NM | 1.992 | 1.992 | 0 | 0 | N/A | MA | 009 | BOSTON | Massachusetts Electric Company
41194 | DWW Solar II | 67732 | DWW SOLAR | 26.4 | 26.4 | 0 | 0 | Cleared Capacity | CT | 003 | CT | DWW Solar II, LLC
41195 | MA_287_0.499 PV_0 WESTBOROUGH ST_MILLBURY | 50190 | FLINTRDSOLARLLC-01527PV499NM | 0.499 | 0.499 | 0 | 0 | N/A | MA | 027 | CMA/NEMA | Massachusetts Electric Company
41197 | MA_292_0.236 PV_0 SCULLEY RD_AYER | 67288 | PRIVATESECURITIES-01432PV236NM | 0.236 | 0.236 | 0 | 0 | N/A | MA | 017 | CMA/NEMA | Massachusetts Electric Company
41198 | MA_357_2 PV_65 ELM ST_FOXBORO | 50448 | FOXBOROELMLLC-02035PV2000NM | 2 | 2 | 0 | 0 | N/A | MA | 021 | RI | Massachusetts Electric Company
41199 | MA_298_0.9976 PV_0 LAWTON RD_SHIRLEY | 50132 | SHIRLEYSOLAR3-01464PV936NM | 0.936 | 0.936 | 0 | 0 | N/A | MA | 017 | CMA/NEMA | Massachusetts Electric Company
41201 | MA_303_2.7 PV_43 ESTABROOK ST_GRAFTON | 50113 | WEBSTERHOUSING-01519PV2700NM | 2.7 | 2.7 | 0 | 0 | N/A | MA | 027 | CMA/NEMA | Massachusetts Electric Company
41202 | MA_352_0.728 PV_62 COMMERCE DR_UXBRIDGE | 48766 | CECSOLAR#1045-01569PV728NM | 0.728 | 0.728 | 0 | 0 | N/A | MA | 027 | RI | Massachusetts Electric Company
41203 | MA_317_2.5 PV_294 SOUTHBRIDGE RD_CHARLTON | 50440 | INCOMINCCHARLTON-01507PV2000NM | 2 | 2 | 0 | 0 | N/A | MA | 027 | WMA | Massachusetts Electric Company
41204 | MA_358_1.2 PV_40 E BELCHER RD_FOXBORO | 50100 | FOXBOROLANDFILL-02035PV1200NM | 1.2 | 1.2 | 0 | 0 | N/A | MA | 021 | RI | Massachusetts Electric Company
41207 | MA_364_0.420147 PV_100 LOTHROP ST_NORTH EASTON | 49383 | EASTONHS-02356PV370NM | 0.37 | 0.37 | 0 | 0 | N/A | MA | 005 | SEMA | Massachusetts Electric Company
41209 | MA_318_1.5 PV_247 BLACKMERE RD_SOUTHBRIDGE | 43422 | EPG SOLAR 1 - 01550PV1500NM | 1.5 | 1.5 | 0 | 0 | N/A | MA | 027 | WMA | Massachusetts Electric Company
41211 | MA_368_0.42 PV_81 CEDAR ST_COHASSET | 50208 | COHSOLARLLC-02025PV420NM | 0.42 | 0.42 | 0 | 0 | N/A | MA | 021 | SEMA | Massachusetts Electric Company
41213 | MA_390_0.952 PV_87 SPRING ST_WEST WARREN | 48721 | HOUSATONIC SPRING-01092PV952NM | 0.952 | 0.952 | 0 | 0 | N/A | MA | 027 | WMA | Massachusetts Electric Company
41214 | MA_319_1.5 PV_247 BLACKMERE RD_SOUTHBRIDGE | 43423 | EPG SOLAR 2 - 01550PV1500NM | 1.5 | 1.5 | 0 | 0 | N/A | MA | 027 | WMA | Massachusetts Electric Company
41216 | MA_400_0.452 PV_914 WEST ST_LUDLOW | 49282 | KEARSARGE914WEST-01056PV450NM | 0.45 | 0.45 | 0 | 0 | N/A | MA | 013 | WMA | Massachusetts Electric Company
41217 | MA_334_1 PV_12A ORCHARD RD_N BROOKFIELD | 43919 | SOLVENTERRA 1-01535PV1000NM | 1 | 1 | 0 | 0 | N/A | MA | 027 | WMA | Massachusetts Electric Company
41218 | MA_410_2.355 PV_170 GLENDALE RD_NORTHAMPTON | 50720 | CITYNORTHAMPTON-01062PV2355NM | 2.355 | 2.355 | 0 | 0 | N/A | MA | 015 | WMA | Massachusetts Electric Company
41219 | MA_417_0.499 PV_659 S MAIN ST_GT BARRINGTON | 50122 | FAIRGROUNDSREALTY-01230PV499NM | 0.499 | 0.499 | 0 | 0 | N/A | MA | 003 | WMA | Massachusetts Electric Company
41220 | MA_423_1.296 PV_515 MAIN ST_SAUGUS | 50460 | MAINSAUGUSLLC-01906PV1296NM | 1.296 | 1.296 | 0 | 0 | N/A | MA | 009 | BOSTON | Massachusetts Electric Company
41221 | MA_425_0.84 PV_39 TOZER RD_BEVERLY | 48743 | ECASOLAR39TOZERRD-01915PV840NM | 0.84 | 0.84 | 0 | 0 | N/A | MA | 009 | BOSTON | Massachusetts Electric Company
41222 | MA_431_0.5 PV_105 RABBIT RD_SALISBURY | 50183 | GREENDOTSOLARLLC-01952PV500NM | 0.5 | 0.5 | 0 | 0 | N/A | MA | 009 | BOSTON | Massachusetts Electric Company
41223 | MA_444_0.996 PV_496 STAFFORD ST_LEICESTER | 66078 | 510PVPROJDEV466B-01524PV2000NM | 2 | 2 | 0 | 0 | N/A | MA | 027 | WMA | Massachusetts Electric Company
41228 | MA_32_1 PV_300 S MAIN ST_HOPEDALE | 50147 | BWC19LLCHOPEDALE-01747PV1000NM | 1 | 1 | 0 | 0 | N/A | MA | 027 | RI | Massachusetts Electric Company
41231 | MA_7_3.78 PV_2 JOHNSON DR_RANDOLPH | 50592 | SOLTENRANDOLPH-02368PV3780NM | 3.78 | 3.78 | 0 | 0 | N/A | MA | 021 | SEMA | Massachusetts Electric Company
41234 | MA_9_3.084 PV_35 UNITED DR_W BRIDGEWATER | 50743 | AJAXSOLARLLC-02379PV3084NM | 3.084 | 3.084 | 0 | 0 | N/A | MA | 023 | SEMA | Massachusetts Electric Company
41237 | MA_395_2 PV_201 Sturbridge Road_Brimfield | 46646 | SOLTAS ENERGY-01010PV2000NM | 2 | 2 | 0 | 0 | N/A | MA | 013 | WMA | Massachusetts Electric Company
41238 | MA_440_2 PV_48 Ayers Village Rd_METHUEN | 46915 | NEXAMP-01844PV2000NM | 2 | 2 | 0 | 0 | N/A | MA | 009 | BOSTON | Massachusetts Electric Company
41241 | MA_47_0.996 PV_1291 BROADWAY_HAVERHILL | 50600 | CECSOLAR1096-01832PV996NM | 0.996 | 0.996 | 0 | 0 | N/A | MA | 009 | BOSTON | Massachusetts Electric Company
41242 | MA_48_0.996 PV_150 OAK ST_SWANSEA | 50632 | CECSOLAR1098-02777PV996NM | 0.996 | 0.996 | 0 | 0 | N/A | MA | 005 | RI | Massachusetts Electric Company
41244 | MA_53_0.99 PV_190 BALDWINVILLE RD_PHILLIPSTON | 50107 | CECSOLAR#1059-01331PV990NM | 0.99 | 0.99 | 0 | 0 | N/A | MA | 027 | WMA | Massachusetts Electric Company
41245 | MA_62_0.96 PV_232 GARDNER RD_HUBBARDSTON | 49788 | 510PV232GARDNERRD-01452PV960NM | 0.96 | 0.96 | 0 | 0 | N/A | MA | 027 | WMA | Massachusetts Electric Company
41246 | MA_63_0.96 PV_240 GARDNER RD_HUBBARDSTON | 49793 | 510PV240GARDNERRD-01452PV960NM | 0.96 | 0.96 | 0 | 0 | N/A | MA | 027 | WMA | Massachusetts Electric Company
41248 | MA_66_0.85 PV_56 WALKER RD_SHIRLEY | 49397 | NEXTSUNSHIRLEY-01464PV920NM | 0.92 | 0.92 | 0 | 0 | N/A | MA | 017 | CMA/NEMA | Massachusetts Electric Company
41249 | MA_67_0.92 PV_7 NEW-ATHOL RD_ORANGE | 49934 | CECSOLAR#1062-01364PV792NM | 0.792 | 0.792 | 0 | 0 | N/A | MA | 011 | WMA | Massachusetts Electric Company
41250 | MA_82_0.499 PV_39 STONY-HILL RD_HAMPDEN | 48075 | STONY HILL SOLAR-01036PV499NM | 0.499 | 0.499 | 0 | 0 | N/A | MA | 013 | WMA | Massachusetts Electric Company
41251 | MA_92_0.499 PV_0 S STATE ST_NORTH ADAMS | 50203 | HOLLANDCOMPANY-01247PV499NM | 0.499 | 0.499 | 0 | 0 | N/A | MA | 003 | WMA | Massachusetts Electric Company
41254 | MA_316_0.984 PV_726 GUELPHWOOD RD_SOUTHBRIDGE | 50832 | TOSSOLAR2/726-01550PV984NM | 0.984 | 0.984 | 0 | 0 | N/A | MA | 027 | WMA | Massachusetts Electric Company
41256 | MA_17_3.96 PV_466 STAFFORD ST_LEICESTER | 66075 | 510PVPROJDEV466A-01524PV2000NM | 2 | 2 | 0 | 0 | N/A | MA | 027 | WMA | Massachusetts Electric Company
41257 | MA_43_1 PV_72 W DUDLEY RD_DUDLEY | 66239 | SOLARMAMGMT2-01571SOLAR1000NM | 1 | 1 | 0 | 0 | N/A | MA | 027 | WMA | Massachusetts Electric Company
41258 | MA_44_1 PV_72 W DUDLEY RD_DUDLEY | 66237 | SOLARMAMGMT3-01571SOLAR1000NM | 1 | 1 | 0 | 0 | N/A | MA | 027 | WMA | Massachusetts Electric Company
41259 | MA_50_0.984 PV_173 NASHUA RD_PEPPERELL | 48767 | 510PVDEVNASHUARD-01463PV990NM | 0.99 | 0.99 | 0 | 0 | N/A | MA | 017 | CMA/NEMA | Massachusetts Electric Company
41260 | MA_102_0.4929 PV_0 WEST ST_W BRIDGEWATER | 67390 | SOLVENTERRA_02379PV496NM | 0.496 | 0.496 | 0 | 0 | N/A | MA | 023 | SEMA | Massachusetts Electric Company
41261 | MA_51_0.99 PV_127 GOSHEN RD_WILLIAMSBURG | 50058 | CECSOLAR#1058-01096PV990NM | 0.99 | 0.99 | 0 | 0 | N/A | MA | 015 | WMA | Massachusetts Electric Company
41262 | MA_54_0.99 PV_1006 RIVER RD_CLARKSBURG | 50108 | CECSOLAR#1081-01247PV990NM | 0.99 | 0.99 | 0 | 0 | N/A | MA | 003 | WMA | Massachusetts Electric Company
41263 | MA_55_0.99 PV_251 RESERVOIR RD_NORTH ADAMS | 50111 | CECSolar#1079-01247PV990NM | 0.99 | 0.99 | 0 | 0 | N/A | MA | 003 | WMA | Massachusetts Electric Company
41264 | MA_200_4.016 PV_33 GILBERTVILLE RD_WARE | 50091 | VHWBROOKFIELDLLC-01082PV4008NM | 4.008 | 4.008 | 0 | 0 | N/A | MA | 015 | WMA | Massachusetts Electric Company
41265 | MA_56_0.99 PV_251 RESERVOIR RD_NORTH ADAMS | 50112 | CECSolar#1080-01247PV990NM | 0.99 | 0.99 | 0 | 0 | N/A | MA | 003 | WMA | Massachusetts Electric Company
41266 | MA_280_6.5 PV_20 NIPPNAPP TR_WORCESTER | 50146 | WORC.LANDFILL#1-01602PV4400NM | 4.4 | 4.4 | 0 | 0 | N/A | MA | 027 | CMA/NEMA | Massachusetts Electric Company
41267 | MA_57_0.96 PV_80 WORCESTER-PROVIDENCE TP_SUTTON | 50157 | CECSOLAR#1054-01590PV960NM | 0.96 | 0.96 | 0 | 0 | N/A | MA | 027 | CMA/NEMA | Massachusetts Electric Company
41268 | MA_58_0.99 PV_207 PROVIDENCE RD_GRAFTON | 50800 | CECSOLAR1056LLC-01519PV990NM | 0.99 | 0.99 | 0 | 0 | N/A | MA | 027 | CMA/NEMA | Massachusetts Electric Company
41269 | MA_289_0.99 PV_3 KENWOOD CT_RUTLAND | 49366 | RUTLANDSOLAR-01543PV990NM | 0.99 | 0.99 | 0 | 0 | N/A | MA | 027 | WMA | Massachusetts Electric Company
41270 | MA_65_0.95 PV_890 MONAHAN DR_UXBRIDGE | 48741 | CECSOLAR#1050-01569PV950NM | 0.95 | 0.95 | 0 | 0 | N/A | MA | 027 | RI | Massachusetts Electric Company
41271 | MA_72_0.644 PV_128 BAY-STATE RD_REHOBOTH | 50793 | KEARSARGEBAYSTATE-02769PV812NM | 0.812 | 0.812 | 0 | 0 | N/A | MA | 005 | RI | Massachusetts Electric Company
41272 | MA_291_0.26 PV_297 AYER RD_HARVARD | 46607 | HARVARD SOLAR-01451PV460NM | 0.46 | 0.46 | 0 | 0 | N/A | MA | 027 | CMA/NEMA | Massachusetts Electric Company
41273 | MA_74_0.75 PV_2720 BOSTON RD_WILBRAHAM | 48862 | R.E.DEV.WILBRAHAM-01095PV750NM | 0.75 | 0.75 | 0 | 0 | N/A | MA | 013 | WMA | Massachusetts Electric Company
41274 | MA_293_2 PV_56 WALKER RD_SHIRLEY | 48815 | NEXTSUNWALKERRD-01464PV2000NM | 2 | 2 | 0 | 0 | N/A | MA | 017 | CMA/NEMA | Massachusetts Electric Company
41275 | MA_84_0.452 PV_188 EAST ST_GRANBY | 49277 | KEARSARGE188EAST-01033PV450NM | 0.45 | 0.45 | 0 | 0 | N/A | MA | 015 | WMA | Massachusetts Electric Company
41276 | MA_85_0.452 PV_190 EAST ST_GRANBY | 49278 | KEARSARGE190EAST-01033PV450NM | 0.45 | 0.45 | 0 | 0 | N/A | MA | 015 | WMA | Massachusetts Electric Company
41277 | MA_294_1.08 PV_111 ADAMS RD_CLINTON | 50823 | TOWNOFWENDELL-01510PV1000NM | 1 | 1 | 0 | 0 | N/A | MA | 027 | CMA/NEMA | Massachusetts Electric Company
41278 | MA_86_0.452 PV_229R EAST ST_GRANBY | 49280 | KEARSARGE229REAST-01033PV450NM | 0.45 | 0.45 | 0 | 0 | N/A | MA | 015 | WMA | Massachusetts Electric Company
41279 | MA_87_0.452 PV_220R EAST ST_GRANBY | 49283 | KEARSARGE220REAST-01033PV450NM | 0.45 | 0.45 | 0 | 0 | N/A | MA | 015 | WMA | Massachusetts Electric Company
41280 | MA_321_1 PV_1 HARE RD_STURBRIDGE | 50457 | BWCSTURBRIDGE#1-01566PV1000NM | 1 | 1 | 0 | 0 | N/A | MA | 027 | WMA | Massachusetts Electric Company
41281 | MA_326_0.499 PV_154 CENTER-DEPOT RD_CHARLTON | 50809 | LODESTARSOLAR3-01507PV499NM | 0.499 | 0.499 | 0 | 0 | N/A | MA | 027 | WMA | Massachusetts Electric Company
41282 | MA_327_0.499 PV_142 BROOKFIELD RD_CHARLTON | 50810 | LODESTARSOLAR2-01507PV499NM | 0.499 | 0.499 | 0 | 0 | N/A | MA | 027 | WMA | Massachusetts Electric Company
41283 | MA_328_0.499 PV_111 BROOKFIELD RD_CHARLTON | 50802 | LODESTARSOLARHOST-01507PV499NM | 0.499 | 0.499 | 0 | 0 | N/A | MA | 027 | WMA | Massachusetts Electric Company
41295 | MA_436_1 PV_0 KENSINGTON AV_METHUEN | 43955 | CITY OF METHUEN-01844PV1000NM | 1 | 1 | 0 | 0 | N/A | MA | 009 | BOSTON | Massachusetts Electric Company
41297 | MA_437_0.48 PV_251 Spring Hill Road_Barre | 47951 | LANDOFTHESKY251-01005PVNM | 0.48 | 0.48 | 0 | 0 | N/A | MA | 027 | WMA | Massachusetts Electric Company
41298 | MA_432_0.75 PV_7A SPOFFORD RD_BOXFORD | 50241 | SPOFFORDRDSOLAR-01921PV750NM | 0.75 | 0.75 | 0 | 0 | N/A | MA | 009 | BOSTON | Massachusetts Electric Company
41299 | MA_382_0.48 PV_2553 BARRE RD_HARDWICK | 49636 | 510PVHARDWICK#2-01037PV480NM | 0.48 | 0.48 | 0 | 0 | N/A | MA | 027 | WMA | Massachusetts Electric Company
41300 | MA_383_0.48 PV_0 CLEVELAND RD_HARDWICK | 49588 | 510PVDEVHARDWICK-01037PV480NM | 0.48 | 0.48 | 0 | 0 | N/A | MA | 027 | WMA | Massachusetts Electric Company
41301 | MA_392_0.99 PV_581 SOUTH ST_WARREN | 49767 | 510PVDEVWARREN-01083PV990NM | 0.99 | 0.99 | 0 | 0 | N/A | MA | 027 | WMA | Massachusetts Electric Company
41302 | MA_412_0.996 PV_700 W SHAFT RD_NORTH ADAMS | 50461 | WESTSHAFTSOLAR-01247PV996NM | 0.996 | 0.996 | 0 | 0 | N/A | MA | 003 | WMA | Massachusetts Electric Company
41304 | RI_85_RE Growth PV_0 GRAY LN_ASHAWAY | 67639 | HOPKINTONINDPK02804SOLAR1165RE | 1.165 | 1.165 | 0 | 0 | N/A | RI | 009 | RI | The Narragansett Electric Company
41309 | MA_4_4.995 PV_311 EMERY ST_PALMER | 48170 | SYNCARPHA PALMER-01069PV4995NM | 4.995 | 4.995 | 0 | 0 | N/A | MA | 013 | WMA | Massachusetts Electric Company
41311 | MA_68_0.9 PV_500 DUNSTABLE RD_TYNGSBORO | 49360 | TYNGS.LANDFILL#2-01879PV900NM | 0.9 | 0.9 | 0 | 0 | N/A | MA | 017 | CMA/NEMA | Massachusetts Electric Company
41312 | Happy Hollow Road Solar 1 (PV) | 68371 | PVPROJ01475SOLAR4950SMAOBC | 4.95 | 4.95 | 0.778 | 0 | Cleared Capacity | MA | 027 | WMA | Massachusetts Electric Company
41313 | MA_70_0.99 PV_194 BERKSHIRE TR E_GOSHEN | 50052 | CECSOLAR#1052-01032PV852NM | 0.852 | 0.852 | 0 | 0 | N/A | MA | 015 | WMA | Massachusetts Electric Company
41314 | Kear - S Martin PV | 68585 | KEARSARGE01913SOLAR3294QF | 3.294 | 3.294 | 0 | 0 | Cleared Capacity | MA | 009 | BOSTON | Massachusetts Electric Company
41316 | MA_356_0.495 PV_370 PATRIOT PL_FOXBORO | 42612 | NPPDEVELOP-370PATRIOT-02035-PV | 0.495 | 0.495 | 0 | 0 | N/A | MA | 021 | RI | Massachusetts Electric Company
41317 | MA_359_2.34 PV_234 THATCHER ST_E BRIDGEWATER | 50609 | SOLTENEBRDGWTR-002333PV2610NM | 2.61 | 2.61 | 0 | 0 | N/A | MA | 023 | SEMA | Massachusetts Electric Company
41318 | MA_360_0.75 PV_0 FAIRLEE LN_NORTON | 48819 | BLUEWAVE7629-02766PV500NM | 0.75 | 0.75 | 0 | 0 | N/A | MA | 005 | SEMA | Massachusetts Electric Company
41319 | MA_365_2 PV_880 BEECH ST_ROCKLAND | 43908 | NEXTSUN ENERGY-02370PV2000NM | 2 | 2 | 0 | 0 | N/A | MA | 023 | SEMA | Massachusetts Electric Company
41320 | MA_399_2 PV_105 NORTH ST_PALMER | 43907 | PALMER SOLAR-01069PV2000NM | 2 | 2 | 0 | 0 | N/A | MA | 013 | WMA | Massachusetts Electric Company
41321 | MA_401_0.8 PV_750 S BARRE RD_BARRE | 42603 | BARRE1-750BARRE-01005-PV | 0.8 | 0.8 | 0 | 0 | N/A | MA | 027 | WMA | Massachusetts Electric Company
41322 | MA_405_1 PV_702 S MAIN ST_ORANGE | 43707 | CITY OF LOWELL2-01364PV1000NM | 1 | 1 | 0 | 0 | N/A | MA | 011 | WMA | Massachusetts Electric Company
41324 | MA_406_2 PV_702 S MAIN ST_ORANGE | 43706 | CITY OF LOWELL1-01364PV2000NM | 2 | 2 | 0 | 0 | N/A | MA | 011 | WMA | Massachusetts Electric Company
41326 | MA_411_0.4995 PV_650 W CROSS RD_CLARKSBURG | 50127 | CLARKSBURGSOLAR-01247PV499NM | 0.499 | 0.499 | 0 | 0 | N/A | MA | 003 | WMA | Massachusetts Electric Company
41328 | MA_375_0.3 PV_454 S MAIN ST_W BRIDGEWATER | 43991 | PROFETTY-02379PV300NM | 0.3 | 0.3 | 0 | 0 | N/A | MA | 023 | SEMA | Massachusetts Electric Company
41329 | MA_413_0.499 PV_926 N STATE RD_CHESHIRE | 50124 | LODESTARSOLAR-01225PV499NM | 0.499 | 0.499 | 0 | 0 | N/A | MA | 003 | WMA | Massachusetts Electric Company
41330 | MA_414_1 PV_300 EAST RD_ADAMS | 43916 | TOWN OF ADAMS-01220PV1000NM | 1 | 1 | 0 | 0 | N/A | MA | 003 | WMA | Massachusetts Electric Company
41332 | MA_379_0.936 PV_33 GILBERTVILLE RD_WARE | 50130 | VHWBROOKFIELD#2-01082PV936NM | 0.936 | 0.936 | 0 | 0 | N/A | MA | 015 | WMA | Massachusetts Electric Company
41333 | MA_415_0.999 PV_76 E STAHL RD_ASHLEY FALLS | 47364 | HA MA SOLAR-01222PV999NM | 0.999 | 0.999 | 0 | 0 | N/A | MA | 003 | WMA | Massachusetts Electric Company
41334 | MA_384_3.8 PV_2189 BAPTIST-HILL RD_PALMER | 49374 | BLUEWAVE CAPITAL-01069PV3800NM | 3.8 | 3.8 | 0 | 0 | N/A | MA | 013 | WMA | Massachusetts Electric Company
41335 | MA_418_0.499 PV_49 LIME-KILN RD_SHEFFIELD | 50148 | SHMASHEFFIELD-01257PV499NM | 0.499 | 0.499 | 0 | 0 | N/A | MA | 003 | WMA | Massachusetts Electric Company
41336 | MA_386_0.496 PV_0 TINKHAM RD_WILBRAHAM | 49248 | GE.TINKHAMRD-01095PV496NM | 0.496 | 0.496 | 0 | 0 | N/A | MA | 013 | WMA | Massachusetts Electric Company
41337 | MA_391_0.96 PV_70 WARE RD_WEST WARREN | 48719 | HOUSATONIC-WARE-01092PV960NM | 0.96 | 0.96 | 0 | 0 | N/A | MA | 027 | WMA | Massachusetts Electric Company
41338 | MA_420_2.5 PV_293 PARK ST_HOUSATONIC | 48674 | RES.RD.HOLDINGS-02136PV2500NM | 2.5 | 2.5 | 0 | 0 | N/A | MA | 003 | WMA | Massachusetts Electric Company
41339 | MA_52_0.99 PV_189 MENDON ST_UXBRIDGE | 50059 | CECSOLAR#1084-01569PV990NM | 0.99 | 0.99 | 0 | 0 | N/A | MA | 027 | RI | Massachusetts Electric Company
41340 | MA_393_1 PV_414 LITTLE-REST RD_WARREN | 43922 | SOLVENTERRA 4-01083PV1000NM | 1 | 1 | 0 | 0 | N/A | MA | 027 | WMA | Massachusetts Electric Company
41341 | MA_422_0.6 PV_100 SIMPLEX DR_WESTMINSTER | 48232 | TOWN OF WENDELL-01473PV600NM | 0.6 | 0.6 | 0 | 0 | N/A | MA | 027 | WMA | Massachusetts Electric Company
41342 | MA_96_0.499 PV_0 THEODORE DR_WESTMINSTER | 50874 | THEODRSOLARLLC_C-01473PV499NM | 0.499 | 0.499 | 0 | 0 | N/A | MA | 027 | WMA | Massachusetts Electric Company
41343 | MA_97_0.499 PV_0 THEODORE DR_WESTMINSTER | 50875 | THEODRSOLARLLC_B-01473PV499NM | 0.499 | 0.499 | 0 | 0 | N/A | MA | 027 | WMA | Massachusetts Electric Company
41345 | MA_433_3 PV_1050 HILLDALE AV_HAVERHILL | 50413 | BWCFIVEMILERIVER-01832PV3000NM | 3 | 3 | 0 | 0 | N/A | MA | 009 | BOSTON | Massachusetts Electric Company
41346 | MA_443_1 PV_72 W DUDLEY RD_DUDLEY | 66238 | SOLARMAMGMT1-01571SOLAR1000NM | 1 | 1 | 0 | 0 | N/A | MA | 027 | WMA | Massachusetts Electric Company
41347 | MA_301_2 PV_0 SHIRLEY RD_LANCASTER | 46914 | BILLERICA-01523PV2499NM | 2.499 | 2.499 | 0 | 0 | N/A | MA | 027 | CMA/NEMA | Massachusetts Electric Company
41348 | MA_302_1.5 PV_169 LEOMINSTER RD_SHIRLEY | 49895 | SHIRLEYLANDFILL-01464PV1000NM | 1 | 1 | 0 | 0 | N/A | MA | 017 | CMA/NEMA | Massachusetts Electric Company
41349 | MA_322_1 PV_1 HARE RD_STURBRIDGE | 50456 | BWCSTURBRIDGE#2-01566PV1000NM | 1 | 1 | 0 | 0 | N/A | MA | 027 | WMA | Massachusetts Electric Company
41350 | MA_8_3.72 PV_0 THATCHER ST_BROCKTON | 50201 | BROCKTONHOUSING-02302PV3720NM | 3.72 | 3.72 | 0 | 0 | N/A | MA | 023 | SEMA | Massachusetts Electric Company
41351 | MA_330_1.4 PV_175-185 E MAIN RD_W BROOKFIELD | 48720 | WESTBROOKFIELD-01585PV1400NM | 1.4 | 1.4 | 0 | 0 | N/A | MA | 027 | WMA | Massachusetts Electric Company
41352 | MA_340_3.334 PV_280 SUMMER ST_REHOBOTH | 47444 | SUN EDISON ORIG3-02769PV3334NM | 3.334 | 3.334 | 0 | 0 | N/A | MA | 005 | RI | Massachusetts Electric Company
41353 | MA_331_0.8 PV_94 JOHN-GILBERT RD_W BROOKFIELD | 48749 | ARSENAULT2103-01585PV800NM | 0.8 | 0.8 | 0 | 0 | N/A | MA | 027 | WMA | Massachusetts Electric Company
41354 | MA_333_3 PV_38 MADBROOK RD_N BROOKFIELD | 46567 | NORTH BROOKFIELD-01535PV3000NM | 3 | 3 | 0 | 0 | N/A | MA | 027 | WMA | Massachusetts Electric Company
41355 | MA_83_0.499 PV_1401 WILLIAMS ST_DIGHTON | 48801 | BELLAENERGY5140-02715PV499NM | 0.499 | 0.499 | 0 | 0 | N/A | MA | 005 | SEMA | Massachusetts Electric Company
41356 | MA_297_4.95 PV_125 STILL-RIVER RD_BOLTON | 43892 | SYNCARPHA SOLAR-01740PV4950NM | 4.95 | 4.95 | 0 | 0 | N/A | MA | 027 | CMA/NEMA | Massachusetts Electric Company
41357 | MA_98_0.499 PV_0 THEODORE DR_WESTMINSTER | 50879 | THEODRSOLARLLC_A-01473PV499NM | 0.499 | 0.499 | 0 | 0 | N/A | MA | 027 | WMA | Massachusetts Electric Company
41358 | MA_99_0.5 PV_55 W DUDLEY RD_DUDLEY | 50234 | DUDLEYSOLAR#4-01571PV500NM | 0.5 | 0.5 | 0 | 0 | N/A | MA | 027 | WMA | Massachusetts Electric Company
41359 | MA_300_2.5 PV_0 SHIRLEY RD_LANCASTER | 46924 | BILLERICA-01523PV2500NM | 2.5 | 2.5 | 0 | 0 | N/A | MA | 027 | CMA/NEMA | Massachusetts Electric Company
41360 | MA_304_2.75 PV_51 FEDERAL-HILL RD_OXFORD | 46644 | UGT RENEW ENERGY-01540PV2750NM | 2.75 | 2.75 | 0 | 0 | N/A | MA | 027 | WMA | Massachusetts Electric Company
41361 | MA_213_0.995 PV_6 MCNEIL HW_LEICESTER | 67810 | ANTANAVICA01524SOLAR1000NM | 1 | 1 | 0 | 0 | Cleared Capacity | MA | 027 | WMA | Massachusetts Electric Company
41363 | MA_311_1.38 PV_23 CUDWORTH RD_WEBSTER | 49288 | BLUEWAVEWEBSTER-01570PV1380NM | 1.38 | 1.38 | 0 | 0 | N/A | MA | 027 | WMA | Massachusetts Electric Company
41364 | MA_222_0.48 PV_26 THEODORE DR_WESTMINSTER | 67556 | CLEANFOOTPRINT01473SOLAR480NM | 0.48 | 0.48 | 0 | 0 | N/A | MA | 027 | WMA | Massachusetts Electric Company
41365 | MA_345_0.25 PV_1140 AIRPORT RD_FALL RIVER | 46566 | PRECISE PACKAGING-02720PV250NM | 0.25 | 0.25 | 0 | 0 | N/A | MA | 005 | SEMA | Massachusetts Electric Company
41366 | MA_286_1 PV_19 WOODCHUCK LN_SPENCER | 50826 | WOODCHUCKLNSOLAR-01562PV1000NM | 1 | 1 | 0 | 0 | N/A | MA | 027 | WMA | Massachusetts Electric Company
41367 | MA_348_1.82 PV_120 South Street_WESTBOROUGH | 46653 | WESTBORO SOLAR-01581PV1820NM | 1.82 | 1.82 | 0 | 0 | N/A | MA | 027 | CMA/NEMA | Massachusetts Electric Company
41368 | MA_295_2.196 PV_100 ADAMS RD_CLINTON | 50412 | TOWNOFWENDELL-01510PV1954NM | 1.954 | 1.954 | 0 | 0 | N/A | MA | 027 | CMA/NEMA | Massachusetts Electric Company
41370 | MA_343_0.5 PV_247 BAKER RD_SWANSEA | 42631 | CABRAL-247BAKER-02777-PV | 0.5 | 0.5 | 0 | 0 | N/A | MA | 005 | SEMA | Massachusetts Electric Company
41371 | MA_344_3.13 PV_2729 ELM ST_DIGHTON | 50077 | NRGDIGHTONLLC-02715PV3130NM | 3.13 | 3.13 | 0 | 0 | N/A | MA | 005 | SEMA | Massachusetts Electric Company
41372 | MA_346_0.65 PV_0 SCHOOL ST_SOUTHBOROUGH | 50820 | SECURITYREALTY-01772PV650NM | 0.65 | 0.65 | 0 | 0 | N/A | MA | 027 | CMA/NEMA | Massachusetts Electric Company
41374 | MA_350_1.91 PV_116 Milford Road_South Grafton | 43698 | NTHBRDGE SOLAR-01560PV1910NM | 1.91 | 1.91 | 0 | 0 | N/A | MA | 027 | RI | Massachusetts Electric Company
41376 | MA_351_3 PV_436 NE MAIN ST_DOUGLAS | 43682 | NEXTSUN ENERGY-01516PV3000NM | 3 | 3 | 0 | 0 | N/A | MA | 027 | RI | Massachusetts Electric Company
41378 | MA_376_1.5 PV_280 DRIFTWAY_SCITUATE | 43683 | TWN OF SCITUATE1-02066PV1500NM | 1.5 | 1.5 | 0 | 0 | N/A | MA | 023 | SEMA | Massachusetts Electric Company
41380 | MA_377_1.5 PV_280 DRIFTWAY_SCITUATE | 43659 | TWN OF SCITUATE2-02066PV1500NM | 1.5 | 1.5 | 0 | 0 | N/A | MA | 023 | SEMA | Massachusetts Electric Company
41383 | MA_396_1 PV_203 STATE ST_PALMER | 46657 | INDIAN HILL-01069PV1000NM | 1 | 1 | 0 | 0 | N/A | MA | 013 | WMA | Massachusetts Electric Company
41384 | MA_397_1 PV_203 STATE ST_PALMER | 46660 | STATE SOLAR-01069PV1000NM | 1 | 1 | 0 | 0 | N/A | MA | 013 | WMA | Massachusetts Electric Company
41385 | MA_398_1 PV_203 STATE ST_PALMER | 46659 | BROWN SOLAR-01069PV1000NM | 1 | 1 | 0 | 0 | N/A | MA | 013 | WMA | Massachusetts Electric Company
41387 | MA_427_1.31101 PV_1020 WESTFORD ST_LOWELL | 43918 | CITY OF LOWELL-01851PV1333NM | 1.333 | 1.333 | 0 | 0 | N/A | MA | 017 | CMA/NEMA | Massachusetts Electric Company
41389 | MA_435_1.8 PV_100 DANTON DR_METHUEN | 46220 | BERKELEY-01844PV2000NM | 2 | 2 | 0 | 0 | N/A | MA | 009 | BOSTON | Massachusetts Electric Company
41393 | MA_441_0.26 PV_360 LYNN-FELLS PK_MELROSE | 43993 | CITY OF MELROSE-02176PV260NM | 0.26 | 0.26 | 0 | 0 | N/A | MA | 017 | BOSTON | Massachusetts Electric Company
41395 | MA_281_4.883 PV_370 Auburn St_LEICESTER | 47210 | LEICESTER ONE-01524PV4883NM | 4.883 | 4.883 | 0 | 0 | N/A | MA | 027 | WMA | Massachusetts Electric Company
41409 | MA_388_1 PV_547-B LITTLE-REST RD_WARREN | 43937 | SOLVENTERRA 2-01083PV1000NM | 1 | 1 | 0 | 0 | N/A | MA | 027 | WMA | Massachusetts Electric Company
41413 | MA_380_1.89 PV_262 LOWER RD_GILBERTVILLE | 47447 | BWC 5 MILE RIVER-01031PV1890NM | 1.89 | 1.89 | 0 | 0 | N/A | MA | 027 | WMA | Massachusetts Electric Company
41417 | MA_381_1 PV_262 LOWER RD_GILBERTVILLE | 47448 | BWC 5 MILE RIVER-01031PV1000NM | 1 | 1 | 0 | 0 | N/A | MA | 027 | WMA | Massachusetts Electric Company
41419 | MA_421_3.5 PV_229 SOMERS RD_HAMPDEN | 47443 | HA MA SOLAR-01036PV3500NM | 3.5 | 3.5 | 0 | 0 | N/A | MA | 013 | WMA | Massachusetts Electric Company
41420 | MA_389_1 PV_547-A LITTLE-REST RD_WARREN | 43936 | SOLVENTERRA 1-01083PV1000NM | 1 | 1 | 0 | 0 | N/A | MA | 027 | WMA | Massachusetts Electric Company
41421 | MA_424_2 PV_3 CAILIN RD_BEVERLY | 46565 | CABOT BEVERLY-01915PV2000NM | 2 | 2 | 0 | 0 | N/A | MA | 009 | BOSTON | Massachusetts Electric Company
41422 | MA_416_1.988 PV_67 VAN-DEUSENVILLE RD_HOUSATONIC | 48742 | HOUSATONIC 1734-01236PV2100NM | 2.1 | 2.1 | 0 | 0 | N/A | MA | 003 | WMA | Massachusetts Electric Company
41423 | MA_419_0.25 PV_1399 N MAIN ST_SHEFFIELD | 50156 | SHMASHEFFIELD3-01257PV250NM | 0.25 | 0.25 | 0 | 0 | N/A | MA | 003 | WMA | Massachusetts Electric Company
41424 | MA_430_0.308 PV_500 PRINCETON WA_WESTFORD | 50216 | PRINCETONWORC.-01886PV323NM | 0.323 | 0.323 | 0 | 0 | N/A | MA | 017 | CMA/NEMA | Massachusetts Electric Company
41425 | MA_439_2.85 PV_200 IRON-HORSE PA_BILLERICA | 49668 | IRONHORSESOLAR-01862PV2850NM | 2.85 | 2.85 | 0 | 0 | N/A | MA | 017 | CMA/NEMA | Massachusetts Electric Company
41427 | MA_282_0.499 PV_1A BOUTILIER RD_LEICESTER | 66097 | BOUTILIERSOLAR-01524PV499NM | 2.886 | 2.886 | 0 | 0 | N/A | MA | 027 | WMA | Massachusetts Electric Company
41428 | Upper Cape Cod Tech - Canopy PV | 41428 | NM UCCT SOLAR GROUP_ID2101008 | 0.468 | 0.468 | 0 | 0 | Cleared Capacity | MA | 001 | SEMA | NSTAR Electric Company
41429 | MA_366_0.332 PV_146 CAMPANELLI PK_STOUGHTON | 43491 | 146 CAMPANELLI-02072PV332NM | 0.332 | 0.332 | 0 | 0 | N/A | MA | 021 | SEMA | Massachusetts Electric Company
41430 | MA_387_1 PV_547 LITTLE-REST RD_WARREN | 43938 | SOLVENTERRA 3-01083PV1000NM | 1 | 1 | 0 | 0 | N/A | MA | 027 | WMA | Massachusetts Electric Company
41434 | MA_116_0.45 PV_891 MONAHAN DR_UXBRIDGE | 48778 | CECSOLAR#1051-01569PV450NM | 0.45 | 0.45 | 0 | 0 | N/A | MA | 027 | RI | Massachusetts Electric Company
41435 | MA_371_2.4 PV_174 HOBOMOCK ST_PEMBROKE | 50829 | ONYXDEVGRP-02359PV2400NM | 2.4 | 2.4 | 0 | 0 | N/A | MA | 023 | SEMA | Massachusetts Electric Company
41436 | MA_372_2.492 PV_0 MONPONSETT ST_HALIFAX | 48171 | HALIFAX SOLAR NG-02338PV2500NM | 2.5 | 2.5 | 0 | 0 | N/A | MA | 023 | SEMA | Massachusetts Electric Company
41438 | MA_2_4.968 PV_0 WILLOW AV_HAVERHILL | 50106 | SALISBURYHOUSING-01830PV4968NM | 4.968 | 4.968 | 0 | 0 | N/A | MA | 009 | BOSTON | Massachusetts Electric Company
41476 | MA_394_2 PV_205 STURBRIDGE RD_BRIMFIELD | 46641 | 205 STURBRIDGE-01010PV3000NM | 3 | 3 | 0 | 0 | N/A | MA | 013 | WMA | Massachusetts Electric Company
| NO RESOURCE | 345 | CATALYST CO-GEN | 75 | 75 | N/A | N/A | Historic Capability | ME | 017 | ME | American PowerNet Management, LP
| NO RESOURCE | 11827 | PORTSMOUTH ABBEY WIND QF | 0.445 | 0.66 | N/A | N/A | N/A | RI | 005 | SEMA | The Narragansett Electric Company
| NO RESOURCE | 11889 | IBEW LOCAL 99 SOLAR QF | 0.029 | 0.05 | N/A | N/A | N/A | RI | 007 | RI | The Narragansett Electric Company
| NO RESOURCE | 14695 | ORONO | 0 | 0 | N/A | N/A | N/A | ME | 019 | BHE | Black Bear Hydro Partners, LLC
| NO RESOURCE | 14767 | PINE TREE LFGTE | 2.893 | 2.893 | N/A | N/A | N/A | ME | 019 | BHE | NextEra Energy Marketing, LLC
| NO RESOURCE | 14925 | ICE HOUSE PARTNERS INC. | 0.221 | 0.221 | N/A | N/A | N/A | MA | 017 | CMA/NEMA | Littleton Electric Light & Water Department
| NO RESOURCE | 15464 | STETSON WIND FARM | 59.71 | 59.71 | N/A | N/A | IA | ME | 029 | BHE | Stetson Holdings, LLC
| NO RESOURCE | 16089 | TURNERS FALLS HYDRO LLC | 0.937 | 0.937 | N/A | N/A | IA | MA | 011 | WMA | Power Supply Services, LLC
| NO RESOURCE | 16188 | WILSON HOLDINGS LLC - PV QF | 0.135 | 0.135 | N/A | N/A | N/A | MA | 027 | CMA/NEMA | Massachusetts Electric Company
| NO RESOURCE | 16233 | CITY OF MEDFORD WIND QF | 0.1 | 0.1 | N/A | N/A | N/A | MA | 017 | BOSTON | Massachusetts Electric Company
| NO RESOURCE | 16234 | CONSTELLATION-MAJILITE PV QF | 0.375 | 0.375 | N/A | N/A | N/A | MA | 017 | CMA/NEMA | Massachusetts Electric Company
| NO RESOURCE | 16331 | QUARRY ENERGY PROJECT | 0.571 | 0.571 | N/A | N/A | N/A | MA | 021 | SEMA | Massachusetts Electric Company
| NO RESOURCE | 16612 | STETSON II WIND FARM | 26 | 26 | N/A | N/A | IA | ME | 029 | BHE | Stetson Wind II, LLC
| NO RESOURCE | 17128 | OTIS_AF_WIND_TURBINE | 1.5 | 1.5 | N/A | N/A | N/A | MA | 001 | SEMA | NSTAR Electric Company
| NO RESOURCE | 17194 | TOWN_OF_FALMOUTH_WIND_TURBINE | 1 | 1 | N/A | N/A | N/A | MA | 001 | SEMA | NSTAR Electric Company
| NO RESOURCE | 17229 | MOUNT ST MARY-WRENTHAM MA WIND | 0.1 | 0.1 | N/A | N/A | N/A | MA | 021 | RI | Massachusetts Electric Company
| NO RESOURCE | 36882 | NOTUS WIND I | 1.5 | 1.5 | N/A | N/A | N/A | MA | 001 | SEMA | NSTAR Electric Company
| NO RESOURCE | 37175 | ROLLINS WIND PLANT | 61.2 | 61.2 | N/A | N/A | IA | ME | 019 | BHE | Evergreen Wind Power III, LLC
| NO RESOURCE | 37230 | UNITED NAT. FOODS PROV. RI PV | 0.075 | 0.075 | N/A | N/A | N/A | RI | 007 | RI | The Narragansett Electric Company
| NO RESOURCE | 37266 | CARLSON ORCH HARVARD MA PV | 0.2 | 0.2 | N/A | N/A | N/A | MA | 027 | CMA/NEMA | Massachusetts Electric Company
| NO RESOURCE | 37721 | ROYAL MILLS WARWICK RI HYDRO | 0.179 | 0.179 | N/A | N/A | N/A | RI | 003 | RI | The Narragansett Electric Company
| NO RESOURCE | 37965 | BIO-DETEK PAWTUCKET RI PV | 0.165 | 0.165 | N/A | N/A | N/A | RI | 007 | RI | The Narragansett Electric Company
| NO RESOURCE | 37968 | LOW MEM AUD LOWELL MA PV | 0.075 | 0.075 | N/A | N/A | N/A | MA | 017 | CMA/NEMA | Massachusetts Electric Company
| NO RESOURCE | 37972 | DARTMOUTHBUSPARK_PV_ID1592 | 1.6 | 1.6 | N/A | N/A | N/A | MA | 005 | SEMA | NSTAR Electric Company
| NO RESOURCE | 38083 | ORONO B HYDRO | 4 | 4 | N/A | N/A | N/A | ME | 019 | BHE | Black Bear Hydro Partners, LLC
| NO RESOURCE | 38084 | STILLWATER B HYDRO | 2.4 | 2.4 | N/A | N/A | N/A | ME | 019 | BHE | Black Bear Hydro Partners, LLC
| NO RESOURCE | 38417 | PASSADUMKEAG WIND PROJECT | 39.975 | 39.975 | N/A | N/A | N/A | ME | 019 | BHE | EDF Energy Services, LLC
| NO RESOURCE | 39663 | BARNSTABLE_DPW_ID1545 | 0.2 | 0.2 | N/A | N/A | N/A | MA | 001 | SEMA | NSTAR Electric Company
| NO RESOURCE | 39664 | DART_BLDG_SUPPLY_ID1470 | 0.2 | 0.2 | N/A | N/A | N/A | MA | 005 | SEMA | NSTAR Electric Company
| NO RESOURCE | 39665 | YARMOUTH_DPW_ID1740 | 0.265 | 0.265 | N/A | N/A | N/A | MA | 001 | SEMA | NSTAR Electric Company
| NO RESOURCE | 39722 | GTR_BOSTON_FOODBANKS_ID1628 | 0.177 | 0.177 | N/A | N/A | N/A | MA | 025 | BOSTON | NSTAR Electric Company
| NO RESOURCE | 39724 | EASTERN_AVE_HOLDINGS_PV_ID1652 | 0.16 | 0.16 | N/A | N/A | N/A | MA | 025 | BOSTON | NSTAR Electric Company
| NO RESOURCE | 39738 | MWRA_LORING_RD_ID1400 | 0.189 | 0.189 | N/A | N/A | N/A | MA | 017 | BOSTON | NSTAR Electric Company
| NO RESOURCE | 40050 | EXETER AGRI ENERGY | 0.98 | 0.98 | N/A | N/A | N/A | ME | 019 | BHE | Vermont Public Power Supply Authority
| NO RESOURCE | 40066 | OLDBARNST_RD_MASHPEE_PV_ID1798 | 0.312 | 0.312 | N/A | N/A | N/A | MA | 001 | SEMA | NSTAR Electric Company
| NO RESOURCE | 40067 | MARION_DR_KINGSTON_WT_ID1656 | 6 | 6 | N/A | N/A | N/A | MA | 023 | SEMA | NSTAR Electric Company
| NO RESOURCE | 40137 | BERKSHIRE EAST WIND | 0.9 | 0.9 | N/A | N/A | N/A | MA | 011 | WMA | Massachusetts Electric Company
| NO RESOURCE | 40243 | SOLAR SHOP LLC BLDG 14_PV | 0.256 | 0.256 | N/A | N/A | N/A | MA | 027 | RI | Massachusetts Electric Company
| NO RESOURCE | 40244 | SOLAR SHOP LLC BLDG 10_PV | 0.12 | 0.12 | N/A | N/A | N/A | MA | 027 | RI | Massachusetts Electric Company
| NO RESOURCE | 40246 | HODGES BADGE CO_WIND | 0.225 | 0.225 | N/A | N/A | N/A | RI | 005 | SEMA | The Narragansett Electric Company
| NO RESOURCE | 40247 | QUABBIN BARRE - WIND | 1 | 1 | N/A | N/A | N/A | MA | 027 | WMA | Massachusetts Electric Company
| NO RESOURCE | 40248 | JJ CARROLL WW PLANT_PV | 0.3 | 0.3 | N/A | N/A | N/A | MA | 027 | CMA/NEMA | Massachusetts Electric Company
| NO RESOURCE | 40249 | WESTBORO SUITES | 0.266 | 0.266 | N/A | N/A | N/A | MA | 027 | CMA/NEMA | Massachusetts Electric Company
| NO RESOURCE | 40259 | COMMERCE_PK_RD_PV_ID1871 | 0.35 | 0.35 | N/A | N/A | N/A | MA | 001 | SEMA | NSTAR Electric Company
| NO RESOURCE | 40343 | BULL HILL WIND | 34.485 | 34.485 | N/A | N/A | IA | ME | 009 | BHE | Blue Sky East, LLC
| NO RESOURCE | 40482 | DURFEE UNION MILLS BLDG 9 - PV | 0.12 | 0.12 | N/A | N/A | N/A | MA | 005 | SEMA | Massachusetts Electric Company
| NO RESOURCE | 40484 | BANCROFT SCHOOL PV | 0.12 | 0.12 | N/A | N/A | N/A | MA | 027 | WMA | Massachusetts Electric Company
| NO RESOURCE | 40520 | MANCHESTER-BOSTON REGIONAL PV | 0.5 | 0.5 | N/A | N/A | N/A | NH | 011 | NH | Public Service Company of New Hampshire
| NO RESOURCE | 40524 | MOUNT WACHUSSETT CC WIND | 3.3 | 3.3 | N/A | N/A | N/A | MA | 027 | CMA/NEMA | Massachusetts Electric Company
| NO RESOURCE | 40555 | BLACKCOMB WORC MA PV | 0.43 | 0.43 | N/A | N/A | N/A | MA | 027 | CMA/NEMA | Massachusetts Electric Company
| NO RESOURCE | 41807 | NM-PITTSFIELD WWTP | 1.5 | 1.5 | N/A | N/A | N/A | MA | 003 | WMA | NSTAR Electric Company
| NO RESOURCE | 41816 | QUABOAG REGIONAL ELEM - PV | 0.1 | 0.1 | N/A | N/A | N/A | MA | 027 | WMA | Massachusetts Electric Company
| NO RESOURCE | 41821 | NEW ENGLAND TECH WIND | 1 | 1 | N/A | N/A | N/A | RI | 003 | RI | The Narragansett Electric Company
| NO RESOURCE | 41822 | SOLTAS CBIS INC - PV | 0.3 | 0.3 | N/A | N/A | N/A | MA | 027 | WMA | Massachusetts Electric Company
| NO RESOURCE | 41827 | TOWN_OF_FAIRHAVEN_WT_ID1663 | 1.5 | 1.5 | N/A | N/A | N/A | MA | 005 | SEMA | NSTAR Electric Company
| NO RESOURCE | 41828 | TOWN_OF_FAIRHAVEN_WT_ID1664 | 1.5 | 1.5 | N/A | N/A | N/A | MA | 005 | SEMA | NSTAR Electric Company
| NO RESOURCE | 41829 | MWRA_ALFORD_ST_WT_ID1638 | 1.5 | 1.5 | N/A | N/A | N/A | MA | 025 | BOSTON | NSTAR Electric Company
| NO RESOURCE | 41830 | TOWN_OF_KINGSTON_WT_ID1833 | 2 | 2 | N/A | N/A | N/A | MA | 023 | SEMA | NSTAR Electric Company
| NO RESOURCE | 41838 | WEST BROOKFIELD ELEM - PV | 0.096 | 0.096 | N/A | N/A | N/A | MA | 027 | WMA | Massachusetts Electric Company
| NO RESOURCE | 41839 | ARPIN ASSOCIATES - PV | 0.15 | 0.15 | N/A | N/A | N/A | RI | 003 | RI | The Narragansett Electric Company
| NO RESOURCE | 41841 | EXAJOULE FRANKLIN PV | 0.26 | 0.26 | N/A | N/A | N/A | MA | 021 | RI | Massachusetts Electric Company
| NO RESOURCE | 41842 | KB SOLAR LLC - PV | 0.25 | 0.25 | N/A | N/A | N/A | MA | 027 | CMA/NEMA | Massachusetts Electric Company
| NO RESOURCE | 41847 | FISHERMENS MEMORIAL PARK- WIND | 0.1 | 0.1 | N/A | N/A | N/A | RI | 009 | RI | The Narragansett Electric Company
| NO RESOURCE | 41848 | SOLAR SHOP WHITINSVILLE - PV | 0.5 | 0.5 | N/A | N/A | N/A | MA | 027 | RI | Massachusetts Electric Company
| NO RESOURCE | 41857 | HI- GEAR (QF) | 0.675 | 0.675 | N/A | N/A | N/A | MA | 027 | WMA | Fitchburg Gas & Electric Light Company
| NO RESOURCE | 41864 | NM-EHAMPTON MA LANDFILL | 2 | 2 | N/A | N/A | N/A | MA | 015 | WMA | NSTAR Electric Company
| NO RESOURCE | 41868 | AGREEN ENERGY (JORDAN DAIRY) | 0.6 | 0.6 | N/A | N/A | N/A | MA | 027 | WMA | Massachusetts Electric Company
| NO RESOURCE | 41870 | EXAJOULE RENEWABLES PV | 0.36 | 0.36 | N/A | N/A | N/A | MA | 017 | BOSTON | Massachusetts Electric Company
| NO RESOURCE | 41871 | QUABBIN SOLAR - PV | 1 | 1 | N/A | N/A | N/A | MA | 027 | WMA | Massachusetts Electric Company
| NO RESOURCE | 41882 | NEXAMP CAP-NASHOBA VALLEY THS | 0.096 | 0.096 | N/A | N/A | N/A | MA | 017 | CMA/NEMA | Massachusetts Electric Company
| NO RESOURCE | 41923 | BLACKCOMB SOLAR III-PV | 1 | 1 | N/A | N/A | N/A | MA | 027 | RI | Massachusetts Electric Company
| NO RESOURCE | 42041 | D.D. BEAN | 0.027 | 0.027 | N/A | N/A | N/A | NH | 005 | VT | Constellation NewEnergy, Inc.
| NO RESOURCE | 42045 | NM-GREENFIELD MA LANDFILL | 2 | 2 | N/A | N/A | N/A | MA | 011 | WMA | NSTAR Electric Company
| NO RESOURCE | 42048 | TANTASQUA HIGH- PV | 0.586 | 0.586 | N/A | N/A | N/A | MA | 027 | WMA | Massachusetts Electric Company
| NO RESOURCE | 42050 | PETE'S TIRE BARN | 0.155 | 0.155 | N/A | N/A | N/A | MA | 011 | WMA | Massachusetts Electric Company
| NO RESOURCE | 42083 | CANTON_LANDFILL_PV_ID1726 | 3 | 3 | N/A | N/A | N/A | MA | 021 | SEMA | NSTAR Electric Company
| NO RESOURCE | 42104 | HYDEPARKSTORPV_ID1919 | 0.19 | 0.19 | N/A | N/A | N/A | MA | 025 | BOSTON | NSTAR Electric Company
| NO RESOURCE | 42105 | MILLST_NATICKPV_ID1818 | 0.202 | 0.202 | N/A | N/A | N/A | MA | 017 | BOSTON | NSTAR Electric Company
| NO RESOURCE | 42106 | SUBURBANATHLETIC2_ID1637 | 0.11 | 0.11 | N/A | N/A | N/A | MA | 017 | BOSTON | NSTAR Electric Company
| NO RESOURCE | 42107 | 4M_ALDRINRDPV_ID1856 | 0.2 | 0.2 | N/A | N/A | N/A | MA | 023 | SEMA | NSTAR Electric Company
| NO RESOURCE | 42108 | BROADWAY_RENEWABLE_ID1772 | 0.907 | 0.907 | N/A | N/A | N/A | MA | 023 | SEMA | NSTAR Electric Company
| NO RESOURCE | 42109 | COCHITUATERD_FRAMPV_ID1873 | 0.204 | 0.204 | N/A | N/A | N/A | MA | 017 | BOSTON | NSTAR Electric Company
| NO RESOURCE | 42110 | DOUGLAS_SCHOOLPV_ID1464 | 0.095 | 0.095 | N/A | N/A | N/A | MA | 017 | BOSTON | NSTAR Electric Company
| NO RESOURCE | 42111 | HYANNIS_SELF_STOR_ID1946 | 0.475 | 0.475 | N/A | N/A | N/A | MA | 001 | SEMA | NSTAR Electric Company
| NO RESOURCE | 42112 | POND_ST_ASHLAND_ID1736 | 0.5 | 0.5 | N/A | N/A | N/A | MA | 017 | BOSTON | NSTAR Electric Company
| NO RESOURCE | 42115 | GLC_ACUSHNETLLC_ID1821_1824 | 3.5 | 3.5 | N/A | N/A | N/A | MA | 023 | SEMA | NSTAR Electric Company
| NO RESOURCE | 42116 | DSD_REALTY_TRUST_ID1672 | 1.72 | 1.72 | N/A | N/A | N/A | MA | 005 | SEMA | NSTAR Electric Company
| NO RESOURCE | 42117 | CONST_SOLAR_NORFOLK_ID1846 | 1.6 | 1.6 | N/A | N/A | N/A | MA | 021 | RI | NSTAR Electric Company
| NO RESOURCE | 42118 | CONED_HIXVILLERD_ID1862 | 2 | 2 | N/A | N/A | N/A | MA | 005 | SEMA | NSTAR Electric Company
| NO RESOURCE | 42149 | FAVORITE FOODS PV | 0.045 | 0.045 | N/A | N/A | N/A | NH | 017 | NH | Public Service Company of New Hampshire
| NO RESOURCE | 42202 | DR AMP 100 AMES POND - PV | 0.082 | 0.082 | N/A | N/A | N/A | MA | 017 | CMA/NEMA | Massachusetts Electric Company
| NO RESOURCE | 42212 | DR AMP 200 AMES POND - PV | 0.095 | 0.095 | N/A | N/A | N/A | MA | 017 | CMA/NEMA | Massachusetts Electric Company
| NO RESOURCE | 42214 | ORCHARD MADE PRODUCTS | 0.19 | 0.19 | N/A | N/A | N/A | MA | 009 | BOSTON | Massachusetts Electric Company
| NO RESOURCE | 42344 | CAMELOT_WIND_ID1240 | 1.5 | 1.5 | N/A | N/A | N/A | MA | 023 | SEMA | NSTAR Electric Company
| NO RESOURCE | 42347 | CONSTELLATION SOLAR-UXBRG-PV | 2 | 2 | N/A | N/A | N/A | MA | 027 | RI | Massachusetts Electric Company
| NO RESOURCE | 42351 | OMA GROUP-CHARLTON-PV | 1 | 1 | N/A | N/A | N/A | MA | 027 | WMA | Massachusetts Electric Company
| NO RESOURCE | 42352 | OSG SOLAR 1-ORANGE-PV | 1 | 1 | N/A | N/A | N/A | MA | 011 | WMA | Massachusetts Electric Company
| NO RESOURCE | 42353 | OSG SOLAR 2-ORANGE-PV | 1 | 1 | N/A | N/A | N/A | MA | 011 | WMA | Massachusetts Electric Company
| NO RESOURCE | 42354 | OSG SOLAR 3-ORANGE-PV | 0.75 | 0.75 | N/A | N/A | N/A | MA | 011 | WMA | Massachusetts Electric Company
| NO RESOURCE | 42355 | CIL CEDAR-MARLBORO-PV | 0.433 | 0.433 | N/A | N/A | N/A | MA | 017 | CMA/NEMA | Massachusetts Electric Company
| NO RESOURCE | 42357 | UP BLACKSTONE WWTP-MILLBURY-PV | 0.3 | 0.3 | N/A | N/A | N/A | MA | 027 | CMA/NEMA | Massachusetts Electric Company
| NO RESOURCE | 42364 | CAPITAL GROUP-SOUTHBORO-PV | 1 | 1 | N/A | N/A | N/A | MA | 027 | CMA/NEMA | Massachusetts Electric Company
| NO RESOURCE | 42365 | LOFT 27-LOWELL-PV | 0.275 | 0.275 | N/A | N/A | N/A | MA | 017 | CMA/NEMA | Massachusetts Electric Company
| NO RESOURCE | 42366 | SOLTAS SPECTOR-LAWRENCE-PV | 0.3 | 0.3 | N/A | N/A | N/A | MA | 009 | CMA/NEMA | Massachusetts Electric Company
| NO RESOURCE | 42394 | WINDENERGYDEV-NKINGSTOWN-WIND | 1.5 | 1.5 | N/A | N/A | N/A | RI | 009 | RI | The Narragansett Electric Company
| NO RESOURCE | 42439 | CITY OF BROCKTON-SWANSEA-PV1 | 1 | 1 | N/A | N/A | N/A | MA | 005 | SEMA | Massachusetts Electric Company
| NO RESOURCE | 42440 | CITY OF BROCKTON-SWANSEA-PV2 | 1 | 1 | N/A | N/A | N/A | MA | 005 | SEMA | Massachusetts Electric Company
| NO RESOURCE | 42448 | CITY OF GLOUCESTER 1 - WIND | 2 | 2 | N/A | N/A | N/A | MA | 009 | BOSTON | Massachusetts Electric Company
| NO RESOURCE | 42449 | CITY OF GLOUCESTER 2 - WIND | 2 | 2 | N/A | N/A | N/A | MA | 009 | BOSTON | Massachusetts Electric Company
| NO RESOURCE | 42482 | CITY_OF_WALTHAM_PV_ID1805 | 0.193 | 0.193 | N/A | N/A | N/A | MA | 017 | BOSTON | NSTAR Electric Company
| NO RESOURCE | 42483 | FIRST_HIGHLAND_PV_ID2021 | 0.975 | 0.975 | N/A | N/A | N/A | MA | 025 | BOSTON | NSTAR Electric Company
| NO RESOURCE | 42484 | UNITEDSALVAGE_PV_ID1966 | 0.808 | 0.808 | N/A | N/A | N/A | MA | 017 | BOSTON | NSTAR Electric Company
| NO RESOURCE | 42485 | SOLCHEMY_PV_ID1969 | 0.293 | 0.293 | N/A | N/A | N/A | MA | 007 | SEMA | NSTAR Electric Company
| NO RESOURCE | 42486 | AIRPORT_WAY_PV_ID1875 | 1.238 | 1.238 | N/A | N/A | N/A | MA | 001 | SEMA | NSTAR Electric Company
| NO RESOURCE | 42487 | BILL_BENNETT_PV_ID1967 | 0.593 | 0.593 | N/A | N/A | N/A | MA | 007 | SEMA | NSTAR Electric Company
| NO RESOURCE | 42495 | VARIANSEMICON-GLOUCESTER-WT | 2.5 | 2.5 | N/A | N/A | N/A | MA | 009 | BOSTON | Massachusetts Electric Company
| NO RESOURCE | 42496 | HANOVER SOLAR-LEICESTER-PV | 1 | 1 | N/A | N/A | N/A | MA | 027 | WMA | Massachusetts Electric Company
| NO RESOURCE | 42597 | GPT JACLEN-BEVERLY-CHP | 0.075 | 0.075 | N/A | N/A | N/A | MA | 009 | BOSTON | Massachusetts Electric Company
| NO RESOURCE | 42632 | ALPHA GRAINGER-02038PV250NM | 0.25 | 0.25 | N/A | N/A | N/A | MA | 021 | RI | Massachusetts Electric Company
| NO RESOURCE | 42641 | NATICKMEMORIALSCHOOL_PV_ID1892 | 0.14 | 0.14 | N/A | N/A | N/A | MA | 017 | BOSTON | NSTAR Electric Company
| NO RESOURCE | 42812 | PEGASUS_PV_ID1809 | 1 | 1 | N/A | N/A | N/A | MA | 005 | SEMA | NSTAR Electric Company
| NO RESOURCE | 42817 | IKEA 158-0223PV520NM | 0.52 | 0.52 | N/A | N/A | N/A | MA | 021 | SEMA | Massachusetts Electric Company
| NO RESOURCE | 42821 | GLC-MA ACUSHNET_PV_ID2109 | 0.649 | 0.649 | N/A | N/A | N/A | MA | 005 | SEMA | NSTAR Electric Company
| NO RESOURCE | 42893 | BISCO FALLS HYDRO | 0.093 | 0.093 | N/A | N/A | N/A | ME | 017 | ME | Union Atlantic Electricity
| NO RESOURCE | 43256 | SANDYWOODS-02878WT275NM | 0.275 | 0.275 | N/A | N/A | N/A | RI | 005 | SEMA | The Narragansett Electric Company
| NO RESOURCE | 43409 | GLC-MA ACUSHNET_PV_ID1827 | 1.304 | 1.304 | N/A | N/A | N/A | MA | 005 | SEMA | NSTAR Electric Company
| NO RESOURCE | 43424 | PINGREE SCHL - 01982PV200NM | 0.2 | 0.2 | N/A | N/A | N/A | MA | 009 | BOSTON | Massachusetts Electric Company
| NO RESOURCE | 43426 | ABBOTT MILL - 01886PV235NM | 0.235 | 0.235 | N/A | N/A | N/A | MA | 017 | CMA/NEMA | Massachusetts Electric Company
| NO RESOURCE | 43492 | NARR BAY - 02903WT4500NM | 4.5 | 4.5 | N/A | N/A | N/A | RI | 007 | RI | The Narragansett Electric Company
| NO RESOURCE | 43509 | DOUGLAS SOLAR-01516PV2000NM | 2 | 2 | N/A | N/A | N/A | MA | 027 | RI | Massachusetts Electric Company
| NO RESOURCE | 43510 | SANDF MGMNT-02725PV623NM | 0.623 | 0.623 | N/A | N/A | N/A | MA | 005 | RI | Massachusetts Electric Company
| NO RESOURCE | 43531 | 28 HASTINGS - 01756PV100NM | 0.1 | 0.1 | N/A | N/A | N/A | MA | 027 | RI | Massachusetts Electric Company
| NO RESOURCE | 43572 | JDH_SOLAR_SYSTEMS_PV_2221 | 0.65 | 0.65 | N/A | N/A | N/A | MA | 023 | SEMA | NSTAR Electric Company
| NO RESOURCE | 43573 | NEW_ENGLAND_RESINS_PV_2309 | 0.06 | 0.06 | N/A | N/A | N/A | MA | 017 | BOSTON | NSTAR Electric Company
| NO RESOURCE | 43574 | TOWN_OF_FAIRHAVEN_LF_PV_1714 | 0.5 | 0.5 | N/A | N/A | N/A | MA | 005 | SEMA | NSTAR Electric Company
| NO RESOURCE | 43575 | NE_ELEMENTARY_WALTHAM_PV_1872 | 0.259 | 0.259 | N/A | N/A | N/A | MA | 017 | BOSTON | NSTAR Electric Company
| NO RESOURCE | 43576 | GLC_ACUSHNET_PV_1888 | 0.917 | 0.917 | N/A | N/A | N/A | MA | 005 | SEMA | NSTAR Electric Company
| NO RESOURCE | 43577 | GLC_ACUSHNET_PV_1889 | 0.917 | 0.917 | N/A | N/A | N/A | MA | 005 | SEMA | NSTAR Electric Company
| NO RESOURCE | 43578 | GLC_ACUSHNET_PV_1890 | 0.917 | 0.917 | N/A | N/A | N/A | MA | 005 | SEMA | NSTAR Electric Company
| NO RESOURCE | 43579 | GOIS_SOLAR_ONE_PV_2040 | 0.822 | 0.822 | N/A | N/A | N/A | MA | 017 | BOSTON | NSTAR Electric Company
| NO RESOURCE | 43587 | TRAVIS_HOSPITALITY_PV_2239 | 0.145 | 0.145 | N/A | N/A | N/A | MA | 001 | SEMA | NSTAR Electric Company
| NO RESOURCE | 43652 | TWN W BRDGEWTR-02379PV1500NM | 1.5 | 1.5 | N/A | N/A | N/A | MA | 023 | SEMA | Massachusetts Electric Company
| NO RESOURCE | 43654 | 3 COUNTY FAIR ASN-01060PV250NM | 0.25 | 0.25 | N/A | N/A | N/A | MA | 015 | WMA | Massachusetts Electric Company
| NO RESOURCE | 43657 | RIPTA - 02907PV300NM | 0.3 | 0.3 | N/A | N/A | N/A | RI | 007 | RI | The Narragansett Electric Company
| NO RESOURCE | 43678 | DISCOVER MARBLE - 01527PV142NM | 0.142 | 0.142 | N/A | N/A | N/A | MA | 027 | CMA/NEMA | Massachusetts Electric Company
| NO RESOURCE | 43684 | KEY BOSTON-02038PV2000NM | 2 | 2 | N/A | N/A | N/A | MA | 021 | RI | Massachusetts Electric Company
| NO RESOURCE | 43685 | CONANICUT MARINE-02835PV120DG | 0.12 | 0.12 | N/A | N/A | N/A | RI | 005 | SEMA | The Narragansett Electric Company
| NO RESOURCE | 43687 | SUNGEN ORANGE1-01364PV1500NM | 1.5 | 1.5 | N/A | N/A | N/A | MA | 011 | WMA | Massachusetts Electric Company
| NO RESOURCE | 43688 | SUNGEN ORANGE2-01364PV1500NM | 0.5 | 0.5 | N/A | N/A | N/A | MA | 011 | WMA | Massachusetts Electric Company
| NO RESOURCE | 43709 | CITY OF LOWELL 1-01331PV1000NM | 1 | 1 | N/A | N/A | N/A | MA | 027 | WMA | Massachusetts Electric Company
| NO RESOURCE | 43710 | CITY OF LOWELL 2-01331PV1000NM | 1 | 1 | N/A | N/A | N/A | MA | 027 | WMA | Massachusetts Electric Company
| NO RESOURCE | 43711 | CITY OF LOWELL 3-01331PV1000NM | 1 | 1 | N/A | N/A | N/A | MA | 027 | WMA | Massachusetts Electric Company
| NO RESOURCE | 43717 | ASSUMPTION-01562PV2000NM | 2 | 2 | N/A | N/A | N/A | MA | 027 | CMA/NEMA | Massachusetts Electric Company
| NO RESOURCE | 43750 | CANTON HIGH SCHOOL 2009 | 0.5 | 0.5 | N/A | N/A | N/A | MA | 021 | SEMA | NSTAR Electric Company
| NO RESOURCE | 43840 | SOLVENTERRA-01069PV1000NM | 1 | 1 | N/A | N/A | N/A | MA | 013 | WMA | Massachusetts Electric Company
| NO RESOURCE | 43869 | FRPV WEST-02720PV1000NM | 1 | 1 | N/A | N/A | N/A | MA | 005 | SEMA | Massachusetts Electric Company
| NO RESOURCE | 43870 | FRPV EAST-02720PV1000NM | 1 | 1 | N/A | N/A | N/A | MA | 005 | SEMA | Massachusetts Electric Company
| NO RESOURCE | 43871 | SYNAGRO-02895CHP2000QF | 2 | 2 | N/A | N/A | N/A | RI | 007 | RI | The Narragansett Electric Company
| NO RESOURCE | 43874 | MASS MOCA1-01247PV225NM | 0.225 | 0.225 | N/A | N/A | N/A | MA | 003 | WMA | Massachusetts Electric Company
| NO RESOURCE | 43884 | MASS MOCA3 01247PV177NM | 0.177 | 0.177 | N/A | N/A | N/A | MA | 003 | WMA | Massachusetts Electric Company
| NO RESOURCE | 43921 | COXCOM-02893PV135DG | 0.135 | 0.135 | N/A | N/A | N/A | RI | 003 | RI | The Narragansett Electric Company
| NO RESOURCE | 43923 | PLYMOUTH PUBLIC SCHOOLS-#2062 | 4 | 4 | N/A | N/A | N/A | MA | 023 | SEMA | NSTAR Electric Company
| NO RESOURCE | 43924 | TOWN OF DARTMOUTH #1777 | 1.25 | 1.25 | N/A | N/A | N/A | MA | 005 | SEMA | NSTAR Electric Company
| NO RESOURCE | 43927 | SOUTHERN SKY-CARVER #1 (1997) | 1 | 1 | N/A | N/A | N/A | MA | 023 | SEMA | NSTAR Electric Company
| NO RESOURCE | 43928 | SOUTHERN SKY-CARVER #2 (1998) | 1 | 1 | N/A | N/A | N/A | MA | 023 | SEMA | NSTAR Electric Company
| NO RESOURCE | 43929 | SOUTHERN SKY-CARVER #4 (2000) | 1 | 1 | N/A | N/A | N/A | MA | 023 | SEMA | NSTAR Electric Company
| NO RESOURCE | 43930 | SOUTHERN SKY-CARVER #5 (2001) | 1 | 1 | N/A | N/A | N/A | MA | 023 | SEMA | NSTAR Electric Company
| NO RESOURCE | 43932 | SOUTHERN SKY-CARVER #3 (1999) | 1 | 1 | N/A | N/A | N/A | MA | 023 | SEMA | NSTAR Electric Company
| NO RESOURCE | 43954 | NM-LUDLOW LANDFILL | 2 | 2 | N/A | N/A | N/A | MA | 013 | WMA | NSTAR Electric Company
| NO RESOURCE | 43956 | MILLWORK-02920PV495NM | 0.495 | 0.495 | N/A | N/A | N/A | RI | 007 | RI | The Narragansett Electric Company
| NO RESOURCE | 44023 | WRTA-01608PV75QF | 0.075 | 0.075 | N/A | N/A | N/A | MA | 027 | WMA | Massachusetts Electric Company
| NO RESOURCE | 46294 | LAWRENCE 1-01840PV100NM | 0.1 | 0.1 | N/A | N/A | N/A | MA | 009 | CMA/NEMA | Massachusetts Electric Company
| NO RESOURCE | 46295 | LAWRENCE 2-01840PV100NM | 0.1 | 0.1 | N/A | N/A | N/A | MA | 009 | CMA/NEMA | Massachusetts Electric Company
| NO RESOURCE | 46479 | CANTON_MIDDLE_SCHOOL_2013 | 0.225 | 0.225 | N/A | N/A | N/A | MA | 021 | SEMA | NSTAR Electric Company
| NO RESOURCE | 46480 | CEDAR_SOLAR1_2411 | 0.085 | 0.085 | N/A | N/A | N/A | MA | 025 | BOSTON | NSTAR Electric Company
| NO RESOURCE | 46481 | TOWN_OF_MARSHFIELD_1865 | 3 | 3 | N/A | N/A | N/A | MA | 023 | SEMA | NSTAR Electric Company
| NO RESOURCE | 46482 | NEWBEDFORD_DPI_1843_1844 | 3.5 | 3.5 | N/A | N/A | N/A | MA | 005 | SEMA | NSTAR Electric Company
| NO RESOURCE | 46483 | MILFORD INDUSTRIAL-0175PV82NM | 0.082 | 0.082 | N/A | N/A | N/A | MA | 009 | RI | Massachusetts Electric Company
| NO RESOURCE | 46539 | BCC SEA QALIBC-01854PV66NM | 0.066 | 0.066 | N/A | N/A | N/A | MA | 017 | CMA/NEMA | Massachusetts Electric Company
| NO RESOURCE | 46540 | NPP DEVELOPMENT-02035PV62NM | 0.062 | 0.062 | N/A | N/A | N/A | MA | 021 | RI | Massachusetts Electric Company
| NO RESOURCE | 46569 | NUGEN NCMC (PV) | 1 | 1 | N/A | N/A | N/A | MA | 027 | WMA | Fitchburg Gas & Electric Light Company
| NO RESOURCE | 46570 | NUGEN LUN (PV) | 2.5 | 2.5 | N/A | N/A | N/A | MA | 027 | WMA | Fitchburg Gas & Electric Light Company
| NO RESOURCE | 46636 | GOOSE RIVER HYDRO, INC. | 0.375 | 0.375 | N/A | N/A | N/A | ME | 027 | ME | Goose River Hydro, Inc.
| NO RESOURCE | 46647 | BLUEWAVE CAPITAL-02769PV1000NM | 1 | 1 | N/A | N/A | N/A | MA | 005 | RI | Massachusetts Electric Company
| NO RESOURCE | 46691 | CORNERSTONE-01057PV3000NM | 3 | 3 | N/A | N/A | N/A | MA | 013 | WMA | Massachusetts Electric Company
| NO RESOURCE | 46717 | EAST BAY-02915PV70NM | 0.07 | 0.07 | N/A | N/A | N/A | RI | 007 | RI | The Narragansett Electric Company
| NO RESOURCE | 46719 | STONEHILL COLL-02356PV2225QF | 4.391 | 4.391 | N/A | N/A | N/A | MA | 005 | SEMA | Massachusetts Electric Company
| NO RESOURCE | 46733 | TKS SOLAR-02301PV180NM | 0.18 | 0.18 | N/A | N/A | N/A | MA | 023 | SEMA | Massachusetts Electric Company
| NO RESOURCE | 46913 | WOONSOCKET-02895PV190DG | 0.19 | 0.19 | N/A | N/A | N/A | RI | 007 | RI | The Narragansett Electric Company
| NO RESOURCE | 46917 | NEWPORT VINEYARDS-02882PV50DG | 0.05 | 0.05 | N/A | N/A | N/A | RI | 005 | SEMA | The Narragansett Electric Company
| NO RESOURCE | 46926 | STILLWATER-02917PV56DG | 0.056 | 0.056 | N/A | N/A | N/A | RI | 007 | RI | The Narragansett Electric Company
| NO RESOURCE | 46948 | MILFORD IND-01757PV170NM | 0.17 | 0.17 | N/A | N/A | N/A | MA | 027 | RI | Massachusetts Electric Company
| NO RESOURCE | 46949 | NEW SALEM-01452PV675NM | 0.675 | 0.675 | N/A | N/A | N/A | MA | 027 | WMA | Massachusetts Electric Company
| NO RESOURCE | 46951 | OAKFIELD WIND | 135.5 | 135.5 | N/A | N/A | N/A | ME | 003 | BHE | Evergreen Wind Power II, LLC
| NO RESOURCE | 46952 | TOWN OF WENDELL-01876PV260NM | 0.26 | 0.26 | N/A | N/A | N/A | MA | 017 | CMA/NEMA | Massachusetts Electric Company
| NO RESOURCE | 46992 | RIN LOGISTICS-02720PV1500NM | 1.5 | 1.5 | N/A | N/A | N/A | MA | 005 | SEMA | Massachusetts Electric Company
| NO RESOURCE | 46998 | STEERE ELECTRIC-02814PV72DG | 0.072 | 0.072 | N/A | N/A | N/A | RI | 007 | RI | The Narragansett Electric Company
| NO RESOURCE | 47061 | WHITTIER FARMS-01590PV114NM | 0.114 | 0.114 | N/A | N/A | N/A | MA | 027 | CMA/NEMA | Massachusetts Electric Company
| NO RESOURCE | 47095 | MILFORD IND PLAZA-01757PV170NM | 0.17 | 0.17 | N/A | N/A | N/A | MA | 027 | RI | Massachusetts Electric Company
| NO RESOURCE | 47265 | LMP FRANKLIN-02038PV490NM | 0.49 | 0.49 | N/A | N/A | N/A | MA | 021 | RI | Massachusetts Electric Company
| NO RESOURCE | 47281 | SWANSEA MALL-02777PV260QF | 0.26 | 0.26 | N/A | N/A | N/A | MA | 005 | RI | Massachusetts Electric Company
| NO RESOURCE | 47283 | NATIONAL MARKER-02896PV186NM | 0.186 | 0.186 | N/A | N/A | N/A | RI | 007 | RI | The Narragansett Electric Company
| NO RESOURCE | 47284 | LARRY LUNDIN-02333PV180NM | 0.18 | 0.18 | N/A | N/A | N/A | MA | 023 | SEMA | Massachusetts Electric Company
| NO RESOURCE | 47311 | PETERBOROUGH WWTF PV | 0.75 | 0.75 | N/A | N/A | N/A | NH | 011 | NH | Public Service Company of New Hampshire
| NO RESOURCE | 47391 | CHELMSFORD DPW-01824PV335NM | 0.335 | 0.335 | N/A | N/A | N/A | MA | 017 | CMA/NEMA | Massachusetts Electric Company
| NO RESOURCE | 47392 | MCCARTHY SCHOOL-01824PV300NM | 0.3 | 0.3 | N/A | N/A | N/A | MA | 017 | CMA/NEMA | Massachusetts Electric Company
| NO RESOURCE | 47393 | HARRINGTON SCHOOL-01824PV295NM | 0.295 | 0.295 | N/A | N/A | N/A | MA | 017 | CMA/NEMA | Massachusetts Electric Company
| NO RESOURCE | 47399 | NM-BWC ORIGINATION | 0.833 | 0.833 | N/A | N/A | N/A | MA | 015 | WMA | NSTAR Electric Company
| NO RESOURCE | 47407 | NM-LYNN EDWARDS | 0.095 | 0.095 | N/A | N/A | N/A | MA | 015 | WMA | NSTAR Electric Company
| NO RESOURCE | 47410 | CHELMSFORD HIGH-01824PV225NM | 0.225 | 0.225 | N/A | N/A | N/A | MA | 017 | CMA/NEMA | Massachusetts Electric Company
| NO RESOURCE | 47411 | PARKER SCHOOL-01824PV225NM | 0.225 | 0.225 | N/A | N/A | N/A | MA | 017 | CMA/NEMA | Massachusetts Electric Company
| NO RESOURCE | 47412 | BYAM SCHOOL-01824-PV225NM | 0.225 | 0.225 | N/A | N/A | N/A | MA | 017 | CMA/NEMA | Massachusetts Electric Company
| NO RESOURCE | 47420 | NM-TOWN OF LONGMEADOW | 3.34 | 3.34 | N/A | N/A | N/A | MA | 013 | WMA | NSTAR Electric Company
| NO RESOURCE | 47421 | NM-TOWN OF ASHFIELD | 2.5 | 2.5 | N/A | N/A | N/A | MA | 015 | WMA | NSTAR Electric Company
| NO RESOURCE | 47422 | NM-UMASS AMHERST | 2 | 2 | N/A | N/A | N/A | MA | 011 | WMA | NSTAR Electric Company
| NO RESOURCE | 47455 | BROCKTON WALMART-02301PV252QF | 0.252 | 0.252 | N/A | N/A | N/A | MA | 023 | SEMA | Massachusetts Electric Company
| NO RESOURCE | 47477 | TOWN OF WAREHAM 2155 | 4.75 | 4.75 | N/A | N/A | N/A | MA | 023 | SEMA | NSTAR Electric Company
| NO RESOURCE | 47484 | TOWN OF DARTMOUTH 1924 | 2.75 | 2.75 | N/A | N/A | N/A | MA | 005 | SEMA | NSTAR Electric Company
| NO RESOURCE | 47485 | TOWN OF DARTMOUTH 1925 | 4 | 4 | N/A | N/A | N/A | MA | 005 | SEMA | NSTAR Electric Company
| NO RESOURCE | 47486 | PLAINVILLE GAMING-02762PV615QF | 0.615 | 0.615 | N/A | N/A | N/A | MA | 021 | RI | Massachusetts Electric Company
| NO RESOURCE | 47530 | SEEKONK WALMART-02771PV230QF | 0.23 | 0.23 | N/A | N/A | N/A | MA | 005 | RI | Massachusetts Electric Company
| NO RESOURCE | 47699 | H&V-01472ST3519QF | 3.519 | 3.519 | N/A | N/A | N/A | MA | 017 | CMA/NEMA | Massachusetts Electric Company
| NO RESOURCE | 47731 | 245 RIVER STREET PLACE LLC | 0.4 | 0.4 | N/A | N/A | N/A | MA | 027 | WMA | Fitchburg Gas & Electric Light Company
| NO RESOURCE | 47749 | UI RCP BGPT PV | 2.2 | 2.2 | N/A | N/A | N/A | CT | 001 | SWCT | United Illuminating Company, The
| NO RESOURCE | 47752 | AMPERSAND BROOKLYN DAM HYDRO | 0.6 | 0.6 | N/A | N/A | N/A | NH | 007 | NH | Public Service Company of New Hampshire
| NO RESOURCE | 47836 | QUABBIN WIRE-01082PV70NM | 0.07 | 0.07 | N/A | N/A | N/A | MA | 015 | WMA | Massachusetts Electric Company
| NO RESOURCE | 47837 | QUABBIN WIRE-01082PV224NM | 0.224 | 0.224 | N/A | N/A | N/A | MA | 015 | WMA | Massachusetts Electric Company
| NO RESOURCE | 47838 | GOODING FAMILY-02302PV250NM | 0.25 | 0.25 | N/A | N/A | N/A | MA | 023 | SEMA | Massachusetts Electric Company
| NO RESOURCE | 47954 | WINN SOLAR THREE-01841PV115NM | 0.115 | 0.115 | N/A | N/A | N/A | MA | 009 | CMA/NEMA | Massachusetts Electric Company
| NO RESOURCE | 47955 | BELLINGHAM PLAZA-02019PV198QF | 0.198 | 0.198 | N/A | N/A | N/A | MA | 021 | RI | Massachusetts Electric Company
| NO RESOURCE | 47959 | ZORENA-01590PV100NM | 0.1 | 0.1 | N/A | N/A | N/A | MA | 027 | CMA/NEMA | Massachusetts Electric Company
| NO RESOURCE | 47985 | DENNISON LUBRICANT01607PV308QF | 0.308 | 0.308 | N/A | N/A | N/A | MA | 027 | CMA/NEMA | Massachusetts Electric Company
| NO RESOURCE | 47986 | TARGET LEOMINSTER-01453PV184QF | 0.184 | 0.184 | N/A | N/A | N/A | MA | 027 | WMA | Massachusetts Electric Company
| NO RESOURCE | 47991 | SOLTERRA LLC SOLAR PROJECT | 16.53 | 16.53 | N/A | N/A | N/A | MA | 027 | WMA | Clearway Power Marketing LLC
| NO RESOURCE | 47992 | BREAKAWAY ICE-01876PV120NM | 0.12 | 0.12 | N/A | N/A | N/A | MA | 017 | BOSTON | Massachusetts Electric Company
| NO RESOURCE | 47993 | 217 EAST RD SOLAR-01220PV996NM | 0.996 | 0.996 | N/A | N/A | N/A | MA | 003 | WMA | Massachusetts Electric Company
| NO RESOURCE | 48022 | WINN SOLAR THREE-01852PV120NM | 0.12 | 0.12 | N/A | N/A | N/A | MA | 017 | CMA/NEMA | Massachusetts Electric Company
| NO RESOURCE | 48081 | APOLLO SOLAR-01876PV268NM | 0.268 | 0.268 | N/A | N/A | N/A | MA | 017 | CMA/NEMA | Massachusetts Electric Company
| NO RESOURCE | 48082 | HANCOCK WIND | 51 | 51 | N/A | N/A | N/A | ME | 009 | BHE | Hancock Wind, LLC
| NO RESOURCE | 48166 | MAYBURY ASSOC-01028PV250QF | 0.25 | 0.25 | N/A | N/A | N/A | MA | 013 | WMA | Massachusetts Electric Company
| NO RESOURCE | 48167 | RANDOLP & BALDWIN-01432PV80QF | 0.08 | 0.08 | N/A | N/A | N/A | MA | 017 | CMA/NEMA | Massachusetts Electric Company
| NO RESOURCE | 48177 | PARKRIDGE-01835PV92.4QF | 0.092 | 0.092 | N/A | N/A | N/A | MA | 009 | BOSTON | Massachusetts Electric Company
| NO RESOURCE | 48178 | PLAINVILLE TARGET-02762PV414QF | 0.414 | 0.414 | N/A | N/A | N/A | MA | 021 | RI | Massachusetts Electric Company
| NO RESOURCE | 48205 | GENERAL WOODWKNG2-01851PV100NM | 0.1 | 0.1 | N/A | N/A | N/A | MA | 017 | CMA/NEMA | Massachusetts Electric Company
| NO RESOURCE | 48206 | GENERAL WOODWKNG1-01851PV224NM | 0.224 | 0.224 | N/A | N/A | N/A | MA | 017 | CMA/NEMA | Massachusetts Electric Company
| NO RESOURCE | 48221 | 146 SUPPLY CTR-01527PV98NM | 0.098 | 0.098 | N/A | N/A | N/A | MA | 027 | CMA/NEMA | Massachusetts Electric Company
| NO RESOURCE | 48225 | SWANSEA TARGET-02777PV483QF | 0.483 | 0.483 | N/A | N/A | N/A | MA | 005 | RI | Massachusetts Electric Company
| NO RESOURCE | 48226 | UXBRIDGE PRO STGE-01569PV265QF | 0.265 | 0.265 | N/A | N/A | N/A | MA | 027 | RI | Massachusetts Electric Company
| NO RESOURCE | 48239 | CYN OIL CORP-02072PV100NM | 0.1 | 0.1 | N/A | N/A | N/A | MA | 021 | SEMA | Massachusetts Electric Company
| NO RESOURCE | 48249 | WORC BURNCOAT-01606PV252QF | 0.252 | 0.252 | N/A | N/A | N/A | MA | 027 | CMA/NEMA | Massachusetts Electric Company
| NO RESOURCE | 48250 | WORC FOREST GROVE-01605PV87QF | 0.087 | 0.087 | N/A | N/A | N/A | MA | 027 | CMA/NEMA | Massachusetts Electric Company
| NO RESOURCE | 48321 | WORC CHANDLER-01602PV100QF | 0.1 | 0.1 | N/A | N/A | N/A | MA | 027 | CMA/NEMA | Massachusetts Electric Company
| NO RESOURCE | 48400 | SOMERSET SCHOOL-02726PV240NM | 0.24 | 0.24 | N/A | N/A | N/A | MA | 005 | RI | Massachusetts Electric Company
| NO RESOURCE | 48401 | EVERSOURCE PV N2123 | 0.121 | 0.121 | N/A | N/A | N/A | NH | 011 | NH | Public Service Company of New Hampshire
| NO RESOURCE | 48402 | MERCURY WIRE-01562PV224NM | 0.224 | 0.224 | N/A | N/A | N/A | MA | 027 | CMA/NEMA | Massachusetts Electric Company
| NO RESOURCE | 48403 | FACILITY MGT CORP-01747PV200NM | 0.2 | 0.2 | N/A | N/A | N/A | MA | 027 | RI | Massachusetts Electric Company
| NO RESOURCE | 48406 | HERRICKS INC-01364PV112NM | 0.112 | 0.112 | N/A | N/A | N/A | MA | 011 | WMA | Massachusetts Electric Company
| NO RESOURCE | 48407 | ENRIGHT LLC-01879PV300NM | 0.3 | 0.3 | N/A | N/A | N/A | MA | 017 | CMA/NEMA | Massachusetts Electric Company
| NO RESOURCE | 48426 | 19 POND RD LLC-01930PV200NM | 0.2 | 0.2 | N/A | N/A | N/A | MA | 009 | BOSTON | Massachusetts Electric Company
| NO RESOURCE | 48588 | SOLARCITY CORP-01096PV2266NM | 2.266 | 2.266 | N/A | N/A | N/A | MA | 015 | WMA | Massachusetts Electric Company
| NO RESOURCE | 48643 | DURHAM PV N3524 | 0.504 | 0.504 | N/A | N/A | N/A | NH | 017 | NH | Public Service Company of New Hampshire
| NO RESOURCE | 48645 | PISGAH MOUNTAIN WIND | 9.075 | 9.075 | N/A | N/A | N/A | ME | 019 | BHE | SWEB Development USA, LLC
| NO RESOURCE | 48651 | TRINITY EMS-01853PV64.8QF | 0.065 | 0.065 | N/A | N/A | N/A | MA | 017 | CMA/NEMA | Massachusetts Electric Company
| NO RESOURCE | 48659 | MILTON PV N3084 | 0.75 | 0.75 | N/A | N/A | N/A | NH | 017 | NH | Public Service Company of New Hampshire
| NO RESOURCE | 48665 | IMPERIAL DELTAH-02914PV264NM | 0.264 | 0.264 | N/A | N/A | N/A | RI | 007 | RI | The Narragansett Electric Company
| NO RESOURCE | 48675 | HARBOR SOLAR LLC-02324PV989NM | 0.989 | 0.989 | N/A | N/A | N/A | MA | 023 | SEMA | Massachusetts Electric Company
| NO RESOURCE | 48676 | HARBOR SOLAR 2-02324PV1978NM | 1.978 | 1.978 | N/A | N/A | N/A | MA | 023 | SEMA | Massachusetts Electric Company
| NO RESOURCE | 48694 | MERCURY (198)-01543PV2000NM | 2 | 2 | N/A | N/A | N/A | MA | 027 | WMA | Massachusetts Electric Company
| NO RESOURCE | 48697 | MCI TELECOM-01507PV772.8QF | 0.772 | 0.772 | N/A | N/A | N/A | MA | 027 | WMA | Massachusetts Electric Company
| NO RESOURCE | 48722 | BURTON VILLAGE-01452PV96QF | 0.096 | 0.096 | N/A | N/A | N/A | MA | 027 | CMA/NEMA | Massachusetts Electric Company
| NO RESOURCE | 48723 | INDEPENDENCE2575-02072PV1725NM | 1.725 | 1.725 | N/A | N/A | N/A | MA | 021 | SEMA | Massachusetts Electric Company
| NO RESOURCE | 48747 | BRAUNSEXPRESS-01747PV164NM | 0.164 | 0.164 | N/A | N/A | N/A | MA | 027 | RI | Massachusetts Electric Company
| NO RESOURCE | 48750 | BLUEWAVE 8861-01540PV1500NM | 1.5 | 1.5 | N/A | N/A | N/A | MA | 027 | WMA | Massachusetts Electric Company
| NO RESOURCE | 48753 | CEREBRAL PALSY-02072PV112QF | 0.112 | 0.112 | N/A | N/A | N/A | MA | 021 | SEMA | Massachusetts Electric Company
| NO RESOURCE | 48758 | CEDEV.MEETINGST-02905PV75NM | 0.075 | 0.075 | N/A | N/A | N/A | RI | 007 | RI | The Narragansett Electric Company
| NO RESOURCE | 48787 | KNIGHT FARM-02828PV70NM | 0.07 | 0.07 | N/A | N/A | N/A | RI | 007 | RI | The Narragansett Electric Company
| NO RESOURCE | 48788 | HOWLANDASS.-02865PV136NM | 0.136 | 0.136 | N/A | N/A | N/A | RI | 007 | RI | The Narragansett Electric Company
| NO RESOURCE | 48811 | ALVES238E.MAINRD-02842PV86.4NM | 0.086 | 0.086 | N/A | N/A | N/A | RI | 005 | RI | The Narragansett Electric Company
| NO RESOURCE | 48817 | TARGET#T2430-02886PV112NM | 0.112 | 0.112 | N/A | N/A | N/A | RI | 003 | RI | The Narragansett Electric Company
| NO RESOURCE | 48824 | KJA PROPERTIES-02842PV63NM | 0.063 | 0.063 | N/A | N/A | N/A | RI | 005 | SEMA | The Narragansett Electric Company
| NO RESOURCE | 48828 | WINNSOLARWATERST-01604PV75.6NM | 0.076 | 0.076 | N/A | N/A | N/A | MA | 027 | CMA/NEMA | Massachusetts Electric Company
| NO RESOURCE | 48858 | 530MAINSTR.E.LLC-01510PV183NM | 0.183 | 0.183 | N/A | N/A | N/A | MA | 027 | CMA/NEMA | Massachusetts Electric Company
| NO RESOURCE | 48863 | WESTBOROTENNIS-01510PV486QF | 0.486 | 0.486 | N/A | N/A | N/A | MA | 027 | CMA/NEMA | Massachusetts Electric Company
| NO RESOURCE | 48874 | CLARKUNIVERSITY-01610PV140NM | 0.14 | 0.14 | N/A | N/A | N/A | MA | 027 | WMA | Massachusetts Electric Company
| NO RESOURCE | 48879 | WAREHAM_MA1_LLC_ID1972361 | 2 | 2 | N/A | N/A | N/A | MA | 023 | SEMA | NSTAR Electric Company
| NO RESOURCE | 48880 | TOWN_OF_MASHPEE_ID2049 | 1.5 | 1.5 | N/A | N/A | N/A | MA | 001 | SEMA | NSTAR Electric Company
| NO RESOURCE | 48881 | CITY_OF_NEWBEDFORD_ID1939 | 1.5 | 1.5 | N/A | N/A | N/A | MA | 005 | SEMA | NSTAR Electric Company
| NO RESOURCE | 48883 | TOWN_OF_DENNIS_ID1712 | 2.499 | 2.499 | N/A | N/A | N/A | MA | 001 | SEMA | NSTAR Electric Company
| NO RESOURCE | 48885 | UMASS_DARTMOUTH_ID1849 | 4.5 | 4.5 | N/A | N/A | N/A | MA | 005 | SEMA | NSTAR Electric Company
| NO RESOURCE | 48886 | TOWN_OF_SANDWICH_ID2043 | 3.5 | 3.5 | N/A | N/A | N/A | MA | 001 | SEMA | NSTAR Electric Company
| NO RESOURCE | 48887 | PLYMOUTH_PUB_SCHS_ID1895 | 2.9 | 2.9 | N/A | N/A | N/A | MA | 005 | SEMA | NSTAR Electric Company
| NO RESOURCE | 48888 | TOWN_OF_DENNIS_ID2115 | 2.499 | 2.499 | N/A | N/A | N/A | MA | 001 | SEMA | NSTAR Electric Company
| NO RESOURCE | 48913 | VALLEYST.MILL-02909PV98NM | 0.098 | 0.098 | N/A | N/A | N/A | RI | 007 | RI | The Narragansett Electric Company
| NO RESOURCE | 49001 | NEXAMPFACTORYST-02893PV384NM | 0.384 | 0.384 | N/A | N/A | N/A | RI | 003 | RI | The Narragansett Electric Company
| NO RESOURCE | 49010 | ROCHESTER PV N3365 | 0.5 | 0.5 | N/A | N/A | N/A | NH | 017 | NH | Public Service Company of New Hampshire
| NO RESOURCE | 49029 | HOPE FARM SOLAR | 10.4 | 10.4 | N/A | N/A | N/A | RI | 007 | RI | Galt Power Inc.
| NO RESOURCE | 49063 | TOWN_OF_MEDWAY_ID1972386 | 4.5 | 4.5 | N/A | N/A | N/A | MA | 023 | SEMA | NSTAR Electric Company
| NO RESOURCE | 49064 | TOWN_OF_WESTON_ID2055868 | 1.795 | 1.795 | N/A | N/A | N/A | MA | 017 | BOSTON | NSTAR Electric Company
| NO RESOURCE | 49065 | DOVER PV N3015 | 0.267 | 0.267 | N/A | N/A | N/A | NH | 017 | NH | Public Service Company of New Hampshire
| NO RESOURCE | 49070 | TOWN_OF_NEEDHAM_ID1989732 | 3.12 | 3.12 | N/A | N/A | N/A | MA | 021 | BOSTON | NSTAR Electric Company
| NO RESOURCE | 49073 | CES_TIHONET_SOLAR_ID2350 | 1 | 1 | N/A | N/A | N/A | MA | 023 | SEMA | NSTAR Electric Company
| NO RESOURCE | 49074 | WAREHAM_FIRE_DISTRICT_ID2128 | 0.583 | 0.583 | N/A | N/A | N/A | MA | 023 | SEMA | NSTAR Electric Company
| NO RESOURCE | 49075 | TOPEKA_SOLAR1_ID2191 | 1 | 1 | N/A | N/A | N/A | MA | 005 | SEMA | NSTAR Electric Company
| NO RESOURCE | 49076 | MASSDOT_ID1977739 | 0.5 | 0.5 | N/A | N/A | N/A | MA | 023 | SEMA | NSTAR Electric Company
| NO RESOURCE | 49077 | IGS_SOLARLLC_ID2094068 | 0.3 | 0.3 | N/A | N/A | N/A | MA | 001 | SEMA | NSTAR Electric Company
| NO RESOURCE | 49078 | BWC_ORIGIN_FAIRHAVEN_ID1964211 | 0.75 | 0.75 | N/A | N/A | N/A | MA | 005 | SEMA | NSTAR Electric Company
| NO RESOURCE | 49081 | TOWN_OF_DUXBURY_ID2143 | 0.5 | 0.5 | N/A | N/A | N/A | MA | 023 | SEMA | NSTAR Electric Company
| NO RESOURCE | 49082 | GLC_ACUSHNET_ID1819 | 1 | 1 | N/A | N/A | N/A | MA | 023 | SEMA | NSTAR Electric Company
| NO RESOURCE | 49083 | TOWN_OF_CHILMARK_ID1981127 | 0.173 | 0.173 | N/A | N/A | N/A | MA | 007 | SEMA | NSTAR Electric Company
| NO RESOURCE | 49086 | BRALEY_ROAD_SOLAR4_ID1896 | 1 | 1 | N/A | N/A | N/A | MA | 005 | SEMA | NSTAR Electric Company
| NO RESOURCE | 49087 | SIPPICAN_COMM_SOLAR_ID2029145 | 0.783 | 0.783 | N/A | N/A | N/A | MA | 023 | SEMA | NSTAR Electric Company
| NO RESOURCE | 49094 | FRIENDS_ACADEMY_ID2326 | 0.134 | 0.134 | N/A | N/A | N/A | MA | 005 | SEMA | NSTAR Electric Company
| NO RESOURCE | 49096 | MCCARTHY_PROPERTIES_ID2077939 | 0.2 | 0.2 | N/A | N/A | N/A | MA | 023 | SEMA | NSTAR Electric Company
| NO RESOURCE | 49097 | 815_MAIN_ST_SOLARLLC_ID2077567 | 0.13 | 0.13 | N/A | N/A | N/A | MA | 023 | SEMA | NSTAR Electric Company
| NO RESOURCE | 49197 | SHREDKING-02343PV180NM | 0.18 | 0.18 | N/A | N/A | N/A | MA | 021 | SEMA | Massachusetts Electric Company
| NO RESOURCE | 49252 | BUXTONRDSOLARLLC-01569PV1000NM | 1 | 1 | N/A | N/A | N/A | MA | 027 | RI | Massachusetts Electric Company
| NO RESOURCE | 49253 | VIRGINIOSARDINIA-01757PV270QF | 0.27 | 0.27 | N/A | N/A | N/A | MA | 027 | RI | Massachusetts Electric Company
| NO RESOURCE | 49255 | CONWELLSEMINARY-01982PV187QF | 0.187 | 0.187 | N/A | N/A | N/A | MA | 009 | BOSTON | Massachusetts Electric Company
| NO RESOURCE | 49260 | USFLUIDS-01028PV110QF | 0.11 | 0.11 | N/A | N/A | N/A | MA | 013 | WMA | Massachusetts Electric Company
| NO RESOURCE | 49276 | ROCKY'SELONGMEADOW-01028PV86QF | 0.086 | 0.086 | N/A | N/A | N/A | MA | 013 | WMA | Massachusetts Electric Company
| NO RESOURCE | 49289 | FUREYROOFINGCO-02888PV29NM | 0.029 | 0.029 | N/A | N/A | N/A | RI | 003 | RI | The Narragansett Electric Company
| NO RESOURCE | 49292 | NATCOPRODUCTS-02893PV375NM | 0.375 | 0.375 | N/A | N/A | N/A | RI | 003 | RI | The Narragansett Electric Company
| NO RESOURCE | 49324 | PITTSFIELD SOLAR | 9.9 | 9.9 | N/A | N/A | N/A | ME | 025 | ME | Cianbro Energy, LLC
| NO RESOURCE | 49328 | MILLREALTYTRUST-02370PV86QF | 0.086 | 0.086 | N/A | N/A | N/A | MA | 023 | SEMA | Massachusetts Electric Company
| NO RESOURCE | 49331 | SHALOMHOUSING-02886WT100NM | 0.1 | 0.1 | N/A | N/A | N/A | RI | 003 | RI | The Narragansett Electric Company
| NO RESOURCE | 49354 | SEAVIEWINNLLC-02842PV180NM | 0.18 | 0.18 | N/A | N/A | N/A | RI | 005 | SEMA | The Narragansett Electric Company
| NO RESOURCE | 49359 | MILFORDGERIATRIC-01757PV225QF | 0.225 | 0.225 | N/A | N/A | N/A | MA | 027 | RI | Massachusetts Electric Company
| NO RESOURCE | 49361 | CROMWELLVENTURES-02907PV69NM | 0.069 | 0.069 | N/A | N/A | N/A | RI | 007 | RI | The Narragansett Electric Company
| NO RESOURCE | 49370 | 90 WOODS HILL RD. POMFRET CT | 20 | 20 | N/A | N/A | N/A | CT | 015 | CT | Woods Hill Solar, Inc
| NO RESOURCE | 49371 | ECASOLARAFF.INT.-01453PV2800QF | 2.8 | 2.8 | N/A | N/A | N/A | MA | 027 | CMA/NEMA | Massachusetts Electric Company
| NO RESOURCE | 49376 | SYNC.STILLRIVER-01740PV1980NM | 1.98 | 1.98 | N/A | N/A | N/A | MA | 027 | CMA/NEMA | Massachusetts Electric Company
| NO RESOURCE | 49398 | MADBURY PV N5466 | 0.222 | 0.222 | N/A | N/A | N/A | NH | 017 | NH | Public Service Company of New Hampshire
| NO RESOURCE | 49399 | PORTSMOUTH PV N5465A | 0.108 | 0.108 | N/A | N/A | N/A | NH | 015 | NH | Public Service Company of New Hampshire
| NO RESOURCE | 49400 | PORTSMOUTH PV N5465 | 0.144 | 0.144 | N/A | N/A | N/A | NH | 015 | NH | Public Service Company of New Hampshire
| NO RESOURCE | 49401 | ROCHESTER PV N5486 | 0.2 | 0.2 | N/A | N/A | N/A | NH | 017 | NH | Public Service Company of New Hampshire
| NO RESOURCE | 49402 | NASHUA PV N5606 | 0.833 | 0.833 | N/A | N/A | N/A | NH | 011 | VT | Public Service Company of New Hampshire
| NO RESOURCE | 49404 | PKPROPERTIES-02914PV120NM | 0.12 | 0.12 | N/A | N/A | N/A | RI | 007 | RI | The Narragansett Electric Company
| NO RESOURCE | 49405 | SFP&L HYDRO | 0.189 | 0.189 | N/A | N/A | N/A | NH | 017 | NH | Public Service Company of New Hampshire
| NO RESOURCE | 49409 | GMHMIL.HOUSING-02842PV612NM | 0.612 | 0.612 | N/A | N/A | N/A | RI | 005 | SEMA | The Narragansett Electric Company
| NO RESOURCE | 49411 | NBC COV WIND | 4.5 | 4.5 | N/A | N/A | N/A | RI | 003 | RI | Green Development, LLC
| NO RESOURCE | 49412 | W WARWICK COV WIND | 4.5 | 4.5 | N/A | N/A | N/A | RI | 003 | RI | Green Development, LLC
| NO RESOURCE | 49413 | WED COV WIND | 6 | 6 | N/A | N/A | N/A | RI | 003 | RI | Green Development, LLC
| NO RESOURCE | 49414 | LUCY'SHEARTH-02842PV29NM | 0.029 | 0.029 | N/A | N/A | N/A | RI | 005 | SEMA | The Narragansett Electric Company
| NO RESOURCE | 49427 | ANWELT APTS PV | 0.185 | 0.185 | N/A | N/A | N/A | MA | 027 | WMA | Fitchburg Gas & Electric Light Company
| NO RESOURCE | 49428 | REM.PUBLICATION-01028PV73QF | 0.073 | 0.073 | N/A | N/A | N/A | MA | 013 | WMA | Massachusetts Electric Company
| NO RESOURCE | 49512 | SCHNEIDERELECF-01801PV143QF | 0.143 | 0.143 | N/A | N/A | N/A | MA | 017 | CMA/NEMA | Massachusetts Electric Company
| NO RESOURCE | 49513 | SCHNEIDERELECA&B-01810PV161QF | 0.161 | 0.161 | N/A | N/A | N/A | MA | 017 | CMA/NEMA | Massachusetts Electric Company
| NO RESOURCE | 49637 | EQUITYINDUSTRIAL-02301PV998NM | 0.998 | 0.998 | N/A | N/A | N/A | MA | 023 | SEMA | Massachusetts Electric Company
| NO RESOURCE | 49669 | OUTLANDRENEWABLE-01562PV3000NM | 3 | 3 | N/A | N/A | N/A | MA | 027 | WMA | Massachusetts Electric Company
| NO RESOURCE | 49670 | UNIVERSALFOREST-01007PV144QF | 0.144 | 0.144 | N/A | N/A | N/A | MA | 015 | WMA | Massachusetts Electric Company
| NO RESOURCE | 49687 | OSGOODSOLAR-01845PV4770NM | 4.77 | 4.77 | N/A | N/A | N/A | MA | 009 | BOSTON | Massachusetts Electric Company
| NO RESOURCE | 49689 | PELHAMAVEREALTY-01844PV120QF | 0.12 | 0.12 | N/A | N/A | N/A | MA | 009 | BOSTON | Massachusetts Electric Company
| NO RESOURCE | 49693 | LOWER VILLAGE | 1.4 | 1.4 | N/A | N/A | Historic Capability | NH | 019 | NH | Green Mountain Power Corporation
| NO RESOURCE | 49695 | 225 INDUSTRIAL RD SOLAR | 0.488 | 0.488 | N/A | N/A | N/A | MA | 027 | WMA | Fitchburg Gas & Electric Light Company
| NO RESOURCE | 49768 | AQUIDNECKCUSTOM-02809PV28NM | 0.028 | 0.028 | N/A | N/A | N/A | RI | 001 | RI | The Narragansett Electric Company
| NO RESOURCE | 49863 | STERGISALUMINUM-02703PV250QF | 0.25 | 0.25 | N/A | N/A | N/A | MA | 005 | RI | Massachusetts Electric Company
| NO RESOURCE | 49867 | GIDEONLLC-02189PV428NM | 0.428 | 0.428 | N/A | N/A | N/A | MA | 021 | SEMA | Massachusetts Electric Company
| NO RESOURCE | 49930 | FINEEDGETOOL-02703PV72QF | 0.072 | 0.072 | N/A | N/A | N/A | MA | 005 | RI | Massachusetts Electric Company
| NO RESOURCE | 49931 | KEARSARGEBELL.-02019PV3108NM | 3.108 | 3.108 | N/A | N/A | N/A | MA | 021 | RI | Massachusetts Electric Company
| NO RESOURCE | 50001 | SHEACONCRETE-01913PV80QF | 0.08 | 0.08 | N/A | N/A | N/A | MA | 009 | BOSTON | Massachusetts Electric Company
| NO RESOURCE | 50002 | CURRYHARDWARE-02339PV84QF | 0.084 | 0.084 | N/A | N/A | N/A | MA | 023 | SEMA | Massachusetts Electric Company
| NO RESOURCE | 50048 | UNICORRPACKAGING-01752PV480QF | 0.48 | 0.48 | N/A | N/A | N/A | MA | 017 | CMA/NEMA | Massachusetts Electric Company
| NO RESOURCE | 50057 | ORBITENERGY-02919PV3200DG | 3.2 | 3.2 | N/A | N/A | N/A | RI | 007 | RI | The Narragansett Electric Company
| NO RESOURCE | 50060 | QUALITYDRIVELLC-02865PV1116NM | 1.116 | 1.116 | N/A | N/A | N/A | RI | 007 | RI | The Narragansett Electric Company
| NO RESOURCE | 50073 | BRISTOLBUFFETLLC-02809PV46NM | 0.046 | 0.046 | N/A | N/A | N/A | RI | 001 | RI | The Narragansett Electric Company
| NO RESOURCE | 50078 | EMBRACELOANS#25-02842PV133NM | 0.133 | 0.133 | N/A | N/A | N/A | RI | 005 | SEMA | The Narragansett Electric Company
| NO RESOURCE | 50087 | RGCMILLWESTBLDG36-01845PV108QF | 0.108 | 0.108 | N/A | N/A | N/A | MA | 009 | BOSTON | Massachusetts Electric Company
| NO RESOURCE | 50088 | RICANNONBLDG-02904PV40NM | 0.04 | 0.04 | N/A | N/A | N/A | RI | 007 | RI | The Narragansett Electric Company
| NO RESOURCE | 50094 | NM BIG Y FOODS SOUTHWICK | 1.316 | 1.316 | N/A | N/A | N/A | MA | 013 | WMA | NSTAR Electric Company
| NO RESOURCE | 50120 | MWRAFISHHATCHERY-01082PV65NM | 0.065 | 0.065 | N/A | N/A | N/A | MA | 015 | WMA | Massachusetts Electric Company
| NO RESOURCE | 50129 | GRANITE&MARBLEINC-01507PV100QF | 0.1 | 0.1 | N/A | N/A | N/A | MA | 027 | WMA | Massachusetts Electric Company
| NO RESOURCE | 50133 | TUFTSUNIVERSITY-01536PV2000NM | 2 | 2 | N/A | N/A | N/A | MA | 027 | CMA/NEMA | Massachusetts Electric Company
| NO RESOURCE | 50169 | WESTMINSTERSOLAR-01473PV450NM | 0.45 | 0.45 | N/A | N/A | N/A | MA | 027 | WMA | Massachusetts Electric Company
| NO RESOURCE | 50185 | CECSOLAR#1063-02379PV1656NM | 1.656 | 1.656 | N/A | N/A | N/A | MA | 023 | SEMA | Massachusetts Electric Company
| NO RESOURCE | 50197 | ARDENJEWELRY-02919PV108NM | 0.108 | 0.108 | N/A | N/A | N/A | RI | 007 | RI | The Narragansett Electric Company
| NO RESOURCE | 50202 | WORC.LANDFILL#2-01602PV2100NM | 2.1 | 2.1 | N/A | N/A | N/A | MA | 027 | CMA/NEMA | Massachusetts Electric Company
| NO RESOURCE | 50213 | UPTONSOLARLLC213-01568PV1000NM | 1 | 1 | N/A | N/A | N/A | MA | 027 | RI | Massachusetts Electric Company
| NO RESOURCE | 50215 | UPTONSOLARLLC#2-01568PV1000NM | 1 | 1 | N/A | N/A | N/A | MA | 027 | RI | Massachusetts Electric Company
| NO RESOURCE | 50223 | COV.SCHOOL-SOLECT-02816PV100NM | 0.1 | 0.1 | N/A | N/A | N/A | RI | 003 | RI | The Narragansett Electric Company
| NO RESOURCE | 50230 | EMBRACELOANS110-02842PV133NM | 0.133 | 0.133 | N/A | N/A | N/A | RI | 005 | SEMA | The Narragansett Electric Company
| NO RESOURCE | 50232 | AAANORTHEASTLNC-02915PV150NM | 0.15 | 0.15 | N/A | N/A | N/A | RI | 007 | RI | The Narragansett Electric Company
| NO RESOURCE | 50462 | CASSIOPEIA SOLAR | 1.848 | 1.848 | N/A | N/A | N/A | MA | 017 | WMA | Fitchburg Gas & Electric Light Company
| NO RESOURCE | 50525 | AYERSOLARLLCI-01432PV864NM | 0.864 | 0.864 | N/A | N/A | N/A | MA | 017 | CMA/NEMA | Massachusetts Electric Company
| NO RESOURCE | 50574 | LODESTARSOLAR-01230PV1000NM | 1 | 1 | N/A | N/A | N/A | MA | 003 | WMA | Massachusetts Electric Company
| NO RESOURCE | 50584 | SOLARWAY (PV) | 1 | 1 | N/A | N/A | N/A | MA | 027 | WMA | Fitchburg Gas & Electric Light Company
| NO RESOURCE | 50590 | CLARKUNIV.CHP-01610CHP2000QF | 2 | 2 | N/A | N/A | N/A | MA | 027 | WMA | Massachusetts Electric Company
| NO RESOURCE | 50593 | CHERRYVALLEYSLR-01524PV1000NM | 1 | 1 | N/A | N/A | N/A | MA | 027 | WMA | Massachusetts Electric Company
| NO RESOURCE | 50594 | MILLSCOFFEEROAST-02905PV37.8NM | 0.038 | 0.038 | N/A | N/A | N/A | RI | 007 | RI | The Narragansett Electric Company
| NO RESOURCE | 50595 | FAIRGROUNDSREALTY-02892PV144NM | 0.144 | 0.144 | N/A | N/A | N/A | RI | 009 | RI | The Narragansett Electric Company
| NO RESOURCE | 50598 | EPPING PV N3455 | 0.56 | 0.56 | N/A | N/A | N/A | NH | 015 | NH | Public Service Company of New Hampshire
| NO RESOURCE | 50607 | COMMUNITY HEALTH CONN INC (PV) | 0.168 | 0.168 | N/A | N/A | N/A | MA | 027 | WMA | Fitchburg Gas & Electric Light Company
| NO RESOURCE | 50610 | BWCWADINGRIVER-01756PV1000NM | 1 | 1 | N/A | N/A | N/A | MA | 027 | RI | Massachusetts Electric Company
| NO RESOURCE | 50613 | BWCPROVIDENCEST-01756PV1000NM | 1 | 1 | N/A | N/A | N/A | MA | 027 | RI | Massachusetts Electric Company
| NO RESOURCE | 50617 | HOUSATONICSOLAR1-01266PV2000NM | 2 | 2 | N/A | N/A | N/A | MA | 003 | WMA | Massachusetts Electric Company
| NO RESOURCE | 50626 | WARWICKPOULTRY-02908PV252NM | 0.252 | 0.252 | N/A | N/A | N/A | RI | 007 | RI | The Narragansett Electric Company
| NO RESOURCE | 50628 | BWCTHAYERRD-01756PV1000NM | 1 | 1 | N/A | N/A | N/A | MA | 027 | RI | Massachusetts Electric Company
| NO RESOURCE | 50630 | TIM'S FABRICATORS (PV) | 0.113 | 0.113 | N/A | N/A | N/A | MA | 027 | WMA | Fitchburg Gas & Electric Light Company
| NO RESOURCE | 50637 | PLAINFIELD II WIND | 3 | 3 | N/A | N/A | N/A | RI | 007 | RI | Green Development, LLC
| NO RESOURCE | 50638 | PLAINFIELD I WIND | 3 | 3 | N/A | N/A | N/A | RI | 007 | RI | Green Development, LLC
| NO RESOURCE | 50639 | GREEN HILL WIND | 3 | 3 | N/A | N/A | N/A | RI | 007 | RI | Green Development, LLC
| NO RESOURCE | 50640 | PLAINFIELD III WIND | 3 | 3 | N/A | N/A | N/A | RI | 007 | RI | Green Development, LLC
| NO RESOURCE | 50641 | SHUN III WIND | 3 | 3 | N/A | N/A | N/A | RI | 007 | RI | Green Development, LLC
| NO RESOURCE | 50642 | SHUN II WIND | 3 | 3 | N/A | N/A | N/A | RI | 007 | RI | Green Development, LLC
| NO RESOURCE | 50643 | SHUN I WIND | 3 | 3 | N/A | N/A | N/A | RI | 007 | RI | Green Development, LLC
| NO RESOURCE | 50645 | NRG_COMM_HOST_ID2137495 | 1.86 | 1.86 | N/A | N/A | N/A | MA | 023 | SEMA | NSTAR Electric Company
| NO RESOURCE | 50649 | CEC_SOLAR_1114_ID2093189 | 1.692 | 1.692 | N/A | N/A | N/A | MA | 005 | SEMA | NSTAR Electric Company
| NO RESOURCE | 50654 | WESTPORT_MA1-2_LLC_ID2068650 | 2.55 | 2.55 | N/A | N/A | N/A | MA | 005 | SEMA | NSTAR Electric Company
| NO RESOURCE | 50655 | CEC_SOLAR_1040-1041_ID2020238 | 1.57 | 1.57 | N/A | N/A | N/A | MA | 023 | SEMA | NSTAR Electric Company
| NO RESOURCE | 50659 | THE_BOG_LLC_ID2117310 | 0.48 | 0.48 | N/A | N/A | N/A | MA | 023 | SEMA | NSTAR Electric Company
| NO RESOURCE | 50670 | CARVER_MA_1_LLC_ID2108025 | 2 | 2 | N/A | N/A | N/A | MA | 023 | SEMA | NSTAR Electric Company
| NO RESOURCE | 50693 | 195LIBERTYSTRLTY-02301PV259NM | 0.259 | 0.259 | N/A | N/A | N/A | MA | 023 | SEMA | Massachusetts Electric Company
| NO RESOURCE | 50695 | LENOXWILLOWCRK-01240PV606NM | 0.606 | 0.606 | N/A | N/A | N/A | MA | 003 | WMA | Massachusetts Electric Company
| NO RESOURCE | 50699 | KAMMANFOOD-02169PV466.2QF | 0.466 | 0.466 | N/A | N/A | N/A | MA | 021 | SEMA | Massachusetts Electric Company
| NO RESOURCE | 50700 | KLEARVU-02720PV180NM | 0.18 | 0.18 | N/A | N/A | N/A | MA | 005 | SEMA | Massachusetts Electric Company
| NO RESOURCE | 50710 | ISMSOLARDIGHTON2-02715PV2000NM | 2 | 2 | N/A | N/A | N/A | MA | 005 | SEMA | Massachusetts Electric Company
| NO RESOURCE | 50721 | SUNEDISONGRAFTON-01519PV1000NM | 1 | 1 | N/A | N/A | N/A | MA | 027 | CMA/NEMA | Massachusetts Electric Company
| NO RESOURCE | 50722 | AIRDRAULICENG-02368PV109.3QF | 0.109 | 0.109 | N/A | N/A | N/A | MA | 021 | SEMA | Massachusetts Electric Company
| NO RESOURCE | 50724 | 276WEYMOUTHST-02370PV166.5QF | 0.166 | 0.166 | N/A | N/A | N/A | MA | 023 | SEMA | Massachusetts Electric Company
| NO RESOURCE | 50735 | JADEREALTYTRUST-01463PV160QF | 0.16 | 0.16 | N/A | N/A | N/A | MA | 017 | CMA/NEMA | Massachusetts Electric Company
| NO RESOURCE | 50737 | WEBSTERSOLAR-01570PV1000NM | 1 | 1 | N/A | N/A | N/A | MA | 027 | WMA | Massachusetts Electric Company
| NO RESOURCE | 50742 | MCCRACKENFINANC-01821PV112QF | 0.112 | 0.112 | N/A | N/A | N/A | MA | 017 | CMA/NEMA | Massachusetts Electric Company
| NO RESOURCE | 50744 | EASTERNSCHLSOLAR-02356PV189NM | 0.189 | 0.189 | N/A | N/A | N/A | MA | 005 | SEMA | Massachusetts Electric Company
| NO RESOURCE | 50790 | COHASSESOLARLLC-01550PV1000NM | 1 | 1 | N/A | N/A | N/A | MA | 027 | WMA | Massachusetts Electric Company
| NO RESOURCE | 50791 | TOWNOFMILFORD-01757PV168QF | 0.168 | 0.168 | N/A | N/A | N/A | MA | 027 | RI | Massachusetts Electric Company
| NO RESOURCE | 50799 | STORAGEUSA741-02919PV86.4NM | 0.864 | 0.864 | N/A | N/A | N/A | RI | 007 | RI | The Narragansett Electric Company
| NO RESOURCE | 50801 | JJCARDOSI-02915PV69RE | 0.07 | 0.07 | N/A | N/A | N/A | RI | 007 | RI | The Narragansett Electric Company
| NO RESOURCE | 50804 | THURSTONSAILS-02809PV35NM | 0.035 | 0.035 | N/A | N/A | N/A | RI | 001 | RI | The Narragansett Electric Company
| NO RESOURCE | 50808 | WORCESTERSCHOOLS-01065PV339QF | 0.339 | 0.339 | N/A | N/A | N/A | MA | 027 | CMA/NEMA | Massachusetts Electric Company
| NO RESOURCE | 50811 | PROVWATERSUPPLY-02907PV496NM | 0.496 | 0.496 | N/A | N/A | N/A | RI | 007 | RI | The Narragansett Electric Company
| NO RESOURCE | 50812 | 87TOMHARVEYRD-02891PV167NM | 0.167 | 0.167 | N/A | N/A | N/A | RI | 009 | RI | The Narragansett Electric Company
| NO RESOURCE | 50819 | WEDKINGSTOWNWEST-02898PV1500NM | 1.5 | 1.5 | N/A | N/A | N/A | MA | 003 | RI | The Narragansett Electric Company
| NO RESOURCE | 50821 | WEDKINGSTOWNEAST-02898PV3000NM | 3 | 3 | N/A | N/A | N/A | MA | 003 | RI | The Narragansett Electric Company
| NO RESOURCE | 50824 | FOUNDRY01852SOLAR266.400SMAOBC | 0.266 | 0.266 | N/A | N/A | N/A | MA | 017 | CMA/NEMA | Massachusetts Electric Company
| NO RESOURCE | 50825 | ALTERNATEPWR-02147PV995NM | 0.995 | 0.995 | N/A | N/A | N/A | MA | 003 | WMA | Massachusetts Electric Company
| NO RESOURCE | 50828 | STOFRIPOWERS-02908PV140NM | 0.14 | 0.14 | N/A | N/A | N/A | RI | 007 | RI | The Narragansett Electric Company
| NO RESOURCE | 50834 | GOODINGBUSSPACE-02809PV156RE | 0.156 | 0.156 | N/A | N/A | N/A | RI | 001 | RI | The Narragansett Electric Company
| NO RESOURCE | 50866 | WAREHAM 1 | 1.4 | 1.4 | N/A | N/A | N/A | MA | 023 | SEMA | Boston Energy Trading and Marketing LLC
| NO RESOURCE | 50867 | WAREHAM 2 | 1 | 1 | N/A | N/A | N/A | MA | 023 | SEMA | Boston Energy Trading and Marketing LLC
| NO RESOURCE | 50868 | WAREHAM 3 | 1.4 | 1.4 | N/A | N/A | N/A | MA | 023 | SEMA | Boston Energy Trading and Marketing LLC
| NO RESOURCE | 50869 | WAREHAM 4 | 4 | 4 | N/A | N/A | N/A | MA | 023 | SEMA | Boston Energy Trading and Marketing LLC
| NO RESOURCE | 50872 | EXTRASPACESTORAGE-02891PV60NM | 0.058 | 0.058 | N/A | N/A | N/A | RI | 007 | RI | The Narragansett Electric Company
| NO RESOURCE | 50873 | TRSRLTY01851SOLAR231SMAOBC | 0.231 | 0.231 | N/A | N/A | N/A | MA | 017 | CMA/NEMA | Massachusetts Electric Company
| NO RESOURCE | 50880 | TOWNOFWESTERLY-02891PV60NM | 0.06 | 0.06 | N/A | N/A | N/A | RI | 009 | RI | The Narragansett Electric Company
| NO RESOURCE | 50894 | PIERCLEANERS-02879PV35NM | 0.035 | 0.035 | N/A | N/A | N/A | RI | 009 | RI | The Narragansett Electric Company
| NO RESOURCE | 50895 | CELLSIGNALTECH-01915PV128NM | 0.128 | 0.128 | N/A | N/A | N/A | MA | 009 | BOSTON | Massachusetts Electric Company
| NO RESOURCE | 50905 | WFYOUNG-01028PV72QF | 0.072 | 0.072 | N/A | N/A | N/A | MA | 013 | WMA | Massachusetts Electric Company
| NO RESOURCE | 65817 | VCAINC-01060PV72QF | 0.072 | 0.072 | N/A | N/A | N/A | MA | 015 | WMA | Massachusetts Electric Company
| NO RESOURCE | 66005 | SHANIX-02920PV46NM | 0.046 | 0.046 | N/A | N/A | N/A | RI | 007 | RI | The Narragansett Electric Company
| NO RESOURCE | 66076 | HORSESHOEFARM-02891PV46NM | 0.046 | 0.046 | N/A | N/A | N/A | RI | 009 | RI | The Narragansett Electric Company
| NO RESOURCE | 66096 | CHURCHCOMMHOUSING_02878PV43NM | 0.043 | 0.043 | N/A | N/A | N/A | RI | 005 | SEMA | The Narragansett Electric Company
| NO RESOURCE | 66102 | CUMMINGPROP01915PV108SMQF | 0.108 | 0.108 | N/A | N/A | N/A | MA | 009 | BOSTON | Massachusetts Electric Company
| NO RESOURCE | 66105 | CHOICECOLLISION-02885PM98NM | 0.098 | 0.098 | N/A | N/A | N/A | RI | 001 | RI | The Narragansett Electric Company
| NO RESOURCE | 66106 | AMPMAJOEJENNYLLC_01540PV1500NM | 1.5 | 1.5 | N/A | N/A | N/A | MA | 027 | WMA | Massachusetts Electric Company
| NO RESOURCE | 66107 | DIGHTONSCHDEPT_02764PV96QF | 0.096 | 0.096 | N/A | N/A | N/A | MA | 005 | SEMA | Massachusetts Electric Company
| NO RESOURCE | 66108 | STOFRI353-02903PV58NM | 0.058 | 0.058 | N/A | N/A | N/A | RI | 007 | RI | The Narragansett Electric Company
| NO RESOURCE | 66109 | ANDERSONCLARK01915SLR144SMQF | 0.144 | 0.144 | N/A | N/A | N/A | MA | 009 | BOSTON | Massachusetts Electric Company
| NO RESOURCE | 66132 | NM-SA NRG COMMUNITY HOST A | 0.996 | 0.996 | N/A | N/A | N/A | MA | 013 | WMA | NSTAR Electric Company
| NO RESOURCE | 66133 | NM-SA NRG COMMUNITY HOST B | 0.996 | 0.996 | N/A | N/A | N/A | MA | 013 | WMA | NSTAR Electric Company
| NO RESOURCE | 66134 | NM-SA NRG COMMUNITY HOST C | 0.78 | 0.78 | N/A | N/A | N/A | MA | 013 | WMA | NSTAR Electric Company
| NO RESOURCE | 66138 | NM-SA LSDP II, LLC | 4.45 | 4.45 | N/A | N/A | N/A | MA | 011 | WMA | NSTAR Electric Company
| NO RESOURCE | 66139 | NM-SA ALTERNATE POWER- CLOVER | 1.48 | 1.48 | N/A | N/A | N/A | MA | 003 | WMA | NSTAR Electric Company
| NO RESOURCE | 66150 | HANNAFORD192_01826PV100QF | 0.1 | 0.1 | N/A | N/A | N/A | MA | 017 | CMA/NEMA | Massachusetts Electric Company
| NO RESOURCE | 66159 | ABINGTONSCHL_02351PV323QF | 0.323 | 0.323 | N/A | N/A | N/A | MA | 023 | SEMA | Massachusetts Electric Company
| NO RESOURCE | 66160 | COMPLETERECYCLE_02720PV240QF | 0.24 | 0.24 | N/A | N/A | N/A | MA | 005 | SEMA | Massachusetts Electric Company
| NO RESOURCE | 66163 | DOROTHYBECKSCHL_02769PV192QF | 0.192 | 0.192 | N/A | N/A | N/A | MA | 005 | RI | Massachusetts Electric Company
| NO RESOURCE | 66164 | DIGHTONSCHDEPT_02764PV192QF | 0.192 | 0.192 | N/A | N/A | N/A | MA | 005 | SEMA | Massachusetts Electric Company
| NO RESOURCE | 66168 | CHARIHOREGSCHL_02894PV36NM | 0.036 | 0.036 | N/A | N/A | N/A | RI | 009 | RI | The Narragansett Electric Company
| NO RESOURCE | 66169 | ECAMAINLLC_02301PV540NM | 0.54 | 0.54 | N/A | N/A | N/A | MA | 023 | SEMA | Massachusetts Electric Company
| NO RESOURCE | 66170 | KBSURFACESLLC_02876PV216NM | 0.216 | 0.216 | N/A | N/A | N/A | RI | 007 | RI | The Narragansett Electric Company
| NO RESOURCE | 66188 | ECAMAINLLC_02072PV650NM | 0.65 | 0.65 | N/A | N/A | N/A | MA | 021 | SEMA | Massachusetts Electric Company
| NO RESOURCE | 66199 | CHEPACHETPROF_02814PV46NM | 0.046 | 0.046 | N/A | N/A | N/A | RI | 007 | RI | The Narragansett Electric Company
| NO RESOURCE | 66201 | PALMERRVRSCH_02769PV168QF | 0.168 | 0.168 | N/A | N/A | N/A | MA | 005 | RI | Massachusetts Electric Company
| NO RESOURCE | 66213 | UFPTECH_01950PV200QF | 0.2 | 0.2 | N/A | N/A | N/A | MA | 009 | BOSTON | Massachusetts Electric Company
| NO RESOURCE | 66240 | ASAHIAMERICA-01843SOLAR1000NM | 1 | 1 | N/A | N/A | N/A | MA | 009 | CMA/NEMA | Massachusetts Electric Company
| NO RESOURCE | 66241 | JAMESTOWNFOOD-02835SOLAR56NM | 0.56 | 0.56 | N/A | N/A | N/A | RI | 005 | RI | The Narragansett Electric Company
| NO RESOURCE | 66242 | HOME DEPOTMA #2685 - METHUEN | 0.3 | 0.3 | N/A | N/A | N/A | MA | 009 | BOSTON | Yellow Jacket Energy, LLC
| NO RESOURCE | 66244 | HOME DEPOTMA #2684 - WORCESTER | 0.3 | 0.3 | N/A | N/A | N/A | MA | 027 | CMA/NEMA | Yellow Jacket Energy, LLC
| NO RESOURCE | 66245 | HOME DEPOTMA #2615 - SEEKONK | 0.3 | 0.3 | N/A | N/A | N/A | MA | 005 | RI | Yellow Jacket Energy, LLC
| NO RESOURCE | 66259 | BCPSTOR-02921PV120NM | 0.12 | 0.12 | N/A | N/A | N/A | RI | 007 | RI | The Narragansett Electric Company
| NO RESOURCE | 66263 | HEALTHALLIANCE-01453CHP1965QF | 1.965 | 1.965 | N/A | N/A | N/A | MA | 027 | WMA | Massachusetts Electric Company
| NO RESOURCE | 66264 | SUNEDISONRIVERST-01475PV2000NM | 2 | 2 | N/A | N/A | N/A | MA | 027 | WMA | Massachusetts Electric Company
| NO RESOURCE | 66284 | 310COMPASSCIRCLE02852-1(MW)NM | 1 | 1 | N/A | N/A | N/A | RI | 009 | RI | The Narragansett Electric Company
| NO RESOURCE | 66285 | BRUCEDIAMOND-02703PV136QF | 0.136 | 0.136 | N/A | N/A | N/A | MA | 005 | RI | Massachusetts Electric Company
| NO RESOURCE | 67289 | KEARSARGEWPLAINRD01230PV1920NM | 1.92 | 1.92 | N/A | N/A | N/A | MA | 003 | WMA | Massachusetts Electric Company
| NO RESOURCE | 67295 | BIRD_MACHINE_SOLAR_ID2000815 | 3.45 | 3.45 | N/A | N/A | N/A | MA | 021 | SEMA | NSTAR Electric Company
| NO RESOURCE | 67297 | INDIANRUN_02879PV225NM | 0.225 | 0.225 | N/A | N/A | N/A | RI | 009 | RI | The Narragansett Electric Company
| NO RESOURCE | 67298 | ECONOXGRPARCADIA_02832PV154RE | 0.154 | 0.154 | N/A | N/A | N/A | RI | 009 | RI | The Narragansett Electric Company
| NO RESOURCE | 67359 | MAELECPHASE3_01331PV200QF | 0.2 | 0.2 | N/A | N/A | N/A | MA | 027 | WMA | Massachusetts Electric Company
| NO RESOURCE | 67360 | NM-SA PITTSFIELD HOUSING PV | 3.3 | 3.3 | N/A | N/A | N/A | MA | 003 | WMA | NSTAR Electric Company
| NO RESOURCE | 67362 | NM-TR HAMPSHIRE COLLEGETESLA | 2.077 | 2.077 | N/A | N/A | N/A | MA | 015 | WMA | NSTAR Electric Company
| NO RESOURCE | 67364 | NM-SA CITY OF PITTSFIELD SOLAR | 2.34 | 2.34 | N/A | N/A | N/A | MA | 003 | WMA | NSTAR Electric Company
| NO RESOURCE | 67395 | NEWGENDEV_01527PV1000NM | 1 | 1 | N/A | N/A | N/A | MA | 027 | CMA/NEMA | Massachusetts Electric Company
| NO RESOURCE | 67396 | NM-SA HATFIELD RENEWABLES PV | 1.89 | 1.89 | N/A | N/A | N/A | MA | 015 | WMA | NSTAR Electric Company
| NO RESOURCE | 67404 | AMERICANCAPITOL01843SOLAR349NM | 0.349 | 0.349 | N/A | N/A | N/A | MA | 009 | CMA/NEMA | Massachusetts Electric Company
| NO RESOURCE | 67405 | NRGWAUWINETRD01005SOLAR960NM | 0.96 | 0.96 | N/A | N/A | N/A | MA | 027 | WMA | Massachusetts Electric Company
| NO RESOURCE | 67411 | SCHNEIDERELEC_02035PV275QF | 0.275 | 0.275 | N/A | N/A | N/A | MA | 021 | RI | Massachusetts Electric Company
| NO RESOURCE | 67412 | PEACEDALEMILLS02879SOLAR216NM | 0.216 | 0.216 | N/A | N/A | N/A | RI | 009 | RI | The Narragansett Electric Company
| NO RESOURCE | 67413 | ECONOXKENYONLN02833SOLAR216RE | 0.216 | 0.216 | N/A | N/A | N/A | RI | 009 | RI | The Narragansett Electric Company
| NO RESOURCE | 67414 | TOWNOFGRAFTON01569SOLAR1872NM | 1.872 | 1.872 | N/A | N/A | N/A | MA | 027 | RI | Massachusetts Electric Company
| NO RESOURCE | 67431 | SOUTHERNSKY02886SOLAR4992NM | 4.992 | 4.992 | N/A | N/A | N/A | RI | 003 | RI | The Narragansett Electric Company
| NO RESOURCE | 67432 | KEARSARGE02879SOLAR3780NM | 3.78 | 3.78 | N/A | N/A | N/A | RI | 009 | RI | The Narragansett Electric Company
| NO RESOURCE | 67433 | CITYOFNEWTON_ID2148462 | 1.671 | 1.671 | N/A | N/A | N/A | MA | 017 | BOSTON | NSTAR Electric Company
| NO RESOURCE | 67438 | SOUTHERNSKY02904SOLAR2100NM | 2.1 | 2.1 | N/A | N/A | N/A | RI | 007 | RI | The Narragansett Electric Company
| NO RESOURCE | 67439 | FINLAYEXTRACT02852SOLAR133.2NM | 0.133 | 0.133 | N/A | N/A | N/A | RI | 009 | RI | The Narragansett Electric Company
| NO RESOURCE | 67441 | FRAMINGHAMHOUSEAUTH_ID2052252 | 2.413 | 2.413 | N/A | N/A | N/A | MA | 017 | BOSTON | NSTAR Electric Company
| NO RESOURCE | 67442 | UMASSBOSTON_ID1990011 | 3 | 3 | N/A | N/A | N/A | MA | 025 | BOSTON | NSTAR Electric Company
| NO RESOURCE | 67446 | STATEOFRI02920SOLAR84NM | 0.084 | 0.084 | N/A | N/A | N/A | RI | 007 | RI | The Narragansett Electric Company
| NO RESOURCE | 67447 | KEARSARGE02892SOLAR3100NM | 3.1 | 3.1 | N/A | N/A | N/A | RI | 009 | RI | The Narragansett Electric Company
| NO RESOURCE | 67448 | ECONOX02892SOLAR216RE | 0.216 | 0.216 | N/A | N/A | N/A | RI | 009 | RI | The Narragansett Electric Company
| NO RESOURCE | 67459 | MANCHESTERSCL01944SOLAR144QF | 0.144 | 0.144 | N/A | N/A | N/A | MA | 009 | BOSTON | Massachusetts Electric Company
| NO RESOURCE | 67460 | ECONOX02833SOLAR216RE | 0.216 | 0.216 | N/A | N/A | N/A | RI | 009 | RI | The Narragansett Electric Company
| NO RESOURCE | 67462 | NM-SA ALTERNATE POWER-MAPLE | 1.988 | 1.988 | N/A | N/A | N/A | MA | 003 | WMA | NSTAR Electric Company
| NO RESOURCE | 67463 | NM-SA TOWN OF OTIS | 1.5 | 1.5 | N/A | N/A | N/A | MA | 011 | WMA | NSTAR Electric Company
| NO RESOURCE | 67476 | KANESELFST01752SLRSMAOBC | 0.11 | 0.11 | N/A | N/A | N/A | MA | 017 | CMA/NEMA | Massachusetts Electric Company
| NO RESOURCE | 67477 | GRAFTONSEWER01560SOLAR225QF | 0.225 | 0.225 | N/A | N/A | N/A | MA | 027 | RI | Massachusetts Electric Company
| NO RESOURCE | 67478 | LAURELLNREC02892SOLAR106.4NM | 0.106 | 0.106 | N/A | N/A | N/A | RI | 009 | RI | The Narragansett Electric Company
| NO RESOURCE | 67479 | BWCHMLTNBRK02790SLR3500SMTAOBC | 3.5 | 3.5 | N/A | N/A | N/A | MA | 005 | SEMA | Massachusetts Electric Company
| NO RESOURCE | 67487 | CASCO BAY ENERGY STORAGE_GEN | 16.2 | 16.2 | N/A | N/A | N/A | ME | 005 | SME | NextEra Energy Marketing, LLC
| NO RESOURCE | 67499 | STATEOFRI328_01752SOLAR43.2NM | 0.043 | 0.043 | N/A | N/A | N/A | RI | 003 | RI | The Narragansett Electric Company
| NO RESOURCE | 67533 | 150BLACKSTONERVR01607SLR1992NM | 1.992 | 1.992 | N/A | N/A | N/A | MA | 027 | CMA/NEMA | Massachusetts Electric Company
| NO RESOURCE | 67536 | SOUTHERNSKY_01607PV780NM | 0.78 | 0.78 | N/A | N/A | N/A | RI | 003 | RI | The Narragansett Electric Company
| NO RESOURCE | 67537 | CLEANFOOTPRINT1475SOLAR3100NM | 3.1 | 3.1 | N/A | N/A | N/A | MA | 027 | WMA | Massachusetts Electric Company
| NO RESOURCE | 67541 | WESTWOOD SOLAR PV FACILITY | 0.302 | 0.302 | N/A | N/A | Cleared Capacity | MA | 021 | SEMA | NSTAR Electric Company
| NO RESOURCE | 67547 | BWCCTRIVR02790SOLAR2375SMTAOBC | 2.375 | 2.375 | N/A | N/A | N/A | MA | 005 | SEMA | Massachusetts Electric Company
| NO RESOURCE | 67548 | BWCHAMILTONBRK02790SOLAR1000NM | 1 | 1 | N/A | N/A | N/A | MA | 005 | SEMA | Massachusetts Electric Company
| NO RESOURCE | 67550 | D&PLIQUORS02808SOLAR40NM | 0.04 | 0.04 | N/A | N/A | N/A | RI | 009 | RI | The Narragansett Electric Company
| NO RESOURCE | 67553 | HOUSATONICSLR102919SOLAR3000NM | 3 | 3 | N/A | N/A | N/A | RI | 007 | RI | The Narragansett Electric Company
| NO RESOURCE | 67555 | SANDBERGENT02830SOLAR196RE | 0.196 | 0.196 | N/A | N/A | N/A | RI | 007 | RI | The Narragansett Electric Company
| NO RESOURCE | 67557 | FOSTERRNBLS02857SOLAR780RE | 1.56 | 1.56 | N/A | N/A | N/A | RI | 007 | RI | The Narragansett Electric Company
| NO RESOURCE | 67559 | GRANITESTRG02891SOLAR99.9NM | 0.099 | 0.099 | N/A | N/A | N/A | RI | 009 | RI | The Narragansett Electric Company
| NO RESOURCE | 67563 | ECONOXSWITCHRD02832SOLAR216RE | 0.216 | 0.216 | N/A | N/A | N/A | RI | 009 | RI | The Narragansett Electric Company
| NO RESOURCE | 67564 | OCEANSTVET02818SOLAR105.3NM | 0.105 | 0.105 | N/A | N/A | N/A | RI | 003 | RI | The Narragansett Electric Company
| NO RESOURCE | 67565 | BANKOFNEWPORT02842SOLAR300NM | 0.3 | 0.3 | N/A | N/A | N/A | RI | 005 | SEMA | The Narragansett Electric Company
| NO RESOURCE | 67566 | MERRIMACK PV D1123 | 2.4 | 2.4 | N/A | N/A | N/A | NH | 011 | NH | Public Service Company of New Hampshire
| NO RESOURCE | 67568 | CLEANFOOTPRINT2_01506SOLR480NM | 0.48 | 0.48 | N/A | N/A | N/A | MA | 027 | WMA | Massachusetts Electric Company
| NO RESOURCE | 67569 | HUDSONDSGNGRP-01845PV300NM | 0.3 | 0.3 | N/A | N/A | N/A | MA | 009 | BOSTON | Massachusetts Electric Company
| NO RESOURCE | 67570 | RIVERVALLEYSCH01950SOLAR86.4QF | 0.086 | 0.086 | N/A | N/A | N/A | MA | 009 | BOSTON | Massachusetts Electric Company
| NO RESOURCE | 67571 | CLEANFOOTPRINT01506SOLAR480NM | 0.48 | 0.48 | N/A | N/A | N/A | MA | 027 | WMA | Massachusetts Electric Company
| NO RESOURCE | 67574 | BARNSTABLE HSG AUTH ID2038192 | 4.5 | 4.5 | N/A | N/A | N/A | MA | 023 | SEMA | NSTAR Electric Company
| NO RESOURCE | 67575 | NB_REALTY01532SOLAR72QF | 0.072 | 0.072 | N/A | N/A | N/A | MA | 027 | CMA/NEMA | Massachusetts Electric Company
| NO RESOURCE | 67576 | UMASSMEMORIAL01605CHP2649QF | 2.649 | 2.649 | N/A | N/A | N/A | MA | 027 | CMA/NEMA | Massachusetts Electric Company
| NO RESOURCE | 67578 | SW MA SOLAR LLC ID2129908 | 1.25 | 1.25 | N/A | N/A | N/A | MA | 017 | BOSTON | NSTAR Electric Company
| NO RESOURCE | 67579 | CITY OF CAMBRIDGE ID2105436 | 2.28 | 2.28 | N/A | N/A | N/A | MA | 025 | BOSTON | NSTAR Electric Company
| NO RESOURCE | 67580 | AES ENERGY SOLUTIONS ID2061451 | 1.95 | 1.95 | N/A | N/A | N/A | MA | 021 | SEMA | NSTAR Electric Company
| NO RESOURCE | 67581 | CITY OF WOBURN ID2064809 | 2.64 | 2.64 | N/A | N/A | N/A | MA | 017 | BOSTON | NSTAR Electric Company
| NO RESOURCE | 67583 | KEENE PV T0454 | 0.487 | 0.487 | N/A | N/A | N/A | NH | 005 | VT | Public Service Company of New Hampshire
| NO RESOURCE | 67584 | MASSAMERICA02149SLR133.2SMAOBC | 0.133 | 0.133 | N/A | N/A | N/A | MA | 017 | BOSTON | Massachusetts Electric Company
| NO RESOURCE | 67586 | WASHBURNRDSOLARLLC_ID2113074 | 1.98 | 1.98 | N/A | N/A | N/A | MA | 005 | SEMA | NSTAR Electric Company
| NO RESOURCE | 67595 | HANOVERWATER-02339WIND250NM | 0.25 | 0.25 | N/A | N/A | N/A | MA | 023 | SEMA | Massachusetts Electric Company
| NO RESOURCE | 67606 | NSMITHFIELDSLR02896SLR1250NM | 1.25 | 1.25 | N/A | N/A | N/A | RI | 007 | RI | The Narragansett Electric Company
| NO RESOURCE | 67610 | MONARCH01843SOLAR176QF | 0.176 | 0.176 | N/A | N/A | N/A | MA | 009 | CMA/NEMA | Massachusetts Electric Company
| NO RESOURCE | 67615 | FORBESSTSLRLL_02915SOLAR2990RE | 2.99 | 2.99 | N/A | N/A | N/A | RI | 007 | RI | The Narragansett Electric Company
| NO RESOURCE | 67628 | SUNNECTIVITY01379SOLAR1000NM | 1 | 1 | N/A | N/A | N/A | MA | 011 | WMA | Massachusetts Electric Company
| NO RESOURCE | 67629 | AMAZONA02720SOLAR660QF | 0.66 | 0.66 | N/A | N/A | N/A | MA | 005 | SEMA | Massachusetts Electric Company
| NO RESOURCE | 67630 | BARDEN02857SOLAR27.2NM | 0.027 | 0.027 | N/A | N/A | N/A | RI | 007 | RI | The Narragansett Electric Company
| NO RESOURCE | 67635 | GRAFTONTWN01519SOLAR120.7QF | 0.12 | 0.12 | N/A | N/A | N/A | MA | 027 | CMA/NEMA | Massachusetts Electric Company
| NO RESOURCE | 67636 | AMAZONB02720SOLAR960QF | 0.96 | 0.96 | N/A | N/A | N/A | MA | 005 | SEMA | Massachusetts Electric Company
| NO RESOURCE | 67637 | AMAZONC02720SOLAR480QF | 0.48 | 0.48 | N/A | N/A | N/A | MA | 005 | SEMA | Massachusetts Electric Company
| NO RESOURCE | 67638 | CRDMETALWRKS01053SOLAR248QF | 0.248 | 0.248 | N/A | N/A | N/A | MA | 015 | WMA | Massachusetts Electric Company
| NO RESOURCE | 67640 | NRGCOMMHOSTB-C-D_ID2096227 | 3.912 | 3.912 | N/A | N/A | N/A | MA | 023 | SEMA | NSTAR Electric Company
| NO RESOURCE | 67653 | NRGCOMMHOST1-2-3_ID2065453 | 4.95 | 4.95 | N/A | N/A | N/A | MA | 023 | SEMA | NSTAR Electric Company
| NO RESOURCE | 67654 | HERRESHOFF02809SOLAR43.2NM | 0.043 | 0.043 | N/A | N/A | N/A | RI | 001 | RI | The Narragansett Electric Company
| NO RESOURCE | 67655 | SIMONSROCK01230SOLAR304QF | 0.304 | 0.304 | N/A | N/A | N/A | MA | 003 | WMA | Massachusetts Electric Company
| NO RESOURCE | 67684 | SOUTHERNSKY1_02919SOLAR1200NM | 1.2 | 1.2 | N/A | N/A | N/A | RI | 007 | RI | The Narragansett Electric Company
| NO RESOURCE | 67685 | SOUTHRNSKY2_02919SOLAR1620NM | 1.62 | 1.62 | N/A | N/A | N/A | RI | 007 | RI | The Narragansett Electric Company
| NO RESOURCE | 67689 | GREENDVLPMT02865SOLAR3000NM | 3 | 3 | N/A | N/A | N/A | RI | 007 | RI | The Narragansett Electric Company
| NO RESOURCE | 67690 | SOLECT02809SOLAR48.8RE | 0.049 | 0.049 | N/A | N/A | N/A | RI | 001 | RI | The Narragansett Electric Company
| NO RESOURCE | 67692 | NORTHEASTSLR02333SOLAR72AOBC | 0.072 | 0.072 | N/A | N/A | N/A | MA | 023 | SEMA | Massachusetts Electric Company
| NO RESOURCE | 67696 | NM SHARONHSGAUTH1981_ID2100653 | 2.25 | 2.25 | N/A | N/A | N/A | MA | 005 | SEMA | NSTAR Electric Company
| NO RESOURCE | 67699 | NM WESPORTMA3LLC_ID2061122 | 2 | 2 | N/A | N/A | N/A | MA | 005 | SEMA | NSTAR Electric Company
| NO RESOURCE | 67704 | NM TOWNOFFALMOUTH_ID2024739 | 3 | 3 | N/A | N/A | N/A | MA | 001 | SEMA | NSTAR Electric Company
| NO RESOURCE | 67716 | TGDEVELOPERLLC02917SOLAR80RE | 0.08 | 0.08 | N/A | N/A | N/A | RI | 007 | RI | The Narragansett Electric Company
| NO RESOURCE | 67717 | SOUTHCOUNTY02892SOLAR66.6NM | 0.067 | 0.067 | N/A | N/A | N/A | RI | 009 | RI | The Narragansett Electric Company
| NO RESOURCE | 67723 | GUIDOSFRSHMKT01824SOLARR275NM | 0.275 | 0.275 | N/A | N/A | N/A | MA | 003 | WMA | Massachusetts Electric Company
| NO RESOURCE | 67726 | BERKSHIRE WIND PHASE 2 | 4.6 | 4.6 | N/A | N/A | N/A | MA | 003 | WMA | Massachusetts Municipal Wholesale Electric Company
| NO RESOURCE | 67730 | LEONARDLSREAL01915SOLAR150QF | 0.15 | 0.15 | N/A | N/A | N/A | MA | 027 | CMA/NEMA | Massachusetts Electric Company
| NO RESOURCE | 67786 | SUNRAISE01824SLR330SMAOBC | 0.33 | 0.33 | N/A | N/A | N/A | MA | 017 | CMA/NEMA | Massachusetts Electric Company
| NO RESOURCE | 67793 | RICHMONDSLR1_02894SOLAR4005NM | 4.005 | 4.005 | N/A | N/A | N/A | RI | 009 | RI | The Narragansett Electric Company
| NO RESOURCE | 67794 | RICHMONDSLR1_02894SOLAR675RE | 0.675 | 0.675 | N/A | N/A | N/A | RI | 009 | RI | The Narragansett Electric Company
| NO RESOURCE | 67795 | OXFORDLTDRES02905SOLAR43.2RE | 0.043 | 0.043 | N/A | N/A | N/A | RI | 007 | RI | The Narragansett Electric Company
| NO RESOURCE | 67800 | HILLSBOROUGH PV N3085 | 0.664 | 0.664 | N/A | N/A | N/A | NH | 011 | NH | Public Service Company of New Hampshire
| NO RESOURCE | 67802 | NSMITHFIELDSOLR02896SOLAR750RE | 0.75 | 0.75 | N/A | N/A | N/A | RI | 007 | RI | The Narragansett Electric Company
| NO RESOURCE | 67804 | ARKLAND02860SOLAR30NM | 0.03 | 0.03 | N/A | N/A | N/A | RI | 007 | RI | The Narragansett Electric Company
| NO RESOURCE | 67805 | CITYOFHAVERHILL01821SOLAR288NM | 0.288 | 0.288 | N/A | N/A | N/A | MA | 017 | CMA/NEMA | Massachusetts Electric Company
| NO RESOURCE | 67816 | NM CITY OF CAMBRIDGE_ID2124992 | 0.96 | 0.96 | N/A | N/A | N/A | MA | 021 | BOSTON | NSTAR Electric Company
| NO RESOURCE | 67817 | YMCA02148SOLAR150SMQF | 0.15 | 0.15 | N/A | N/A | N/A | MA | 017 | BOSTON | Massachusetts Electric Company
| NO RESOURCE | 67836 | 207HPLLC02871SOLAR198RE | 0.198 | 0.198 | N/A | N/A | N/A | RI | 005 | SEMA | The Narragansett Electric Company
| NO RESOURCE | 67919 | STATEOFRI2809SOLAR50NM | 0.05 | 0.05 | N/A | N/A | N/A | RI | 001 | RI | The Narragansett Electric Company
| NO RESOURCE | 67952 | SOLECTENERGY02809SOLAR40.25RE | 0.043 | 0.043 | N/A | N/A | N/A | RI | 001 | RI | The Narragansett Electric Company
| NO RESOURCE | 68009 | NM MILLIS MA 1 LLC_ID2072811 | 1.002 | 1.002 | N/A | N/A | N/A | MA | 021 | RI | NSTAR Electric Company
| NO RESOURCE | 68029 | NM NRG COMMUNITY_ID2203698 | 1.98 | 1.98 | N/A | N/A | N/A | MA | 017 | RI | NSTAR Electric Company
| NO RESOURCE | 68034 | NM NRG COMM HOST LLC_ID2108032 | 3.984 | 3.984 | N/A | N/A | N/A | MA | 005 | SEMA | NSTAR Electric Company
| NO RESOURCE | 68081 | DIGHTONREHHIGHSOLAR528QF | 0.528 | 0.528 | N/A | N/A | N/A | MA | 005 | SEMA | Massachusetts Electric Company
| NO RESOURCE | 68083 | SUNRAISEDEV01842SOLAR396QF | 0.396 | 0.396 | N/A | N/A | N/A | MA | 017 | CMA/NEMA | Massachusetts Electric Company
| NO RESOURCE | 68111 | SOLECTENERGY02809SOLAR48RE | 0.048 | 0.048 | N/A | N/A | N/A | RI | 001 | RI | The Narragansett Electric Company
| NO RESOURCE | 68118 | OLIARILLC02324SLR200SMQF | 0.2 | 0.2 | N/A | N/A | N/A | MA | 023 | SEMA | Massachusetts Electric Company
| NO RESOURCE | 68120 | SOLECTENERGY02809SOLAR57.5RE | 0.058 | 0.058 | N/A | N/A | N/A | RI | 001 | RI | The Narragansett Electric Company
| NO RESOURCE | 68121 | SHAWFARM012836SOLAR240SMQF | 0.24 | 0.24 | N/A | N/A | N/A | MA | 017 | CMA/NEMA | Massachusetts Electric Company
| NO RESOURCE | 68175 | RESOURCECAP01904SLR66.6SMNM | 0.066 | 0.066 | N/A | N/A | N/A | MA | 009 | BOSTON | Massachusetts Electric Company
| NO RESOURCE | 68182 | JERRYSPAINT02882SOLAR26.88NM | 0.027 | 0.027 | N/A | N/A | N/A | RI | 009 | RI | The Narragansett Electric Company
| NO RESOURCE | 68184 | WALMARTEAST02852SOLAR360NM | 0.36 | 0.36 | N/A | N/A | N/A | RI | 009 | RI | The Narragansett Electric Company
| NO RESOURCE | 68189 | BAYCOAST02878SOLAR26.4NM | 0.026 | 0.026 | N/A | N/A | N/A | RI | 005 | SEMA | The Narragansett Electric Company
| NO RESOURCE | 68191 | HERRICK&WHITE02864SOLAR187NM | 0.187 | 0.187 | N/A | N/A | N/A | RI | 007 | RI | The Narragansett Electric Company
| NO RESOURCE | 68192 | LSDP12LLC01072SOLAR4500NM | 4.5 | 4.5 | N/A | N/A | N/A | MA | 011 | WMA | Massachusetts Electric Company
| NO RESOURCE | 68193 | ZEROPTENG01057SLR2000SMQF | 2 | 2 | N/A | N/A | N/A | MA | 013 | WMA | Massachusetts Electric Company
| NO RESOURCE | 68194 | SOLECTENERGY02766SOLAR998NM | 0.998 | 0.998 | N/A | N/A | N/A | MA | 005 | RI | Massachusetts Electric Company
| NO RESOURCE | 68196 | MILLBURYMA01527SOLAR1000NM | 1 | 1 | N/A | N/A | N/A | MA | 027 | CMA/NEMA | Massachusetts Electric Company
| NO RESOURCE | 68214 | RALCOLND02895SOLAR120NM | 0.12 | 0.12 | N/A | N/A | N/A | RI | 007 | RI | The Narragansett Electric Company
| NO RESOURCE | 68215 | DYNAMICENGY01032SOLAR3995SMQF | 3.995 | 3.995 | N/A | N/A | N/A | MA | 015 | WMA | Massachusetts Electric Company
| NO RESOURCE | 68218 | NATREALTY02914SOLAR500RE | 0.216 | 0.216 | N/A | N/A | N/A | RI | 007 | RI | The Narragansett Electric Company
| NO RESOURCE | 68259 | ECONGRPINC02875SOLAR200RE | 0.2 | 0.2 | N/A | N/A | N/A | RI | 009 | RI | The Narragansett Electric Company
| NO RESOURCE | 68260 | 270 ELECTRIC AVENUE REALTY | 0.24 | 0.24 | N/A | N/A | N/A | MA | 027 | WMA | Fitchburg Gas & Electric Light Company
| NO RESOURCE | 68267 | HANNAFORD01331SOLAR240QF | 0.24 | 0.24 | N/A | N/A | N/A | MA | 027 | WMA | Massachusetts Electric Company
| NO RESOURCE | 68268 | NUMONEINS01757SLR106.6SMQF | 0.107 | 0.107 | N/A | N/A | N/A | MA | 027 | RI | Massachusetts Electric Company
| NO RESOURCE | 68269 | HILLTOPSELF01560SOLAR250SMQF | 0.25 | 0.25 | N/A | N/A | N/A | MA | 027 | RI | Massachusetts Electric Company
| NO RESOURCE | 68270 | BAKEFORDPROP02852SOLAR30 | 0.03 | 0.03 | N/A | N/A | N/A | RI | 009 | RI | The Narragansett Electric Company
| NO RESOURCE | 68293 | TUFTSUNIV02155SOLAR66.6QF | 0.067 | 0.067 | N/A | N/A | N/A | MA | 017 | BOSTON | Massachusetts Electric Company
| NO RESOURCE | 68295 | NM NBEDFORD HSG AUTH_ID2116312 | 1.98 | 1.98 | N/A | N/A | N/A | MA | 023 | SEMA | NSTAR Electric Company
| NO RESOURCE | 68306 | PETERJENCKS02809SOLAR50RE | 0.05 | 0.05 | N/A | N/A | N/A | RI | 001 | RI | The Narragansett Electric Company
| NO RESOURCE | 68308 | WARDHILL01835SOLAR250SMQF | 0.25 | 0.25 | N/A | N/A | N/A | MA | 009 | BOSTON | Massachusetts Electric Company
| NO RESOURCE | 68309 | CAPTONAPART02919SOLAR2010NM | 2.01 | 2.01 | N/A | N/A | N/A | RI | 007 | RI | The Narragansett Electric Company
| NO RESOURCE | 68311 | SMTROMPROP02804SOLAR99.9RE | 0.1 | 0.1 | N/A | N/A | N/A | RI | 009 | RI | The Narragansett Electric Company
| NO RESOURCE | 68313 | ISMSOLARDEV02839SOLAR2540NM | 2.54 | 2.54 | N/A | N/A | N/A | RI | 007 | RI | The Narragansett Electric Company
| NO RESOURCE | 68323 | NEXAMPLLC01543SOLAR2230SMQF | 2 | 2 | N/A | N/A | N/A | MA | 027 | WMA | Massachusetts Electric Company
| NO RESOURCE | 68332 | MANCHAUG01590SOLARSMQF250 | 0.25 | 0.25 | N/A | N/A | N/A | MA | 027 | RI | Massachusetts Electric Company
| NO RESOURCE | 68333 | JHDAVISLLC02860SOLARNM37.8 | 0.037 | 0.037 | N/A | N/A | N/A | RI | 007 | RI | The Narragansett Electric Company
| NO RESOURCE | 68339 | AMERESCO01440SOLAR2500SMQF | 2.5 | 2.5 | N/A | N/A | N/A | MA | 027 | CMA/NEMA | Massachusetts Electric Company
| NO RESOURCE | 68340 | TYNGSBORO01879SOLAR250SMQF | 0.25 | 0.25 | N/A | N/A | N/A | MA | 017 | CMA/NEMA | Massachusetts Electric Company
| NO RESOURCE | 68341 | JPMCARI02914SOLAR144RE | 0.144 | 0.144 | N/A | N/A | N/A | RI | 007 | RI | The Narragansett Electric Company
| NO RESOURCE | 68343 | BELLAENERGY02864SOLAR852RE | 0.852 | 0.852 | N/A | N/A | N/A | RI | 007 | RI | The Narragansett Electric Company
| NO RESOURCE | 68344 | 510PVPROJDEV01069SOLAR3468SMQF | 3.468 | 3.468 | N/A | N/A | N/A | MA | 013 | WMA | Massachusetts Electric Company
| NO RESOURCE | 68356 | TRAWLWORKS02882SOLAR35.4RE | 0.033 | 0.033 | N/A | N/A | N/A | RI | 009 | RI | The Narragansett Electric Company
| NO RESOURCE | 68360 | SOLECTHALEST01830SOLAR150SMQF | 0.15 | 0.15 | N/A | N/A | N/A | MA | 009 | BOSTON | Massachusetts Electric Company
| NO RESOURCE | 68361 | WALMART0288SOLAR360NM | 0.36 | 0.36 | N/A | N/A | N/A | RI | 003 | RI | The Narragansett Electric Company
| NO RESOURCE | 68368 | TRINITYAQ01841SOLAR180QF | 0.18 | 0.18 | N/A | N/A | N/A | MA | 009 | CMA/NEMA | Massachusetts Electric Company
| NO RESOURCE | 68370 | COVENTRYGARDEN01608SOLAR200QF | 0.2 | 0.2 | N/A | N/A | N/A | MA | 027 | CMA/NEMA | Massachusetts Electric Company
| NO RESOURCE | 68372 | SPENCER01562SOLAR995NM | 0.995 | 0.995 | N/A | N/A | N/A | MA | 027 | WMA | Massachusetts Electric Company
| NO RESOURCE | 68373 | MELFORD01851SOLAR73.3QF | 0.073 | 0.073 | N/A | N/A | N/A | MA | 017 | CMA/NEMA | Massachusetts Electric Company
| NO RESOURCE | 68397 | STEDMAN02879SOLAR30NM | 0.03 | 0.03 | N/A | N/A | N/A | RI | 009 | RI | The Narragansett Electric Company
| NO RESOURCE | 68410 | TRIPYRAMID01886SOLAR72SMQF | 0.072 | 0.072 | N/A | N/A | N/A | MA | 017 | CMA/NEMA | Massachusetts Electric Company
| NO RESOURCE | 68414 | UNITEDWATER02840SOLAR272NM | 0.272 | 0.272 | N/A | N/A | N/A | RI | 005 | RI | The Narragansett Electric Company
| NO RESOURCE | 68455 | FEDHILLHSE02909SOLAR50NM | 0.05 | 0.05 | N/A | N/A | N/A | RI | 007 | RI | The Narragansett Electric Company
| NO RESOURCE | 68456 | COLUMBIA02339SOLAR400QF | 0.4 | 0.4 | N/A | N/A | N/A | MA | 023 | SEMA | Massachusetts Electric Company
| NO RESOURCE | 68457 | FOUNDERS02871SOLAR4500QF | 4.5 | 4.5 | N/A | N/A | N/A | RI | 005 | SEMA | The Narragansett Electric Company
| NO RESOURCE | 68470 | RJKELLY041915SOLAR180SMQF | 0.18 | 0.18 | N/A | N/A | N/A | MA | 009 | BOSTON | Massachusetts Electric Company
| NO RESOURCE | 68471 | AUTOZONE02907SOLAR45NM | 0.045 | 0.045 | N/A | N/A | N/A | RI | 007 | RI | The Narragansett Electric Company
| NO RESOURCE | 68481 | REDWOOD02864SOLAR57.6NM | 0.058 | 0.058 | N/A | N/A | N/A | RI | 007 | RI | The Narragansett Electric Company
| NO RESOURCE | 68483 | UNIVERSITY SOLAR 1 | 8 | 8 | N/A | N/A | N/A | RI | 003 | RI | AES Distributed Energy, Inc.
| NO RESOURCE | 68484 | UNIVERSITY SOLAR 2 | 8 | 8 | N/A | N/A | N/A | RI | 003 | RI | AES Distributed Energy, Inc.
| NO RESOURCE | 68485 | UNIVERSITY SOLAR 3 | 8 | 8 | N/A | N/A | N/A | RI | 003 | RI | AES Distributed Energy, Inc.
| NO RESOURCE | 68510 | TRUTH02907SOLAR60RE | 0.06 | 0.06 | N/A | N/A | N/A | RI | 007 | RI | The Narragansett Electric Company
| NO RESOURCE | 68523 | EAST WINCHENDON SOLAR UN2 /NEW | 3.15 | 3.15 | N/A | N/A | N/A | MA | 027 | WMA | AES Distributed Energy, Inc.
| NO RESOURCE | 68524 | EAST WINCHENDON SOLAR UN3 /NEW | 4.89 | 4.89 | N/A | N/A | N/A | MA | 027 | WMA | AES Distributed Energy, Inc.
| NO RESOURCE | 68534 | WINDKIST01845SOLAR77SMQF | 0.077 | 0.077 | N/A | N/A | N/A | MA | 009 | BOSTON | Massachusetts Electric Company
| NO RESOURCE | 68537 | HAVANA02886SOLAR33.6NM | 0.034 | 0.034 | N/A | N/A | N/A | RI | 003 | RI | The Narragansett Electric Company
| NO RESOURCE | 68538 | ARLIN01852SOLAR186SMQF | 0.186 | 0.186 | N/A | N/A | N/A | MA | 017 | CMA/NEMA | Massachusetts Electric Company
| NO RESOURCE | 68544 | CUMMINGS01915SOLAR112.5QF | 0.113 | 0.113 | N/A | N/A | N/A | MA | 009 | BOSTON | Massachusetts Electric Company
| NO RESOURCE | 68547 | BARTLETTS02554SOLAR1000SMQF | 1 | 1 | N/A | N/A | N/A | MA | 019 | SEMA | Massachusetts Electric Company
| NO RESOURCE | 68548 | WHOLEFOODS02176SOLAR120SMQF | 0.12 | 0.12 | N/A | N/A | N/A | MA | 017 | BOSTON | Massachusetts Electric Company
| NO RESOURCE | 68553 | HALIFAX02338SOLAR4950AOBC | 4.95 | 4.95 | N/A | N/A | N/A | MA | 023 | SEMA | Massachusetts Electric Company
| NO RESOURCE | 68554 | OAKSQUARE02898SOLAR780RE | 0.78 | 0.78 | N/A | N/A | N/A | RI | 009 | RI | The Narragansett Electric Company
| NO RESOURCE | 68557 | CENTURY01843SOLAR400QF | 0.4 | 0.4 | N/A | N/A | N/A | MA | 009 | CMA/NEMA | Massachusetts Electric Company
| NO RESOURCE | 68558 | MASSAMER01851SOLAR249.8QF | 0.25 | 0.25 | N/A | N/A | N/A | MA | 017 | CMA/NEMA | Massachusetts Electric Company
| NO RESOURCE | 68559 | MEGAWATT02882SOLAR199.8RE | 0.2 | 0.2 | N/A | N/A | N/A | RI | 009 | RI | The Narragansett Electric Company
| NO RESOURCE | 68560 | DANIELSON02825SOLAR720RE | 0.72 | 0.72 | N/A | N/A | N/A | RI | 007 | RI | The Narragansett Electric Company
| NO RESOURCE | 68561 | CEDNORTH01062SOLAR4320AOBC | 4.32 | 4.32 | N/A | N/A | N/A | MA | 015 | WMA | Massachusetts Electric Company
| NO RESOURCE | 68562 | ARENHALL01453SOLAR200QF | 0.2 | 0.2 | N/A | N/A | N/A | MA | 027 | WMA | Massachusetts Electric Company
| NO RESOURCE | 68563 | MASSAMER01832SOLAR249.8QF | 0.25 | 0.25 | N/A | N/A | N/A | MA | 009 | BOSTON | Massachusetts Electric Company
| NO RESOURCE | 68564 | NORFOLK02375SOLAR250QF | 0.25 | 0.25 | N/A | N/A | N/A | MA | 005 | SEMA | Massachusetts Electric Company
| NO RESOURCE | 68565 | INDEPENDENCE01453SOLAR466.6QF | 0.467 | 0.467 | N/A | N/A | N/A | MA | 027 | CMA/NEMA | Massachusetts Electric Company
| NO RESOURCE | 68566 | GREENDEVELOP02817SOLAR1750NM | 1.75 | 1.75 | N/A | N/A | N/A | RI | 003 | RI | The Narragansett Electric Company
| NO RESOURCE | 68568 | GREENDEVELOP02898SOLAR1250NM | 1.25 | 1.25 | N/A | N/A | N/A | RI | 009 | RI | The Narragansett Electric Company
| NO RESOURCE | 68569 | HIGHST02833SOLAR828RE | 0.72 | 0.72 | N/A | N/A | N/A | RI | 009 | RI | The Narragansett Electric Company
| NO RESOURCE | 68571 | MATT&NICK01062SOLAR498SMQF | 0.498 | 0.498 | N/A | N/A | N/A | MA | 015 | WMA | Massachusetts Electric Company
| NO RESOURCE | 68572 | SOUTHERN02832SOLAR180RE | 0.18 | 0.18 | N/A | N/A | N/A | RI | 009 | RI | The Narragansett Electric Company
| NO RESOURCE | 68573 | PALMER02833SOLAR780RE | 0.78 | 0.78 | N/A | N/A | N/A | RI | 009 | RI | The Narragansett Electric Company
| NO RESOURCE | 68574 | COOLEY02920SOLAR336RE | 0.336 | 0.336 | N/A | N/A | N/A | RI | 007 | RI | The Narragansett Electric Company
| NO RESOURCE | 68575 | HILLSIDE01950SOLAR125QF | 0.125 | 0.125 | N/A | N/A | N/A | MA | 009 | BOSTON | Massachusetts Electric Company
| NO RESOURCE | 68576 | SKGLENROCK02892SOLAR216RE | 0.216 | 0.216 | N/A | N/A | N/A | RI | 009 | RI | The Narragansett Electric Company
| NO RESOURCE | 68577 | WOODSAMBUL01440SOLAR100SMQF | 0.1 | 0.1 | N/A | N/A | N/A | MA | 027 | CMA/NEMA | Massachusetts Electric Company
| NO RESOURCE | 68578 | PVPROJECT02375SOLAR990QF | 0.99 | 0.99 | N/A | N/A | N/A | MA | 005 | SEMA | Massachusetts Electric Company
| NO RESOURCE | 68579 | GREENDEVLOP02879SOLAR630RE | 0.63 | 0.63 | N/A | N/A | N/A | RI | 009 | RI | The Narragansett Electric Company
| NO RESOURCE | 68580 | AUBURN01501SOLAR276.4QF | 0.276 | 0.276 | N/A | N/A | N/A | MA | 027 | WMA | Massachusetts Electric Company
| NO RESOURCE | 68584 | SOCOREA01475SOLAR984QF | 0.984 | 0.984 | N/A | N/A | N/A | MA | 027 | WMA | Massachusetts Electric Company
| NO RESOURCE | 68587 | SKFAIRGROUNDS02892SOLAR216RE | 0.216 | 0.216 | N/A | N/A | N/A | RI | 009 | RI | The Narragansett Electric Company
| NO RESOURCE | 68588 | ALECXANDRO01507SOLAR496QF | 0.496 | 0.496 | N/A | N/A | N/A | MA | 027 | WMA | Massachusetts Electric Company
| NO RESOURCE | 68589 | SMTROMBINO02808SOLAR800RE | 0.8 | 0.8 | N/A | N/A | N/A | RI | 009 | RI | The Narragansett Electric Company
| NO RESOURCE | 68590 | HOLTROAD01845SOLAR249SMQF | 0.249 | 0.249 | N/A | N/A | N/A | MA | 009 | BOSTON | Massachusetts Electric Company
| NO RESOURCE | 68591 | NM CARVER MA 2 LLC_ID2221535 | 2 | 2 | N/A | N/A | N/A | MA | 023 | SEMA | NSTAR Electric Company
| NO RESOURCE | 68592 | NM PLYMOUTH HSG AUTH_ID1992844 | 4.95 | 4.95 | N/A | N/A | N/A | MA | 023 | SEMA | NSTAR Electric Company
| NO RESOURCE | 68593 | NM HOPKINTON MA1 LLC_ID2189509 | 2 | 2 | N/A | N/A | N/A | MA | 017 | RI | NSTAR Electric Company
| NO RESOURCE | 68594 | NM FAIRHAVENHSGAUTH ID2051477 | 2 | 2 | N/A | N/A | N/A | MA | 023 | SEMA | NSTAR Electric Company
| NO RESOURCE | 68595 | ECOGY01069SOLAR432.9QF | 0.433 | 0.433 | N/A | N/A | N/A | MA | 013 | WMA | Massachusetts Electric Company
| NO RESOURCE | 68596 | HASTINGS01756SOLAR240SMQF | 0.24 | 0.24 | N/A | N/A | N/A | MA | 027 | RI | Massachusetts Electric Company
| NO RESOURCE | 68597 | PVPROJECT01507SOLAR2980QF | 1.98 | 1.98 | N/A | N/A | N/A | MA | 027 | WMA | Massachusetts Electric Company
| NO RESOURCE | 68599 | SHEAHAN02895SOLAR30NM | 0.03 | 0.03 | N/A | N/A | N/A | RI | 007 | RI | The Narragansett Electric Company
| NO RESOURCE | 68600 | SM_NM POPE FRANCIS H.SCHOOL PV | 0.1 | 0.1 | N/A | N/A | N/A | MA | 013 | WMA | NSTAR Electric Company
| NO RESOURCE | 68601 | SM_AOBC-GREEN EARTH ENERGY PV | 0.24 | 0.24 | N/A | N/A | N/A | MA | 013 | WMA | NSTAR Electric Company
| NO RESOURCE | 68602 | SM_AOBC ALTUS POWER AMERICA PV | 1 | 1 | N/A | N/A | N/A | MA | 013 | WMA | NSTAR Electric Company
| NO RESOURCE | 68603 | SM_NM FIVE COLLEGE FARMS PV | 0.4 | 0.4 | N/A | N/A | N/A | MA | 015 | WMA | NSTAR Electric Company
| NO RESOURCE | 68604 | SM_NM RICHMOND SCHOOL PV | 0.098 | 0.098 | N/A | N/A | N/A | MA | 003 | WMA | NSTAR Electric Company
| NO RESOURCE | 68605 | SOCORE01475SOLAR984NM | 0.984 | 0.984 | N/A | N/A | N/A | MA | 027 | WMA | Massachusetts Electric Company
| NO RESOURCE | 68606 | SM_AOBC-MONTAGUE ROAD SOLAR | 3.12 | 3.12 | N/A | N/A | N/A | MA | 015 | WMA | NSTAR Electric Company
| NO RESOURCE | 68607 | SM_AOBC-DORADO SOLAR LLC | 2 | 2 | N/A | N/A | N/A | MA | 013 | WMA | NSTAR Electric Company
| NO RESOURCE | 68608 | SM_AOBC-DRACO SOLAR LLC | 2 | 2 | N/A | N/A | N/A | MA | 013 | WMA | NSTAR Electric Company
| NO RESOURCE | 68609 | SM_AOBC-LSE FORMAX LLC | 4.98 | 4.98 | N/A | N/A | N/A | MA | 015 | WMA | NSTAR Electric Company
| NO RESOURCE | 68610 | SM_P2-LONG PLAIN SOLAR LLC | 2 | 2 | N/A | N/A | N/A | MA | 011 | WMA | NSTAR Electric Company
| NO RESOURCE | 68611 | SM_AOBC-SYNCARPHA BLANDFORD PV | 4.92 | 4.92 | N/A | N/A | N/A | MA | 013 | WMA | NSTAR Electric Company
| NO RESOURCE | 68612 | WACHUSETT01543SOLAR249QF | 0.249 | 0.249 | N/A | N/A | N/A | MA | 027 | WMA | Massachusetts Electric Company
| NO RESOURCE | 68614 | ECONOXA02879SOLAR120NM | 0.12 | 0.12 | N/A | N/A | N/A | RI | 009 | RI | The Narragansett Electric Company
| NO RESOURCE | 68621 | PVPROJECT01440SOLAR4950QF | 4.95 | 4.95 | N/A | N/A | N/A | MA | 027 | CMA/NEMA | Massachusetts Electric Company
| NO RESOURCE | 68622 | PVPROJECT02762SOLAR7260QF | 4.95 | 4.95 | N/A | N/A | N/A | MA | 021 | RI | Massachusetts Electric Company
| NO RESOURCE | 68626 | NAQUAG01543SOLAR249QF | 0.249 | 0.249 | N/A | N/A | N/A | MA | 027 | WMA | Massachusetts Electric Company
| NO RESOURCE | 68629 | SUNSHINE02852SOLAR66.6NM | 0.067 | 0.067 | N/A | N/A | N/A | RI | 009 | RI | The Narragansett Electric Company
| NO RESOURCE | 68630 | SM_P2 HIXBRIDGESOLAR ID2227530 | 0.48 | 0.48 | N/A | N/A | N/A | MA | 005 | SEMA | NSTAR Electric Company
| NO RESOURCE | 68631 | SM_AOBC ADVANCEENERGYID2257795 | 0.48 | 0.48 | N/A | N/A | N/A | MA | 023 | SEMA | NSTAR Electric Company
| NO RESOURCE | 68637 | DYNAMIC01475SOLAR4980SMQF | 4.98 | 4.98 | N/A | N/A | N/A | MA | 027 | WMA | Massachusetts Electric Company
| NO RESOURCE | 68639 | SM_P2 ECA SEMA WPS 4 ID2231851 | 0.326 | 0.326 | N/A | N/A | N/A | MA | 021 | SEMA | NSTAR Electric Company
| NO RESOURCE | 68640 | SOLECT01821SOLAR250QF | 0.25 | 0.25 | N/A | N/A | N/A | MA | 017 | CMA/NEMA | Massachusetts Electric Company
| NO RESOURCE | 68642 | SM_QF 14 SOUTH ST ID2295385 | 0.266 | 0.266 | N/A | N/A | N/A | MA | 005 | SEMA | NSTAR Electric Company
| NO RESOURCE | 68643 | STOCKBRIDGE01262SOLAR668NM | 0.668 | 0.668 | N/A | N/A | N/A | MA | 003 | WMA | Massachusetts Electric Company
| NO RESOURCE | 68671 | BELL MILL HYDRO | 0.1 | 0.1 | N/A | N/A | N/A | NH | 011 | VT | Public Service Company of New Hampshire
| NO RESOURCE | 68679 | PARTRIDGE01331SOLAR3960QF | 3.96 | 3.96 | N/A | N/A | N/A | MA | 027 | WMA | Massachusetts Electric Company
| NO RESOURCE | 68680 | MALDEN02148SOLAR100QF | 0.1 | 0.1 | N/A | N/A | N/A | MA | 017 | BOSTON | Massachusetts Electric Company
| NO RESOURCE | 68681 | RESTIVO02919SOLAR37.41NM | 0.037 | 0.037 | N/A | N/A | N/A | RI | 007 | RI | The Narragansett Electric Company
| NO RESOURCE | 68693 | OXFORD01540SOLAR4000SMQF | 4 | 4 | N/A | N/A | N/A | MA | 027 | WMA | Massachusetts Electric Company
| NO RESOURCE | 68697 | FITCHBURG RENEWABLES, LLC | 4 | 4 | N/A | N/A | N/A | MA | 027 | WMA | Fitchburg Gas & Electric Light Company
| NO RESOURCE | 68700 | SOLECTA02322SOLAR240QF | 0.24 | 0.24 | N/A | N/A | N/A | MA | 021 | SEMA | Massachusetts Electric Company
| NO RESOURCE | 68763 | CITYOFMED02155SOLAR166.75QF | 0.167 | 0.167 | N/A | N/A | N/A | MA | 017 | BOSTON | Massachusetts Electric Company
| NO RESOURCE | 68764 | NEXTGRID01844SOLAR180QF | 0.18 | 0.18 | N/A | N/A | N/A | MA | 009 | BOSTON | Massachusetts Electric Company
| NO RESOURCE | 68765 | BGPECK01843SOLAR250QF | 0.25 | 0.25 | N/A | N/A | N/A | MA | 009 | CMA/NEMA | Massachusetts Electric Company
| NO RESOURCE | 68766 | ECONOX02895SOLAR200RE | 0.2 | 0.2 | N/A | N/A | N/A | RI | 007 | RI | The Narragansett Electric Company
| NO RESOURCE | 68769 | SCHNEIDER02035NG292QFQF | 0.292 | 0.292 | N/A | N/A | N/A | MA | 021 | RI | Massachusetts Electric Company
| NO RESOURCE | 68770 | SPENCER01562SOLAR2450QF | 2.45 | 2.45 | N/A | N/A | N/A | MA | 027 | WMA | Massachusetts Electric Company
| NO RESOURCE | 13933 | JIMINY PEAK WIND QF | 1.5 | 1.5 | 0 | 0 | N/A | MA | 003 | WMA | Massachusetts Electric Company
| NO RESOURCE | 15462 | HOLY NAME CC JR SR HIGH SCHOOL | 0.6 | 0.6 | 0 | 0 | N/A | MA | 027 | CMA/NEMA | Massachusetts Electric Company
| NO RESOURCE | 16183 | RICHEYWOODWORKINGWIND&PVNM | 0.976 | 0.976 | 0 | 0 | N/A | MA | 009 | BOSTON | Massachusetts Electric Company
| NO RESOURCE | 16386 | NATURE'SCLASSROOM-01507WT185NM | 0.185 | 0.185 | 0 | 0 | N/A | MA | 027 | WMA | Massachusetts Electric Company
| NO RESOURCE | 17085 | AMERESCO-NEWBURYPORT DPW PV QF | 0.095 | 0.095 | 0 | 0 | N/A | MA | 009 | BOSTON | Massachusetts Electric Company
| NO RESOURCE | 37224 | PATRIOT PL. D FOXBORO MA PV | 0.1 | 0.1 | 0 | 0 | N/A | MA | 021 | RI | Massachusetts Electric Company
| NO RESOURCE | 37225 | PATRIOT PL. E FOXBORO MA PV | 0.075 | 0.075 | 0 | 0 | N/A | MA | 021 | RI | Massachusetts Electric Company
| NO RESOURCE | 37226 | PATRIOT PL. F FOXBORO MA PV | 0.1 | 0.1 | 0 | 0 | N/A | MA | 021 | RI | Massachusetts Electric Company
| NO RESOURCE | 37227 | PATRIOT PL. H FOXBORO MA PV | 0.075 | 0.075 | 0 | 0 | N/A | MA | 021 | RI | Massachusetts Electric Company
| NO RESOURCE | 37228 | PATRIOT PL. J FOXBORO MA PV | 0.1 | 0.1 | 0 | 0 | N/A | MA | 021 | RI | Massachusetts Electric Company
| NO RESOURCE | 37267 | SPRUCE ENV HAVERHILL MA PV | 0.082 | 0.082 | 0 | 0 | N/A | MA | 009 | BOSTON | Massachusetts Electric Company
| NO RESOURCE | 37955 | TRANS MED TYNGSBORO MA PV | 0.096 | 0.096 | 0 | 0 | N/A | MA | 017 | CMA/NEMA | Massachusetts Electric Company
| NO RESOURCE | 37956 | PH HENBIL BILLERICA MA PV | 0.075 | 0.075 | 0 | 0 | N/A | MA | 017 | BOSTON | Massachusetts Electric Company
| NO RESOURCE | 37957 | CHELM WTR N CHELMSFORD MA PV | 0.5 | 0.5 | 0 | 0 | N/A | MA | 017 | CMA/NEMA | Massachusetts Electric Company
| NO RESOURCE | 37958 | PETER W ELEM LOWELL MA PV | 0.138 | 0.138 | 0 | 0 | N/A | MA | 017 | CMA/NEMA | Massachusetts Electric Company
| NO RESOURCE | 37959 | CIRCLE FIN NEWBURYPORT MA PV | 0.12 | 0.12 | 0 | 0 | N/A | MA | 009 | BOSTON | Massachusetts Electric Company
| NO RESOURCE | 37966 | LTI HARVARD AP HARVARD MA PV | 0.085 | 0.085 | 0 | 0 | N/A | MA | 027 | CMA/NEMA | Massachusetts Electric Company
| NO RESOURCE | 37967 | HILLSIDE MARLBOROUGH MA PV | 0.125 | 0.125 | 0 | 0 | N/A | MA | 017 | CMA/NEMA | Massachusetts Electric Company
| NO RESOURCE | 37973 | GENERAL MILLS METHUEN MA PV | 0.096 | 0.096 | 0 | 0 | N/A | MA | 009 | BOSTON | Massachusetts Electric Company
| NO RESOURCE | 40085 | QUABBIN 1_ORANGE MA PV NET | 0.095 | 0.095 | 0 | 0 | N/A | MA | 011 | WMA | Massachusetts Electric Company
| NO RESOURCE | 40116 | DELAWARE VALLEY CORP PV | 0.095 | 0.095 | 0 | 0 | N/A | MA | 017 | BOSTON | Massachusetts Electric Company
| NO RESOURCE | 40225 | MILLIPORE PV - BILLERICA | 0.143 | 0.143 | 0 | 0 | N/A | MA | 017 | CMA/NEMA | Massachusetts Electric Company
| NO RESOURCE | 40242 | TANTASQUA JR HIGH_PV | 0.3 | 0.3 | 0 | 0 | N/A | MA | 027 | WMA | Massachusetts Electric Company
| NO RESOURCE | 40251 | VETERAN HOMESTEAD PV | 0.323 | 0.323 | 0 | 0 | N/A | MA | 027 | CMA/NEMA | Massachusetts Electric Company
| NO RESOURCE | 40263 | MATOUK TEXTILE WORKS | 0.084 | 0.084 | 0 | 0 | N/A | MA | 005 | SEMA | Massachusetts Electric Company
| NO RESOURCE | 40270 | TECTA AMERICA | 0.13 | 0.13 | 0 | 0 | N/A | MA | 017 | CMA/NEMA | Massachusetts Electric Company
| NO RESOURCE | 40365 | EAST ISLAND COMMUNITY - PV | 0.1 | 0.1 | 0 | 0 | N/A | MA | 009 | CMA/NEMA | Massachusetts Electric Company
| NO RESOURCE | 40483 | TYNGSBOROUGH SPORTS PV | 0.1 | 0.1 | 0 | 0 | N/A | MA | 017 | CMA/NEMA | Massachusetts Electric Company
| NO RESOURCE | 40485 | LITCHFIELD LEOMINSTER PV | 0.062 | 0.062 | 0 | 0 | N/A | MA | 027 | WMA | Massachusetts Electric Company
| NO RESOURCE | 41782 | PAWTUCKET MEMORIAL ELEM SCH | 0.1 | 0.1 | 0 | 0 | N/A | MA | 017 | CMA/NEMA | Massachusetts Electric Company
| NO RESOURCE | 41783 | PHOENIX FINANCE LLC | 0.19 | 0.19 | 0 | 0 | N/A | MA | 017 | CMA/NEMA | Massachusetts Electric Company
| NO RESOURCE | 41784 | NANTUCKET HIGH SCHOOL | 0.1 | 0.1 | 0 | 0 | N/A | MA | 019 | SEMA | Massachusetts Electric Company
| NO RESOURCE | 41819 | US PACK - PV | 0.2 | 0.2 | 0 | 0 | N/A | MA | 027 | CMA/NEMA | Massachusetts Electric Company
| NO RESOURCE | 41820 | EDMUND TALBOT MS - PV | 0.2 | 0.2 | 0 | 0 | N/A | MA | 005 | SEMA | Massachusetts Electric Company
| NO RESOURCE | 41833 | JEM ELECTRONIS PV | 0.214 | 0.214 | 0 | 0 | N/A | MA | 021 | RI | Massachusetts Electric Company
| NO RESOURCE | 41834 | CLARKE DISTRIBUTION PV | 0.375 | 0.375 | 0 | 0 | N/A | MA | 027 | RI | Massachusetts Electric Company
| NO RESOURCE | 41840 | AERO MANUFACTURING | 0.096 | 0.096 | 0 | 0 | N/A | MA | 009 | BOSTON | Massachusetts Electric Company
| NO RESOURCE | 41843 | NORTHEAST TREATERS | 0.224 | 0.224 | 0 | 0 | N/A | MA | 015 | WMA | Massachusetts Electric Company
| NO RESOURCE | 41844 | LOWELL TRANSIT MGMT PV | 0.5 | 0.5 | 0 | 0 | N/A | MA | 017 | CMA/NEMA | Massachusetts Electric Company
| NO RESOURCE | 41845 | TRADER JOES SAUGUS PV | 0.225 | 0.225 | 0 | 0 | N/A | MA | 009 | BOSTON | Massachusetts Electric Company
| NO RESOURCE | 41846 | KOLLMORGEN PV | 0.21 | 0.21 | 0 | 0 | N/A | MA | 015 | WMA | Massachusetts Electric Company
| NO RESOURCE | 41856 | MASSASOIT COMMUNITY COLLEGE | 0.37 | 0.37 | 0 | 0 | N/A | MA | 023 | SEMA | Massachusetts Electric Company
| NO RESOURCE | 41863 | THE WHEELER SCHOOL | 0.1 | 0.1 | 0 | 0 | N/A | MA | 005 | RI | Massachusetts Electric Company
| NO RESOURCE | 41866 | LOWES HOME CENTER QUINCY - PV | 0.34 | 0.34 | 0 | 0 | N/A | MA | 021 | SEMA | Massachusetts Electric Company
| NO RESOURCE | 41867 | SCITUATE TOWN OF WIND | 1.5 | 1.5 | 0 | 0 | N/A | MA | 023 | SEMA | Massachusetts Electric Company
| NO RESOURCE | 41881 | TOWN OF SWAMPSCOTT HS - PV | 0.35 | 0.35 | 0 | 0 | N/A | MA | 009 | BOSTON | Massachusetts Electric Company
| NO RESOURCE | 41921 | M&I REALTY JAMES ST - PV | 0.2 | 0.2 | 0 | 0 | N/A | MA | 027 | WMA | Massachusetts Electric Company
| NO RESOURCE | 41922 | LIGHTOLIER - WIND | 2 | 2 | 0 | 0 | N/A | MA | 005 | SEMA | Massachusetts Electric Company
| NO RESOURCE | 41924 | COREMARK-PV | 1 | 1 | 0 | 0 | N/A | MA | 027 | RI | Massachusetts Electric Company
| NO RESOURCE | 42043 | SWANSEA WATER DISTRICT | 0.08 | 0.08 | 0 | 0 | N/A | MA | 005 | RI | Massachusetts Electric Company
| NO RESOURCE | 42046 | ST. MARYS HIGH SCHOOL | 0.155 | 0.155 | 0 | 0 | N/A | MA | 009 | BOSTON | Massachusetts Electric Company
| NO RESOURCE | 42091 | QUABOAG REGIONAL HS - PV | 0.096 | 0.096 | 0 | 0 | N/A | MA | 027 | WMA | Massachusetts Electric Company
| NO RESOURCE | 42092 | TOWN OF SUTTON MA PV | 0.175 | 0.175 | 0 | 0 | N/A | MA | 027 | CMA/NEMA | Massachusetts Electric Company
| NO RESOURCE | 42135 | 18 PHOENIX PARK BLDG DEAST & F | 0.1 | 0.1 | 0 | 0 | N/A | MA | 017 | CMA/NEMA | Massachusetts Electric Company
| NO RESOURCE | 42136 | 18 PHOENIX PARK BLDG DEAST & J | 0.1 | 0.1 | 0 | 0 | N/A | MA | 017 | CMA/NEMA | Massachusetts Electric Company
| NO RESOURCE | 42137 | 18 PHOENIX PARK BLDG DWEST | 0.1 | 0.1 | 0 | 0 | N/A | MA | 017 | CMA/NEMA | Massachusetts Electric Company
| NO RESOURCE | 42155 | LEICESTER HS - BWAY RENEWABLE | 0.175 | 0.175 | 0 | 0 | N/A | MA | 027 | WMA | Massachusetts Electric Company
| NO RESOURCE | 42156 | UMASS LOWELL LEITCH HALL | 0.12 | 0.12 | 0 | 0 | N/A | MA | 017 | CMA/NEMA | Massachusetts Electric Company
| NO RESOURCE | 42158 | MOHAWK DRIVE CORPORATION | 0.113 | 0.113 | 0 | 0 | N/A | MA | 027 | CMA/NEMA | Massachusetts Electric Company
| NO RESOURCE | 42201 | MATTHEW KUSS MS | 0.135 | 0.135 | 0 | 0 | N/A | MA | 005 | SEMA | Massachusetts Electric Company
| NO RESOURCE | 42204 | BPV LOWELL | 0.19 | 0.19 | 0 | 0 | N/A | MA | 017 | CMA/NEMA | Massachusetts Electric Company
| NO RESOURCE | 42205 | SALEM STATE UNIVERSITY | 0.164 | 0.164 | 0 | 0 | N/A | MA | 009 | BOSTON | Massachusetts Electric Company
| NO RESOURCE | 42213 | CUMMINGS PROPERTY E GAR | 0.19 | 0.19 | 0 | 0 | N/A | MA | 009 | BOSTON | Massachusetts Electric Company
| NO RESOURCE | 42346 | 3 RIVERS PALMER-SPRINGFLD-PV | 0.582 | 0.582 | 0 | 0 | N/A | MA | 013 | WMA | Massachusetts Electric Company
| NO RESOURCE | 42349 | 15 UNION SOLAR LLC-LAWRENCE-PV | 0.49 | 0.49 | 0 | 0 | N/A | MA | 009 | BOSTON | Massachusetts Electric Company
| NO RESOURCE | 42356 | LEEWOOD SWIX-HAVERHILL-PV | 0.496 | 0.496 | 0 | 0 | N/A | MA | 009 | BOSTON | Massachusetts Electric Company
| NO RESOURCE | 42359 | FOREKICKS-MARLBORO-PV | 0.27 | 0.27 | 0 | 0 | N/A | MA | 017 | CMA/NEMA | Massachusetts Electric Company
| NO RESOURCE | 42360 | 35 LYMAN LLC-NORTHBORO-PV | 0.285 | 0.285 | 0 | 0 | N/A | MA | 027 | CMA/NEMA | Massachusetts Electric Company
| NO RESOURCE | 42385 | CORNER BROOK-MILFORD-PV | 0.155 | 0.155 | 0 | 0 | N/A | MA | 027 | RI | Massachusetts Electric Company
| NO RESOURCE | 42411 | EXTRA SPACE-PLAINVILLE-PV | 0.143 | 0.143 | 0 | 0 | N/A | MA | 021 | RI | Massachusetts Electric Company
| NO RESOURCE | 42412 | EXTRA SPACE-SAUGUS-PV | 0.162 | 0.162 | 0 | 0 | N/A | MA | 009 | BOSTON | Massachusetts Electric Company
| NO RESOURCE | 42413 | 35 LYMAN LLC - ACTIVE | 0.19 | 0.19 | 0 | 0 | N/A | MA | 027 | CMA/NEMA | Massachusetts Electric Company
| NO RESOURCE | 42414 | NE ELECTRO-FALL RIVER-PV | 0.19 | 0.19 | 0 | 0 | N/A | MA | 005 | SEMA | Massachusetts Electric Company
| NO RESOURCE | 42431 | SOLECT PLUMBING-NORWELL-PV | 0.2 | 0.2 | 0 | 0 | N/A | MA | 023 | SEMA | Massachusetts Electric Company
| NO RESOURCE | 42432 | VAUGHN CORP-SALISBURY-PV | 0.19 | 0.19 | 0 | 0 | N/A | MA | 009 | BOSTON | Massachusetts Electric Company
| NO RESOURCE | 42433 | BETHANY CHURCH-MENDON-PV | 0.15 | 0.15 | 0 | 0 | N/A | MA | 027 | RI | Massachusetts Electric Company
| NO RESOURCE | 42438 | EXTRA SPACE-NORTHBORO-PV | 0.155 | 0.155 | 0 | 0 | N/A | MA | 027 | CMA/NEMA | Massachusetts Electric Company
| NO RESOURCE | 42504 | BERKSREGCOM01230SOLAR294.75NM | 0.082 | 0.082 | 0 | 0 | N/A | MA | 003 | WMA | Massachusetts Electric Company
| NO RESOURCE | 42505 | CUMMINGS 1000-BEVERLY-PV | 0.19 | 0.19 | 0 | 0 | N/A | MA | 009 | BOSTON | Massachusetts Electric Company
| NO RESOURCE | 42599 | MAPREMCT-97GREEN-02035-PV | 0.3 | 0.3 | 0 | 0 | N/A | MA | 021 | RI | Massachusetts Electric Company
| NO RESOURCE | 42600 | HOOSACVALREG-0ORCHARD-01225-PV | 0.45 | 0.45 | 0 | 0 | N/A | MA | 003 | WMA | Massachusetts Electric Company
| NO RESOURCE | 42601 | CARLSTROMPM-65FISHER-0158-PV | 0.6 | 0.6 | 0 | 0 | N/A | MA | 027 | CMA/NEMA | Massachusetts Electric Company
| NO RESOURCE | 42602 | KEYPOLYMER-1 JACOB-01843-PV | 0.6 | 0.6 | 0 | 0 | N/A | MA | 009 | CMA/NEMA | Massachusetts Electric Company
| NO RESOURCE | 42611 | AUBUCHON-95AUBUCHON-01473-PV | 0.5 | 0.5 | 0 | 0 | N/A | MA | 027 | CMA/NEMA | Massachusetts Electric Company
| NO RESOURCE | 42613 | AMERICOLD-0PEW-01930-PV | 0.45 | 0.45 | 0 | 0 | N/A | MA | 009 | BOSTON | Massachusetts Electric Company
| NO RESOURCE | 42633 | NORTHBORSPORTS-01532PV300NM | 0.3 | 0.3 | 0 | 0 | N/A | MA | 027 | CMA/NEMA | Massachusetts Electric Company
| NO RESOURCE | 42813 | BIG Y FOODS-02038PV250NM | 0.25 | 0.25 | 0 | 0 | N/A | MA | 021 | RI | Massachusetts Electric Company
| NO RESOURCE | 42814 | SWANSEA REALTY-02777PV315NM | 0.315 | 0.315 | 0 | 0 | N/A | MA | 005 | RI | Massachusetts Electric Company
| NO RESOURCE | 42815 | WILLETTE REALTY-02762PV225NM | 0.225 | 0.225 | 0 | 0 | N/A | MA | 021 | RI | Massachusetts Electric Company
| NO RESOURCE | 42819 | CUMMINGS PROP 1-0195PV224NM | 0.224 | 0.224 | 0 | 0 | N/A | MA | 009 | BOSTON | Massachusetts Electric Company
| NO RESOURCE | 42820 | CUMMINGS PROP 2-01915PV224NM | 0.224 | 0.224 | 0 | 0 | N/A | MA | 009 | BOSTON | Massachusetts Electric Company
| NO RESOURCE | 42822 | CARDINAL SHOE-01840PV250NM | 0.25 | 0.25 | 0 | 0 | N/A | MA | 009 | CMA/NEMA | Massachusetts Electric Company
| NO RESOURCE | 42823 | WALDEN LIBERTY-02038PV231NM | 0.231 | 0.231 | 0 | 0 | N/A | MA | 021 | RI | Massachusetts Electric Company
| NO RESOURCE | 43257 | LEICESTER MS C-01524PV100NM | 0.1 | 0.1 | 0 | 0 | N/A | MA | 027 | WMA | Massachusetts Electric Company
| NO RESOURCE | 43262 | BERKSHIRE SCHL-01257PV1750NM | 1.76 | 1.76 | 0 | 0 | N/A | MA | 003 | WMA | Massachusetts Electric Company
| NO RESOURCE | 43263 | JF WHITE-02702PV86NM | 0.086 | 0.086 | 0 | 0 | N/A | MA | 021 | SEMA | Massachusetts Electric Company
| NO RESOURCE | 43267 | PLANET SUBARU-02339PV75NM | 0.075 | 0.075 | 0 | 0 | N/A | MA | 023 | RI | Massachusetts Electric Company
| NO RESOURCE | 43269 | SIGN DESIGN-02301PV95NM | 0.095 | 0.095 | 0 | 0 | N/A | MA | 023 | SEMA | Massachusetts Electric Company
| NO RESOURCE | 43270 | LEICESTER MS A-01524PV100NM | 0.1 | 0.1 | 0 | 0 | N/A | MA | 027 | WMA | Massachusetts Electric Company
| NO RESOURCE | 43411 | S BARRE-01005PV800NM | 0.8 | 0.8 | 0 | 0 | N/A | MA | 027 | WMA | Massachusetts Electric Company
| NO RESOURCE | 43416 | MIG ACTON-01581PV260NM | 0.26 | 0.26 | 0 | 0 | N/A | MA | 027 | CMA/NEMA | Massachusetts Electric Company
| NO RESOURCE | 43417 | WORCESTER SCHL-01602PV135NM | 0.135 | 0.135 | 0 | 0 | N/A | MA | 027 | CMA/NEMA | Massachusetts Electric Company
| NO RESOURCE | 43418 | FALLON AMB-02169PV116NM | 0.116 | 0.116 | 0 | 0 | N/A | MA | 021 | SEMA | Massachusetts Electric Company
| NO RESOURCE | 43420 | BANNER MOLD-01453PV111NM | 0.111 | 0.111 | 0 | 0 | N/A | MA | 027 | WMA | Massachusetts Electric Company
| NO RESOURCE | 43425 | NPP DEV - 02035PV125NM | 0.125 | 0.125 | 0 | 0 | N/A | MA | 021 | RI | Massachusetts Electric Company
| NO RESOURCE | 43489 | BOST SCIENT-02171PV1100NM | 1.1 | 1.1 | 0 | 0 | N/A | MA | 021 | SEMA | Massachusetts Electric Company
| NO RESOURCE | 43528 | EXTRA SPC MGMT-02035PV102NM | 0.102 | 0.102 | 0 | 0 | N/A | MA | 021 | RI | Massachusetts Electric Company
| NO RESOURCE | 43529 | CREEDON AND CO-01604PV110NM | 0.11 | 0.11 | 0 | 0 | N/A | MA | 027 | CMA/NEMA | Massachusetts Electric Company
| NO RESOURCE | 43556 | CALLAHAN - 02324PV110NM | 0.11 | 0.11 | 0 | 0 | N/A | MA | 023 | SEMA | Massachusetts Electric Company
| NO RESOURCE | 43557 | BRDGWTR RECYCLE-02324PV96NM | 0.096 | 0.096 | 0 | 0 | N/A | MA | 023 | SEMA | Massachusetts Electric Company
| NO RESOURCE | 43558 | COMMERCE GRN-02339PV100NM | 0.1 | 0.1 | 0 | 0 | N/A | MA | 023 | SEMA | Massachusetts Electric Company
| NO RESOURCE | 43603 | WORC GEAR AND RACK-01537PV95NM | 0.095 | 0.095 | 0 | 0 | N/A | MA | 027 | WMA | Massachusetts Electric Company
| NO RESOURCE | 43604 | METRO WST PROVIS-01747PV95NM | 0.095 | 0.095 | 0 | 0 | N/A | MA | 027 | RI | Massachusetts Electric Company
| NO RESOURCE | 43605 | PRECISE PACK-02720PV95NM | 0.095 | 0.095 | 0 | 0 | N/A | MA | 005 | SEMA | Massachusetts Electric Company
| NO RESOURCE | 43606 | CITY NORTHAMPTON-02721PV95NM | 0.095 | 0.095 | 0 | 0 | N/A | MA | 015 | WMA | Massachusetts Electric Company
| NO RESOURCE | 43608 | 35 LYMAN LLC-01532PV95NM | 0.095 | 0.095 | 0 | 0 | N/A | MA | 027 | CMA/NEMA | Massachusetts Electric Company
| NO RESOURCE | 43609 | MA CORRECTIONAL-01440WT3300NM | 3.3 | 3.3 | 0 | 0 | N/A | MA | 027 | WMA | Massachusetts Electric Company
| NO RESOURCE | 43624 | TJ MAXX - 02061PV260NM | 0.26 | 0.26 | 0 | 0 | N/A | MA | 023 | SEMA | Massachusetts Electric Company
| NO RESOURCE | 43653 | 40 WASHINGTON LTD-01581PV750NM | 0.75 | 0.75 | 0 | 0 | N/A | MA | 027 | CMA/NEMA | Massachusetts Electric Company
| NO RESOURCE | 43655 | SPRING HILL FARM-01835PV229NM | 0.229 | 0.229 | 0 | 0 | N/A | MA | 009 | BOSTON | Massachusetts Electric Company
| NO RESOURCE | 43656 | SVC TIRE TRUCK - 01527PV300NM | 0.3 | 0.3 | 0 | 0 | N/A | MA | 027 | CMA/NEMA | Massachusetts Electric Company
| NO RESOURCE | 43686 | SHEA CONCRETE-01913PV300NM | 0.3 | 0.3 | 0 | 0 | N/A | MA | 009 | BOSTON | Massachusetts Electric Company
| NO RESOURCE | 43689 | BOSTON NORTH TECH-01913PV300NM | 0.3 | 0.3 | 0 | 0 | N/A | MA | 009 | BOSTON | Massachusetts Electric Company
| NO RESOURCE | 43690 | OXFORD REALTY-01604PV145NM | 0.145 | 0.145 | 0 | 0 | N/A | MA | 027 | CMA/NEMA | Massachusetts Electric Company
| NO RESOURCE | 43691 | CRAFT INC-02703PV285NM | 0.285 | 0.285 | 0 | 0 | N/A | MA | 005 | RI | Massachusetts Electric Company
| NO RESOURCE | 43695 | KOHLS-01906PV252NM | 0.252 | 0.252 | 0 | 0 | N/A | MA | 009 | BOSTON | Massachusetts Electric Company
| NO RESOURCE | 43696 | STOP AND SHOP-02155PV200NM | 0.2 | 0.2 | 0 | 0 | N/A | MA | 017 | BOSTON | Massachusetts Electric Company
| NO RESOURCE | 43708 | HANNAFORD-02061PV135NM | 0.135 | 0.135 | 0 | 0 | N/A | MA | 023 | SEMA | Massachusetts Electric Company
| NO RESOURCE | 43712 | PHOENIX FIN5-01464PV95NM | 0.095 | 0.095 | 0 | 0 | N/A | MA | 017 | CMA/NEMA | Massachusetts Electric Company
| NO RESOURCE | 43713 | CUMMINGS PROP-01915PV110NM | 0.11 | 0.11 | 0 | 0 | N/A | MA | 009 | BOSTON | Massachusetts Electric Company
| NO RESOURCE | 43714 | EXTRA SPC STOR-02189PV95NM | 0.095 | 0.095 | 0 | 0 | N/A | MA | 021 | SEMA | Massachusetts Electric Company
| NO RESOURCE | 43715 | MILFORD IND-01757PV100NM | 0.1 | 0.1 | 0 | 0 | N/A | MA | 027 | RI | Massachusetts Electric Company
| NO RESOURCE | 43731 | JEFFERSON-02720PV95NM | 0.095 | 0.095 | 0 | 0 | N/A | MA | 005 | SEMA | Massachusetts Electric Company
| NO RESOURCE | 43735 | 28 HASTINGS-01756PV95NM | 0.095 | 0.095 | 0 | 0 | N/A | MA | 027 | RI | Massachusetts Electric Company
| NO RESOURCE | 43747 | PARSONS GRP-01581PV95NM | 0.095 | 0.095 | 0 | 0 | N/A | MA | 027 | CMA/NEMA | Massachusetts Electric Company
| NO RESOURCE | 43748 | ACUMEN-01752PV85NM | 0.085 | 0.085 | 0 | 0 | N/A | MA | 017 | CMA/NEMA | Massachusetts Electric Company
| NO RESOURCE | 43749 | WILVECO-01821PV82NM | 0.082 | 0.082 | 0 | 0 | N/A | MA | 017 | CMA/NEMA | Massachusetts Electric Company
| NO RESOURCE | 43751 | EAGLE LEASE-01540PV95NM | 0.094 | 0.094 | 0 | 0 | N/A | MA | 027 | WMA | Massachusetts Electric Company
| NO RESOURCE | 43752 | EXTRA SPACE-01607PV91.2NM | 0.091 | 0.091 | 0 | 0 | N/A | MA | 027 | CMA/NEMA | Massachusetts Electric Company
| NO RESOURCE | 43766 | EXTRA SPACE-02149PV237NM | 0.237 | 0.237 | 0 | 0 | N/A | MA | 017 | BOSTON | Massachusetts Electric Company
| NO RESOURCE | 43875 | CUMMINGS PROP-01915PV230NM | 0.23 | 0.23 | 0 | 0 | N/A | MA | 009 | BOSTON | Massachusetts Electric Company
| NO RESOURCE | 43876 | KENNEDY CARPET-02189PV95NM | 0.095 | 0.095 | 0 | 0 | N/A | MA | 021 | SEMA | Massachusetts Electric Company
| NO RESOURCE | 43878 | MCI WORLD COMM-01821PV1000NM | 1 | 1 | 0 | 0 | N/A | MA | 017 | CMA/NEMA | Massachusetts Electric Company
| NO RESOURCE | 43917 | CHEER PACK-02397PV1750NM | 1.75 | 1.75 | 0 | 0 | N/A | MA | 023 | SEMA | Massachusetts Electric Company
| NO RESOURCE | 43992 | CITY OF WORCESTER-01603PV135NM | 0.466 | 0.466 | 0 | 0 | N/A | MA | 027 | WMA | Massachusetts Electric Company
| NO RESOURCE | 43995 | NORMANDY GATOR-01752PV100NM | 0.1 | 0.1 | 0 | 0 | N/A | MA | 005 | CMA/NEMA | Massachusetts Electric Company
| NO RESOURCE | 44008 | PWRR-01610PV130NM | 0.13 | 0.13 | 0 | 0 | N/A | MA | 027 | WMA | Massachusetts Electric Company
| NO RESOURCE | 44011 | ENDICOTT-01915PV800NM | 0.8 | 0.8 | 0 | 0 | N/A | MA | 009 | BOSTON | Massachusetts Electric Company
| NO RESOURCE | 44026 | STONEHILL-02356PV84NM | 0.084 | 0.084 | 0 | 0 | N/A | MA | 005 | SEMA | Massachusetts Electric Company
| NO RESOURCE | 44027 | SCITUTATE TENNIS-02066PV281NM | 0.281 | 0.281 | 0 | 0 | N/A | MA | 023 | SEMA | Massachusetts Electric Company
| NO RESOURCE | 44028 | TEAMWORK LABOR-02375PV75NM | 0.075 | 0.075 | 0 | 0 | N/A | MA | 005 | SEMA | Massachusetts Electric Company
| NO RESOURCE | 44029 | C&R TIRE-01606PV81NM | 0.081 | 0.081 | 0 | 0 | N/A | MA | 027 | CMA/NEMA | Massachusetts Electric Company
| NO RESOURCE | 44035 | TOWER SOLAR-02723PV485NM | 0.485 | 0.485 | 0 | 0 | N/A | MA | 005 | SEMA | Massachusetts Electric Company
| NO RESOURCE | 46211 | GIGUERE-01524PV75NM | 0.075 | 0.075 | 0 | 0 | N/A | MA | 027 | WMA | Massachusetts Electric Company
| NO RESOURCE | 46212 | BODWELL REALTY-02322PV75NM | 0.075 | 0.075 | 0 | 0 | N/A | MA | 021 | SEMA | Massachusetts Electric Company
| NO RESOURCE | 46213 | PINGREE SCHOOL-01982PV85NM | 0.085 | 0.085 | 0 | 0 | N/A | MA | 009 | BOSTON | Massachusetts Electric Company
| NO RESOURCE | 46221 | JP SULLIVAN-01432PV90NM | 0.09 | 0.09 | 0 | 0 | N/A | MA | 017 | CMA/NEMA | Massachusetts Electric Company
| NO RESOURCE | 46268 | OLD TIME SPORTS-01952PV150NM | 0.15 | 0.15 | 0 | 0 | N/A | MA | 009 | BOSTON | Massachusetts Electric Company
| NO RESOURCE | 46485 | NPP DEVELOPMENT-02035PV75NM | 0.075 | 0.075 | 0 | 0 | N/A | MA | 021 | RI | Massachusetts Electric Company
| NO RESOURCE | 46486 | WB HUNT-02176PV75NM | 0.075 | 0.075 | 0 | 0 | N/A | MA | 017 | BOSTON | Massachusetts Electric Company
| NO RESOURCE | 46487 | CIDER HILL-01913PV78NM | 0.078 | 0.078 | 0 | 0 | N/A | MA | 009 | BOSTON | Massachusetts Electric Company
| NO RESOURCE | 46537 | CUMMINGS-0191PV82NM | 0.082 | 0.082 | 0 | 0 | N/A | MA | 009 | BOSTON | Massachusetts Electric Company
| NO RESOURCE | 46538 | SILVIA-02720PV75NM | 0.075 | 0.075 | 0 | 0 | N/A | MA | 005 | SEMA | Massachusetts Electric Company
| NO RESOURCE | 46541 | TEKNOR APEX-02703PV75NM | 0.075 | 0.075 | 0 | 0 | N/A | MA | 023 | RI | Massachusetts Electric Company
| NO RESOURCE | 46662 | DISTRIBUTOR CORP-02148PV300NM | 0.3 | 0.3 | 0 | 0 | N/A | MA | 017 | BOSTON | Massachusetts Electric Company
| NO RESOURCE | 46665 | SX INDUSTRIES-02072PV170NM | 0.17 | 0.17 | 0 | 0 | N/A | MA | 021 | SEMA | Massachusetts Electric Company
| NO RESOURCE | 46666 | CUMMINGS-01915PV224NM | 0.224 | 0.224 | 0 | 0 | N/A | MA | 009 | BOSTON | Massachusetts Electric Company
| NO RESOURCE | 46667 | E NAZARENE-02170PV85NM | 0.085 | 0.085 | 0 | 0 | N/A | MA | 021 | SEMA | Massachusetts Electric Company
| NO RESOURCE | 46718 | EXTRA SPACE-02151PV144.3NM | 0.144 | 0.144 | 0 | 0 | N/A | MA | 025 | BOSTON | Massachusetts Electric Company
| NO RESOURCE | 46732 | PIONEER SOLAR-01453PV995NM | 0.995 | 0.995 | 0 | 0 | N/A | MA | 027 | WMA | Massachusetts Electric Company
| NO RESOURCE | 46947 | AMERIPRIDE-01607PV225NM | 0.225 | 0.225 | 0 | 0 | N/A | MA | 027 | CMA/NEMA | Massachusetts Electric Company
| NO RESOURCE | 46953 | MACHINE INC-02072PV75NM | 0.075 | 0.075 | 0 | 0 | N/A | MA | 021 | SEMA | Massachusetts Electric Company
| NO RESOURCE | 46954 | PROTECTOWIRE-02359PV70NM | 0.07 | 0.07 | 0 | 0 | N/A | MA | 023 | SEMA | Massachusetts Electric Company
| NO RESOURCE | 46955 | MASS FISHERIES-01581PV251NM | 0.251 | 0.251 | 0 | 0 | N/A | MA | 027 | CMA/NEMA | Massachusetts Electric Company
| NO RESOURCE | 46982 | GLOBAL LIQUORS-02720PV85NM | 0.085 | 0.085 | 0 | 0 | N/A | MA | 005 | SEMA | Massachusetts Electric Company
| NO RESOURCE | 46993 | PARAGON HOLDINGS-01740PV995NM | 0.995 | 0.995 | 0 | 0 | N/A | MA | 027 | CMA/NEMA | Massachusetts Electric Company
| NO RESOURCE | 47003 | S SHORE MILLWORK-02766PV648NM | 0.648 | 0.648 | 0 | 0 | N/A | MA | 005 | RI | Massachusetts Electric Company
| NO RESOURCE | 47004 | IRON MOUNTAIN-01532PV760NM | 0.76 | 0.76 | 0 | 0 | N/A | MA | 027 | CMA/NEMA | Massachusetts Electric Company
| NO RESOURCE | 47007 | FRANKLIN FORD-02038PV140NM | 0.14 | 0.14 | 0 | 0 | N/A | MA | 021 | RI | Massachusetts Electric Company
| NO RESOURCE | 47008 | MCGEE TOYOTA-02339PV85NM | 0.085 | 0.085 | 0 | 0 | N/A | MA | 023 | RI | Massachusetts Electric Company
| NO RESOURCE | 47032 | ABINGTON TARGET-02351PV418NM | 0.418 | 0.418 | 0 | 0 | N/A | MA | 023 | SEMA | Massachusetts Electric Company
| NO RESOURCE | 47033 | HANOVER TARGET-02339PV441NM | 0.441 | 0.441 | 0 | 0 | N/A | MA | 023 | RI | Massachusetts Electric Company
| NO RESOURCE | 47034 | MARLBORO TARGET-01752PV441NM | 0.441 | 0.441 | 0 | 0 | N/A | MA | 017 | CMA/NEMA | Massachusetts Electric Company
| NO RESOURCE | 47035 | MILFORD TARGET-01757PV302NM | 0.302 | 0.302 | 0 | 0 | N/A | MA | 027 | RI | Massachusetts Electric Company
| NO RESOURCE | 47036 | NORTHBORO WALMART-01532PV368NM | 0.368 | 0.368 | 0 | 0 | N/A | MA | 027 | CMA/NEMA | Massachusetts Electric Company
| NO RESOURCE | 47037 | LYNN WALMART-01905PV232NM | 0.232 | 0.232 | 0 | 0 | N/A | MA | 009 | BOSTON | Massachusetts Electric Company
| NO RESOURCE | 47060 | HANNAFORD FOOD-01535PV120NM | 0.12 | 0.12 | 0 | 0 | N/A | MA | 027 | WMA | Massachusetts Electric Company
| NO RESOURCE | 47063 | SWISS TURN-01540PV100NM | 0.1 | 0.1 | 0 | 0 | N/A | MA | 027 | WMA | Massachusetts Electric Company
| NO RESOURCE | 47064 | 1ST CONGREGATION-02176PV90NM | 0.09 | 0.09 | 0 | 0 | N/A | MA | 017 | BOSTON | Massachusetts Electric Company
| NO RESOURCE | 47092 | 3 VENUS WAY-02703PV750NM | 0.75 | 0.75 | 0 | 0 | N/A | MA | 005 | RI | Massachusetts Electric Company
| NO RESOURCE | 47093 | SWANSEA MALL-02777PV499NM | 0.499 | 0.499 | 0 | 0 | N/A | MA | 005 | RI | Massachusetts Electric Company
| NO RESOURCE | 47094 | MACY'S SAUGUS-01906PV278NM | 0.278 | 0.278 | 0 | 0 | N/A | MA | 009 | BOSTON | Massachusetts Electric Company
| NO RESOURCE | 47096 | JENIKE AND JO-01879PV150NM | 0.15 | 0.15 | 0 | 0 | N/A | MA | 017 | CMA/NEMA | Massachusetts Electric Company
| NO RESOURCE | 47097 | PREFERRED FREEZER-02322PV990NM | 0.99 | 0.99 | 0 | 0 | N/A | MA | 021 | SEMA | Massachusetts Electric Company
| NO RESOURCE | 47126 | CITY OF QUINCY-02171PV132NM | 0.132 | 0.132 | 0 | 0 | N/A | MA | 021 | SEMA | Massachusetts Electric Company
| NO RESOURCE | 47127 | CITY OF QUINCY-02169PV144NM | 0.144 | 0.144 | 0 | 0 | N/A | MA | 021 | SEMA | Massachusetts Electric Company
| NO RESOURCE | 47128 | CITY OF QUINCY-02170PV195NM | 0.195 | 0.195 | 0 | 0 | N/A | MA | 021 | SEMA | Massachusetts Electric Company
| NO RESOURCE | 47129 | CITY OF QUINCY-02169PV129NM | 0.129 | 0.129 | 0 | 0 | N/A | MA | 021 | SEMA | Massachusetts Electric Company
| NO RESOURCE | 47263 | WARILA-01523PV150NM | 0.15 | 0.15 | 0 | 0 | N/A | MA | 027 | CMA/NEMA | Massachusetts Electric Company
| NO RESOURCE | 47264 | MERRIMACK REALITY-01830PV100NM | 0.1 | 0.1 | 0 | 0 | N/A | MA | 009 | BOSTON | Massachusetts Electric Company
| NO RESOURCE | 47266 | EAST COASTWELDING-01950PV100NM | 0.1 | 0.1 | 0 | 0 | N/A | MA | 009 | BOSTON | Massachusetts Electric Company
| NO RESOURCE | 47267 | BLACKMARBLEMOTOR-02151PV241NM | 0.241 | 0.241 | 0 | 0 | N/A | MA | 025 | BOSTON | Massachusetts Electric Company
| NO RESOURCE | 47282 | CITY OF QUINCY-02171PV225NM | 0.225 | 0.225 | 0 | 0 | N/A | MA | 021 | SEMA | Massachusetts Electric Company
| NO RESOURCE | 47312 | SKATE 3-01879PV491NM | 0.491 | 0.491 | 0 | 0 | N/A | MA | 017 | CMA/NEMA | Massachusetts Electric Company
| NO RESOURCE | 47313 | MACYS MARLBORO-01752PV371NM | 0.371 | 0.371 | 0 | 0 | N/A | MA | 017 | CMA/NEMA | Massachusetts Electric Company
| NO RESOURCE | 47365 | WILLIAMS COLLEGE-01267PV414NM | 0.414 | 0.414 | 0 | 0 | N/A | MA | 003 | WMA | Massachusetts Electric Company
| NO RESOURCE | 47379 | GARDNER WALMART-01440PV278NM | 0.278 | 0.278 | 0 | 0 | N/A | MA | 027 | CMA/NEMA | Massachusetts Electric Company
| NO RESOURCE | 47413 | SOUTH ROW SCHOOL-01824PV150NM | 0.15 | 0.15 | 0 | 0 | N/A | MA | 017 | CMA/NEMA | Massachusetts Electric Company
| NO RESOURCE | 47414 | WESTLAND SCHOOL-01824PV100NM | 0.1 | 0.1 | 0 | 0 | N/A | MA | 017 | CMA/NEMA | Massachusetts Electric Company
| NO RESOURCE | 47415 | CENTER SCHOOL-01824PV75NM | 0.75 | 0.75 | 0 | 0 | N/A | MA | 017 | CMA/NEMA | Massachusetts Electric Company
| NO RESOURCE | 47423 | BRISTOLCOMMCOLL-02720PV2000NM | 2 | 2 | 0 | 0 | N/A | MA | 005 | SEMA | Massachusetts Electric Company
| NO RESOURCE | 47983 | JLS MAILING SVS-01876PV490NM | 0.49 | 0.49 | 0 | 0 | N/A | MA | 023 | SEMA | Massachusetts Electric Company
| NO RESOURCE | 47984 | BJ'S WHOLESALE-01532PV460NM | 0.46 | 0.46 | 0 | 0 | N/A | MA | 027 | CMA/NEMA | Massachusetts Electric Company
| NO RESOURCE | 47987 | LAMOUREUX FORD-01515PV100NM | 0.1 | 0.1 | 0 | 0 | N/A | MA | 027 | WMA | Massachusetts Electric Company
| NO RESOURCE | 48583 | HYDE TOOLS INC-01550PV480NM | 0.48 | 0.48 | 0 | 0 | N/A | MA | 027 | WMA | Massachusetts Electric Company
| NO RESOURCE | 48650 | LONG SUBARU-01570PV75NM | 0.075 | 0.075 | 0 | 0 | N/A | MA | 027 | CMA/NEMA | Massachusetts Electric Company
| NO RESOURCE | 48672 | THEDODGECO-01821PV172NM | 0.172 | 0.172 | 0 | 0 | N/A | MA | 017 | CMA/NEMA | Massachusetts Electric Company
| NO RESOURCE | 48748 | RANDOLPH&BALDWIN-01432PV79.2NM | 0.079 | 0.079 | 0 | 0 | N/A | MA | 017 | CMA/NEMA | Massachusetts Electric Company
| NO RESOURCE | 48756 | QUINCYSCHOOLS4785-02169PV135NM | 0.135 | 0.135 | 0 | 0 | N/A | MA | 021 | SEMA | Massachusetts Electric Company
| NO RESOURCE | 48764 | QUINCYPALMERST-02169PV120NM | 0.12 | 0.12 | 0 | 0 | N/A | MA | 021 | SEMA | Massachusetts Electric Company
| NO RESOURCE | 48765 | QUINCYQPSOFFICE-02169PV96NM | 0.096 | 0.096 | 0 | 0 | N/A | MA | 021 | SEMA | Massachusetts Electric Company
| NO RESOURCE | 48768 | QUINCY_BILLINGS-02171PV63NM | 0.063 | 0.063 | 0 | 0 | N/A | MA | 021 | SEMA | Massachusetts Electric Company
| NO RESOURCE | 48812 | PRINTGUARD-01527PV100NM | 0.1 | 0.1 | 0 | 0 | N/A | MA | 027 | CMA/NEMA | Massachusetts Electric Company
| NO RESOURCE | 48813 | WINDSORWOOD-02148PV140NM | 0.14 | 0.14 | 0 | 0 | N/A | MA | 017 | BOSTON | Massachusetts Electric Company
| NO RESOURCE | 48814 | PALMERFOUNDRY-01069PV252NM | 0.252 | 0.252 | 0 | 0 | N/A | MA | 013 | WMA | Massachusetts Electric Company
| NO RESOURCE | 48821 | EJRREALESTATE-01752PV300NM | 0.3 | 0.3 | 0 | 0 | N/A | MA | 017 | CMA/NEMA | Massachusetts Electric Company
| NO RESOURCE | 48823 | LONG SUB.3685-01570PV140NM | 0.14 | 0.14 | 0 | 0 | N/A | MA | 027 | WMA | Massachusetts Electric Company
| NO RESOURCE | 48825 | MOTOMANCHESTER-02035PV255NM | 0.255 | 0.255 | 0 | 0 | N/A | MA | 021 | RI | Massachusetts Electric Company
| NO RESOURCE | 48826 | BROOKFIELDWIRECO-01585PV1414NM | 1.414 | 1.414 | 0 | 0 | N/A | MA | 027 | WMA | Massachusetts Electric Company
| NO RESOURCE | 48827 | UNIONSQUARERLTY-01453PV260NM | 0.26 | 0.26 | 0 | 0 | N/A | MA | 027 | CMA/NEMA | Massachusetts Electric Company
| NO RESOURCE | 48840 | JPSULLIVAN-01434PV230NM | 0.23 | 0.23 | 0 | 0 | N/A | MA | 017 | CMA/NEMA | Massachusetts Electric Company
| NO RESOURCE | 48841 | EXTRASPACEMAN.INC-01862PV76NM | 0.076 | 0.076 | 0 | 0 | N/A | MA | 017 | CMA/NEMA | Massachusetts Electric Company
| NO RESOURCE | 48847 | EXTRASPACEBROCKTON-02301PV92NM | 0.092 | 0.092 | 0 | 0 | N/A | MA | 023 | SEMA | Massachusetts Electric Company
| NO RESOURCE | 48848 | DANAWALLSUPPLY-01879PV68.4NM | 0.068 | 0.068 | 0 | 0 | N/A | MA | 017 | CMA/NEMA | Massachusetts Electric Company
| NO RESOURCE | 48849 | RUTLANDPLAZALLC-01543PV70NM | 0.07 | 0.07 | 0 | 0 | N/A | MA | 027 | WMA | Massachusetts Electric Company
| NO RESOURCE | 48850 | AIRTIGHTHOLDERS-01257PV250NM | 0.25 | 0.25 | 0 | 0 | N/A | MA | 003 | WMA | Massachusetts Electric Company
| NO RESOURCE | 48856 | JIMARYLANDTRUST-01930PV108NM | 0.108 | 0.108 | 0 | 0 | N/A | MA | 009 | BOSTON | Massachusetts Electric Company
| NO RESOURCE | 48857 | E.CALIGARI&SONS-01240PV112NM | 0.112 | 0.112 | 0 | 0 | N/A | MA | 003 | WMA | Massachusetts Electric Company
| NO RESOURCE | 48860 | DUVAL'SPHARMACY-02382PV70NM | 0.07 | 0.07 | 0 | 0 | N/A | MA | 023 | SEMA | Massachusetts Electric Company
| NO RESOURCE | 48861 | WILLIAMSTOWNYOUTH-01267PV80NM | 0.08 | 0.08 | 0 | 0 | N/A | MA | 003 | WMA | Massachusetts Electric Company
| NO RESOURCE | 48872 | PLUMBERSSUPPLY-01453PV100NM | 0.1 | 0.1 | 0 | 0 | N/A | MA | 027 | WMA | Massachusetts Electric Company
| NO RESOURCE | 48895 | COSTAPROPMGMTLLC-02724PV150NM | 0.15 | 0.15 | 0 | 0 | N/A | MA | 005 | SEMA | Massachusetts Electric Company
| NO RESOURCE | 48896 | SHAHEENBROSLLC-01913PV300NM | 0.3 | 0.3 | 0 | 0 | N/A | MA | 009 | BOSTON | Massachusetts Electric Company
| NO RESOURCE | 48916 | BEVOVATIONSLLC-01453PV252NM | 0.252 | 0.252 | 0 | 0 | N/A | MA | 027 | WMA | Massachusetts Electric Company
| NO RESOURCE | 48949 | 77LEICESTERLLC-01540PV100NM | 0.1 | 0.1 | 0 | 0 | N/A | MA | 027 | WMA | Massachusetts Electric Company
| NO RESOURCE | 48955 | PATEL-REALTY-02721PV72NM | 0.072 | 0.072 | 0 | 0 | N/A | MA | 005 | SEMA | Massachusetts Electric Company
| NO RESOURCE | 48963 | BROOKSSTDEV-01606PV476NM | 0.476 | 0.476 | 0 | 0 | N/A | MA | 027 | CMA/NEMA | Massachusetts Electric Company
| NO RESOURCE | 49002 | SOMERSETELEM.-02726PV270NM | 0.27 | 0.27 | 0 | 0 | N/A | MA | 005 | SEMA | Massachusetts Electric Company
| NO RESOURCE | 49003 | APE.VINEYARDRD-02771PV150NM | 0.15 | 0.15 | 0 | 0 | N/A | MA | 005 | RI | Massachusetts Electric Company
| NO RESOURCE | 49017 | AMERICANATHLETIC-01082PV75NM | 0.075 | 0.075 | 0 | 0 | N/A | MA | 015 | WMA | Massachusetts Electric Company
| NO RESOURCE | 49031 | C.H.YATESRUBBER-02720PV972NM | 0.972 | 0.972 | 0 | 0 | N/A | MA | 005 | SEMA | Massachusetts Electric Company
| NO RESOURCE | 49198 | HOLYNAMESCHOOL-02720PV144NM | 0.144 | 0.144 | 0 | 0 | N/A | MA | 005 | SEMA | Massachusetts Electric Company
| NO RESOURCE | 49202 | WORC.ROOSEVELT-01604PV100NM | 0.1 | 0.1 | 0 | 0 | N/A | MA | 027 | CMA/NEMA | Massachusetts Electric Company
| NO RESOURCE | 49203 | WORC.BELMONTST-01605PV200NM | 0.2 | 0.2 | 0 | 0 | N/A | MA | 027 | CMA/NEMA | Massachusetts Electric Company
| NO RESOURCE | 49213 | JUDSONHOUSE-01830PV82NM | 0.082 | 0.082 | 0 | 0 | N/A | MA | 009 | BOSTON | Massachusetts Electric Company
| NO RESOURCE | 49216 | MISCOHILLELEM-01756PV386NM | 0.386 | 0.386 | 0 | 0 | N/A | MA | 027 | RI | Massachusetts Electric Company
| NO RESOURCE | 49217 | NOHOARTSTRUST-01060PV176NM | 0.176 | 0.176 | 0 | 0 | N/A | MA | 015 | WMA | Massachusetts Electric Company
| NO RESOURCE | 49240 | QUINCYCODDINGTON-02169PV183NM | 0.183 | 0.183 | 0 | 0 | N/A | MA | 021 | SEMA | Massachusetts Electric Company
| NO RESOURCE | 49242 | WORCESTERNORTHHS-01604PV101NM | 0.101 | 0.101 | 0 | 0 | N/A | MA | 027 | CMA/NEMA | Massachusetts Electric Company
| NO RESOURCE | 49249 | SHAFIIREALESTATE-01028PV468NM | 0.468 | 0.468 | 0 | 0 | N/A | MA | 013 | WMA | Massachusetts Electric Company
| NO RESOURCE | 49250 | ORANGEINNOVATION-01364PV80NM | 0.08 | 0.08 | 0 | 0 | N/A | MA | 011 | WMA | Massachusetts Electric Company
| NO RESOURCE | 49279 | PEGASUSSOLAR-01752PV300NM | 0.3 | 0.3 | 0 | 0 | N/A | MA | 017 | CMA/NEMA | Massachusetts Electric Company
| NO RESOURCE | 49290 | CRISSEYFARMS-01230PV113NM | 0.113 | 0.113 | 0 | 0 | N/A | MA | 003 | WMA | Massachusetts Electric Company
| NO RESOURCE | 49291 | NANTUCKETICE-02554PV284NM | 0.284 | 0.284 | 0 | 0 | N/A | MA | 019 | SEMA | Massachusetts Electric Company
| NO RESOURCE | 49327 | NANTUCKETPAVERS-02771PV240NM | 0.24 | 0.24 | 0 | 0 | N/A | MA | 005 | RI | Massachusetts Electric Company
| NO RESOURCE | 49335 | WESTBOROWWTP-01581PV660NM | 0.66 | 0.66 | 0 | 0 | N/A | MA | 027 | CMA/NEMA | Massachusetts Electric Company
| NO RESOURCE | 49369 | PLYMOUTHREALTY-02333PV143NM | 0.143 | 0.143 | 0 | 0 | N/A | MA | 023 | SEMA | Massachusetts Electric Company
| NO RESOURCE | 49394 | STRAFELLOINC-02322PV266NM | 0.266 | 0.266 | 0 | 0 | N/A | MA | 021 | SEMA | Massachusetts Electric Company
| NO RESOURCE | 49396 | ELITEENVELOPE-02368PV105NM | 0.105 | 0.105 | 0 | 0 | N/A | MA | 021 | SEMA | Massachusetts Electric Company
| NO RESOURCE | 49429 | HORIZONBEVERAGE-02766PV952NM | 0.952 | 0.952 | 0 | 0 | N/A | MA | 005 | RI | Massachusetts Electric Company
| NO RESOURCE | 49430 | HOWE LUMBER CO-01515PV76NM | 0.076 | 0.076 | 0 | 0 | N/A | MA | 027 | WMA | Massachusetts Electric Company
| NO RESOURCE | 49638 | GSEGENEVAFURN.-02322PV446NM | 0.446 | 0.446 | 0 | 0 | N/A | MA | 021 | SEMA | Massachusetts Electric Company
| NO RESOURCE | 49688 | HORIZONMUSIC-01453PV360NM | 0.36 | 0.36 | 0 | 0 | N/A | MA | 027 | WMA | Massachusetts Electric Company
| NO RESOURCE | 49763 | E.L.HARVEY&SONS-01581PV850NM | 0.85 | 0.85 | 0 | 0 | N/A | MA | 027 | CMA/NEMA | Massachusetts Electric Company
| NO RESOURCE | 49769 | 123FELTONLLC-01752PV396NM | 0.396 | 0.396 | 0 | 0 | N/A | MA | 017 | CMA/NEMA | Massachusetts Electric Company
| NO RESOURCE | 49771 | BAYNESELECTRIC-02301PV112NM | 0.112 | 0.112 | 0 | 0 | N/A | MA | 023 | SEMA | Massachusetts Electric Company
| NO RESOURCE | 49787 | CLOVERLEAF21FDBVD-02723PV120NM | 0.12 | 0.12 | 0 | 0 | N/A | MA | 005 | SEMA | Massachusetts Electric Company
| NO RESOURCE | 49792 | CLOVERLEAF1FDBLVD-02723PV216NM | 0.216 | 0.216 | 0 | 0 | N/A | MA | 005 | SEMA | Massachusetts Electric Company
| NO RESOURCE | 49894 | SULLIVANPAPER-01028PV560NM | 0.56 | 0.56 | 0 | 0 | N/A | MA | 013 | WMA | Massachusetts Electric Company
| NO RESOURCE | 49943 | BATTLESREALTYLLC-02301PV480NM | 0.48 | 0.48 | 0 | 0 | N/A | MA | 023 | SEMA | Massachusetts Electric Company
| NO RESOURCE | 50021 | TARGETSTORE#T1496-01581PV138NM | 0.138 | 0.138 | 0 | 0 | N/A | MA | 027 | CMA/NEMA | Massachusetts Electric Company
| NO RESOURCE | 50022 | TARGETSTORES#1516-01752PV366NM | 0.366 | 0.366 | 0 | 0 | N/A | MA | 017 | CMA/NEMA | Massachusetts Electric Company
| NO RESOURCE | 50024 | HORNERMILLWORK-02726PV1143NM | 1.143 | 1.143 | 0 | 0 | N/A | MA | 005 | RI | Massachusetts Electric Company
| NO RESOURCE | 50028 | MALDENCATHOLIC-02148PV432NM | 0.432 | 0.432 | 0 | 0 | N/A | MA | 017 | BOSTON | Massachusetts Electric Company
| NO RESOURCE | 50038 | BJSDISTCENTER800-01569PV1000NM | 1 | 1 | 0 | 0 | N/A | MA | 027 | RI | Massachusetts Electric Company
| NO RESOURCE | 50098 | AMERICANSAWMFG-01028PV1500NM | 1.5 | 1.5 | 0 | 0 | N/A | MA | 013 | WMA | Massachusetts Electric Company
| NO RESOURCE | 50117 | BARTLETTSFARM-02554PV396NM | 0.396 | 0.396 | 0 | 0 | N/A | MA | 019 | SEMA | Massachusetts Electric Company
| NO RESOURCE | 50118 | EAGLEHILLSCHOOL-01037PV180NM | 0.18 | 0.18 | 0 | 0 | N/A | MA | 027 | WMA | Massachusetts Electric Company
| NO RESOURCE | 50123 | SOMERSETBERKRSD-02726PV288NM | 0.288 | 0.288 | 0 | 0 | N/A | MA | 005 | SEMA | Massachusetts Electric Company
| NO RESOURCE | 50211 | WOODFRLLC-02721PV225NM | 0.225 | 0.225 | 0 | 0 | N/A | MA | 005 | SEMA | Massachusetts Electric Company
| NO RESOURCE | 50214 | JENETMGMT360-01843PV232NM | 0.232 | 0.232 | 0 | 0 | N/A | MA | 009 | CMA/NEMA | Massachusetts Electric Company
| NO RESOURCE | 50243 | 290TOSCASOLARLLC-02072PV180NM | 0.18 | 0.18 | 0 | 0 | N/A | MA | 021 | SEMA | Massachusetts Electric Company
| NO RESOURCE | 50410 | PREFERREDFREEZER-02149PV1332NM | 1.327 | 1.327 | 0 | 0 | N/A | MA | 017 | BOSTON | Massachusetts Electric Company
| NO RESOURCE | 50429 | JENETMGMTLAWRENCE-01843PV122NM | 0.122 | 0.122 | 0 | 0 | N/A | MA | 009 | CMA/NEMA | Massachusetts Electric Company
| NO RESOURCE | 50451 | MTSTMARY'SABBEY-02093PV133NM | 0.133 | 0.133 | 0 | 0 | N/A | MA | 021 | RI | Massachusetts Electric Company
| NO RESOURCE | 50458 | BENTLEYELEMENTARY-01970PV191NM | 0.191 | 0.191 | 0 | 0 | N/A | MA | 009 | BOSTON | Massachusetts Electric Company
| NO RESOURCE | 50633 | OLIARILLC-02324PV2499NM | 0.499 | 0.499 | 0 | 0 | N/A | MA | 023 | SEMA | Massachusetts Electric Company
| NO RESOURCE | 50689 | OLDSTURBRIDGEVLG-01566PV1500NM | 1.5 | 1.5 | 0 | 0 | N/A | MA | 027 | WMA | Massachusetts Electric Company
| NO RESOURCE | 50698 | NEWTONST2LLC-01772PV650NM | 0.65 | 0.65 | 0 | 0 | N/A | MA | 027 | CMA/NEMA | Massachusetts Electric Company
| NO RESOURCE | 50805 | THECOUNTRYHEN-01452PV266NM | 0.266 | 0.266 | 0 | 0 | N/A | MA | 027 | WMA | Massachusetts Electric Company
| NO RESOURCE | 50813 | EXCELMFGCO-01028PV230NM | 0.23 | 0.23 | 0 | 0 | N/A | MA | 013 | WMA | Massachusetts Electric Company
| NO RESOURCE | 50814 | ACCUROUNDS-02322PV112NM | 0.112 | 0.112 | 0 | 0 | N/A | MA | 021 | SEMA | Massachusetts Electric Company
| NO RESOURCE | 50822 | AIRXCHANGE-02370PV280NM | 0.28 | 0.28 | 0 | 0 | N/A | MA | 023 | RI | Massachusetts Electric Company
| NO RESOURCE | 50899 | SOULREHOLDINGS-01915PV92NM | 0.092 | 0.092 | 0 | 0 | N/A | MA | 009 | BOSTON | Massachusetts Electric Company
| NO RESOURCE | 50902 | EXTRASPACEMGMT-02169PV86NM | 0.086 | 0.086 | 0 | 0 | N/A | MA | 021 | SEMA | Massachusetts Electric Company
| NO RESOURCE | 50904 | EXTRASPACE-02169PV67NM | 0.067 | 0.067 | 0 | 0 | N/A | MA | 021 | SEMA | Massachusetts Electric Company
| NO RESOURCE | 50907 | TOOLELODGE-01240PV121NM | 0.121 | 0.121 | 0 | 0 | N/A | MA | 003 | WMA | Massachusetts Electric Company
| NO RESOURCE | 66077 | PHILIPS-01810PV494.5NM | 0.494 | 0.494 | 0 | 0 | N/A | MA | 017 | BOSTON | Massachusetts Electric Company
| NO RESOURCE | 66149 | DISCOVERYBAY_01845PV67NM | 0.067 | 0.067 | 0 | 0 | N/A | MA | 009 | BOSTON | Massachusetts Electric Company
| NO RESOURCE | 66167 | SALEMCOMMPK_01970PV752NM | 0.752 | 0.752 | 0 | 0 | N/A | MA | 009 | BOSTON | Massachusetts Electric Company
| NO RESOURCE | 66180 | TYNGSBOROSPORTS_01879PV150NM | 0.15 | 0.15 | 0 | 0 | N/A | MA | 017 | CMA/NEMA | Massachusetts Electric Company
| NO RESOURCE | 66189 | 10NMAINSTLLC_02721PV144NM | 0.144 | 0.144 | 0 | 0 | N/A | MA | 005 | SEMA | Massachusetts Electric Company
| NO RESOURCE | 66190 | VLGEUROMTRS2_02061PV153NM | 0.153 | 0.153 | 0 | 0 | N/A | MA | 023 | SEMA | Massachusetts Electric Company
| NO RESOURCE | 66193 | VLLGEUROMOTORS_02061PV72NM | 0.072 | 0.072 | 0 | 0 | N/A | MA | 023 | SEMA | Massachusetts Electric Company
| NO RESOURCE | 66258 | PINEISLAND-01222BIOGAS280NM | 0.28 | 0.28 | 0 | 0 | N/A | MA | 003 | WMA | Massachusetts Electric Company
| NO RESOURCE | 66262 | OLDIRONWORKS-02721PV312NM | 0.312 | 0.312 | 0 | 0 | N/A | MA | 005 | SEMA | Massachusetts Electric Company
| NO RESOURCE | 67292 | LWWELDTANKRPR_01569PV135NM | 0.135 | 0.135 | 0 | 0 | N/A | MA | 027 | RI | Massachusetts Electric Company
| NO RESOURCE | 67400 | LIONLABELS_02375PV99NM | 0.099 | 0.099 | 0 | 0 | N/A | MA | 005 | SEMA | Massachusetts Electric Company
| NO RESOURCE | 67546 | MARTINIFITCORP_02072PV167NM | 0.167 | 0.167 | 0 | 0 | N/A | MA | 021 | SEMA | Massachusetts Electric Company
| NO RESOURCE | 67551 | COMMCHRISTIAN01581SOLAR73.3NM | 0.073 | 0.073 | 0 | 0 | N/A | MA | 017 | CMA/NEMA | Massachusetts Electric Company
| NO RESOURCE | 67552 | 30TOZERRDLLC01915SOLAR100NM | 0.1 | 0.1 | 0 | 0 | N/A | MA | 009 | BOSTON | Massachusetts Electric Company
| NO RESOURCE | 67656 | SHAWFARM01826SOLAR150NM | 0.15 | 0.15 | 0 | 0 | N/A | MA | 017 | CMA/NEMA | Massachusetts Electric Company
| NO RESOURCE | 67718 | WILLIAMFLYNCH01606SOLAR120NM | 0.12 | 0.12 | 0 | 0 | N/A | MA | 027 | CMA/NEMA | Massachusetts Electric Company
| NO RESOURCE | 67719 | CLEANPROINC01930SOLAR112NM | 0.112 | 0.112 | 0 | 0 | N/A | MA | 009 | BOSTON | Massachusetts Electric Company
| NO RESOURCE | 67722 | CAPEANNBREW01930SOLAR126NM | 0.126 | 0.126 | 0 | 0 | N/A | MA | 009 | BOSTON | Massachusetts Electric Company
| NO RESOURCE | 67724 | A&MTOOL&DIECO01550Solar260NM | 0.26 | 0.26 | 0 | 0 | N/A | MA | 027 | WMA | Massachusetts Electric Company
| NO RESOURCE | 67729 | BETALLC01453SOLAR100NM | 0.1 | 0.1 | N/A | N/A | N/A | MA | 027 | CMA/NEMA | Massachusetts Electric Company
| NO RESOURCE | 67731 | SUPPLYNEINC02703SOLAR140NM | 0.14 | 0.14 | 0 | 0 | N/A | MA | 005 | RI | Massachusetts Electric Company
| NO RESOURCE | 67733 | RCGNANDOVER01830SOLAR140NM | 0.14 | 0.14 | 0 | 0 | N/A | MA | 017 | BOSTON | Massachusetts Electric Company
| NO RESOURCE | 67734 | BUCKBROSINC01527SOLAR72NM | 0.072 | 0.072 | N/A | N/A | N/A | MA | 027 | CMA/NEMA | Massachusetts Electric Company
| NO RESOURCE | 67735 | USTOREIT02155SOLAR64NM | 0.064 | 0.064 | N/A | N/A | N/A | MA | 017 | BOSTON | Massachusetts Electric Company
| NO RESOURCE | 67755 | STGEORGES01604SOLAR96NM | 0.096 | 0.096 | N/A | N/A | N/A | MA | 027 | CMA/NEMA | Massachusetts Electric Company
| NO RESOURCE | 67780 | HIGHLANDWOOD01267SOLAR160NM | 0.16 | 0.16 | N/A | N/A | N/A | MA | 003 | WMA | Massachusetts Electric Company
| NO RESOURCE | 67790 | CUBESMARTLP01876SOLAR72NM | 0.072 | 0.072 | N/A | N/A | N/A | MA | 017 | CMA/NEMA | Massachusetts Electric Company
| NO RESOURCE | 67799 | RTHGROUPINC01028SOLAR72NM | 0.072 | 0.072 | N/A | N/A | N/A | MA | 013 | WMA | Massachusetts Electric Company
| NO RESOURCE | 67801 | HIGHLANDMANREAL01453SOLAR75NM | 0.072 | 0.072 | N/A | N/A | N/A | MA | 027 | WMA | Massachusetts Electric Company
| NO RESOURCE | 67803 | TRICOUNTY VOC-02038PV1050NM | 1.05 | 1.05 | N/A | N/A | N/A | MA | 021 | RI | Massachusetts Electric Company
| NO RESOURCE | 67809 | CITYOFFALLRIVER02720SOLARNM | 0.06 | 0.06 | N/A | N/A | N/A | MA | 005 | SEMA | Massachusetts Electric Company
| NO RESOURCE | 67953 | BOYSCLUBWEBSTER01571SOLAR96NM | 0.096 | 0.096 | N/A | N/A | N/A | MA | 027 | WMA | Massachusetts Electric Company
| NO RESOURCE | 67975 | CITYOFHAVERHILL01830SOLAR150NM | 0.15 | 0.15 | N/A | N/A | N/A | MA | 009 | BOSTON | Massachusetts Electric Company
| NO RESOURCE | 67976 | LAWRENCEFAMDEV01840SOLAR108NM | 0.108 | 0.108 | N/A | N/A | N/A | MA | 009 | CMA/NEMA | Massachusetts Electric Company
| NO RESOURCE | 68190 | EARLYCHILDCTR02169SOLAR60NM | 0.06 | 0.06 | N/A | N/A | N/A | MA | 021 | SEMA | Massachusetts Electric Company
| NO RESOURCE | 68271 | BENTREAL01905SOLAR64.8NM | 0.065 | 0.065 | N/A | N/A | N/A | MA | 009 | BOSTON | Massachusetts Electric Company
| NO RESOURCE | 68509 | NORTHSTAR01464SOLAR82NM | 0.082 | 0.082 | N/A | N/A | N/A | MA | 017 | CMA/NEMA | Massachusetts Electric Company
| NO RESOURCE | 68556 | GRLAWRENCE01845SOLAR3200NM | 3.2 | 3.2 | N/A | N/A | N/A | MA | 009 | BOSTON | Massachusetts Electric Company
| NO RESOURCE | 68623 | 239TURNPK01983SOLAR103.5NM | 0.104 | 0.104 | N/A | N/A | N/A | MA | 009 | BOSTON | Massachusetts Electric Company
| NO RESOURCE | 68676 | CLARKS01475SOLAR144NM | 0.144 | 0.144 | N/A | N/A | N/A | MA | 027 | WMA | Massachusetts Electric Company

## 5.2 Sys Planning DR Assumpt
Link: | Transmission Planning Technical Guide
Load Zone | Resource Type | Resource Sub Type | Dispatch Zone (1) | Capacity Commitment Period
|  |  |  | 2020/2021 |  | 2021/2022 |  | 2022/2023 |  | 2023/2024
|  |  |  | Summer | Winter | Summer | Winter | Summer | Winter | Summer | Winter
CT | Active DR | Real-time DR / ADCR (2) | Eastern CT | 29.009 | 29.566 | 40.965 | 41.522 | 44.518 | 45.075 | 44.519 | 45.075
|  |  | Northern CT | 25.773 | 25.432 | 46.043 | 45.702 | 58.94 | 58.599 | 58.941 | 58.6
|  |  | Norwalk - Stamford | 3.229 | 3.229 | 3.274 | 3.274 | 3.573 | 3.573 | 4.114 | 4.114
|  |  | Western CT | 33.886 | 32.965 | 51.505 | 50.584 | 82.227 | 81.306 | 85.277 | 84.356
|  | Total real-time DR / ADCR |  | 91.897 | 91.192 | 141.787 | 141.082 | 189.258 | 188.553 | 192.851 | 192.145
|  | Real-time EG | Eastern CT | 4.468 | 4.468
|  |  | Northern CT | 2.988 | 2.988
|  |  | Norwalk - Stamford | 7.456 | 7.456
|  |  | Western CT | 38.029 | 37.515
|  | Total real-time EG |  | 52.941 | 52.427
|  | Total active |  | 144.838 | 143.619 | 141.787 | 141.082 | 189.258 | 188.553 | 192.851 | 192.145
| Passive DR | On peak |  | 92.015 | 65.407 | 85.41 | 66.594 | 146.81 | 89.014 | 135.181 | 72.655
|  | Seasonal peak |  | 550.542 | 568.114 | 614.949 | 650.764 | 614.525 | 674.436 | 598.682 | 664.767
|  | Total passive |  | 642.557 | 633.521 | 700.359 | 717.358 | 761.335 | 763.45 | 733.863 | 737.422
| Total CT DR |  |  | 787.395 | 777.14 | 842.146 | 858.44 | 950.593 | 952.003 | 926.714 | 929.567
ME | Active DR | Real-time DR / ADCR (2) | Bangor Hydro | 2.43 | 2.652 | 2.43 | 2.652 | 2.43 | 2.652 | 2.43 | 2.652
|  |  | Maine | 120.497 | 141.173 | 120.497 | 141.173 | 120.497 | 141.173 | 120.497 | 141.173
|  |  | Portland Maine | 15.755 | 12.753 | 16.608 | 13.606 | 16.608 | 13.606 | 16.608 | 13.606
|  | Total real-time DR / ADCR |  | 138.682 | 156.578 | 139.535 | 157.431 | 139.535 | 157.431 | 139.535 | 157.431
|  | Real-time EG | Bangor Hydro | 0.581 | 0.433
|  |  | Maine | 4.912 | 3.402
|  |  | Portland Maine | 0.909 | 0.715
|  | Total real-time EG |  | 6.402 | 4.55
|  | Total active |  | 145.084 | 161.128 | 139.535 | 157.431 | 139.535 | 157.431 | 139.535 | 157.431
| Passive DR | On peak |  | 154.683 | 139.101 | 164.555 | 140.911 | 203.917 | 176.851 | 236.997 | 207.926
|  | Seasonal peak |  | 0 | 0
|  | Total passive |  | 154.683 | 139.101 | 164.555 | 140.911 | 203.917 | 176.851 | 236.997 | 207.926
| Total ME DR |  |  | 299.767 | 300.229 | 304.09 | 298.342 | 343.452 | 334.282 | 376.532 | 365.357
NEMA | Active DR | Real-time DR / ADCR (2) | Boston | 51.922 | 51.922 | 56.675 | 56.675 | 74.248 | 74.248 | 83.347 | 83.347
|  |  | North Shore | 18.977 | 18.977 | 20.848 | 20.848 | 21.468 | 20.174 | 19.116 | 19.215
|  | Total real-time DR / ADCR |  | 70.899 | 70.899 | 77.523 | 77.523 | 95.716 | 94.422 | 102.463 | 102.562
|  | Real-time EG | Boston | 5.479 | 5.251
|  |  | North Shore | 0.711 | 0.711
|  | Total real-time EG |  | 6.19 | 5.962
|  | Total active |  | 77.089 | 76.861 | 77.523 | 77.523 | 95.716 | 94.422 | 102.463 | 102.562
| Passive DR | On peak |  | 782.988 | 754.142 | 766.648 | 735.535 | 847.697 | 828.121 | 808.254 | 790.419
|  | Seasonal peak |  | 0 | 0
|  | Total passive |  | 782.988 | 754.142 | 766.648 | 735.535 | 847.697 | 828.121 | 808.254 | 790.419
| Total NEMA DR |  |  | 860.077 | 831.003 | 844.171 | 813.058 | 943.413 | 922.543 | 910.717 | 892.981
NH | Active DR | Real-time DR / ADCR (2) | New Hampshire | 15.609 | 14.89 | 31.424 | 30.705 | 35.221 | 34.501 | 35.22 | 34.501
|  |  | Seacoast | 1.6 | 1.599 | 10.9 | 10.899 | 11.1 | 11.099 | 13.26 | 13.259
|  | Total real-time DR / ADCR |  | 17.209 | 16.489 | 42.324 | 41.604 | 46.321 | 45.6 | 48.48 | 47.76
|  | Real-time EG | New Hampshire | 11.616 | 11.253
|  |  | Seacoast | 0.684 | 0.684
|  | Total real-time EG |  | 12.3 | 11.937
|  | Total active |  | 29.509 | 28.426 | 42.324 | 41.604 | 46.321 | 45.6 | 48.48 | 47.76
| Passive DR | On peak |  | 126.531 | 102.207 | 126.93 | 104.55 | 139.81 | 135.264 | 147.601 | 145.091
|  | Seasonal peak |  | 0 | 0
|  | Total passive |  | 126.531 | 102.207 | 126.93 | 104.55 | 139.81 | 135.264 | 147.601 | 145.091
| Total NH DR |  |  | 156.04 | 130.633 | 169.254 | 146.154 | 186.131 | 180.864 | 196.081 | 192.851
RI | Active DR | Real-time DR / ADCR (2) | Rhode Island | 40.024 | 36.523 | 48.469 | 44.969 | 47.581 | 44.08 | 46.166 | 42.667
|  | Total real-time DR / ADCR |  | 40.024 | 36.523 | 48.469 | 44.969 | 47.581 | 44.08 | 46.166 | 42.667
|  | Real-time EG | Rhode Island | 14.64 | 10.249
|  | Total real-time EG |  | 14.64 | 10.249
|  | Total active |  | 54.664 | 46.772 | 48.469 | 44.969 | 47.581 | 44.08 | 46.166 | 42.667
| Passive DR | On peak |  | 266.873 | 268.448 | 279.712 | 281.256 | 312.901 | 313.944 | 310.982 | 319.015
|  | Seasonal peak |  | 0 | 0
|  | Total passive |  | 266.873 | 268.448 | 279.712 | 281.256 | 312.901 | 313.944 | 310.982 | 319.015
| Total RI DR |  |  | 321.537 | 315.22 | 328.181 | 326.225 | 360.482 | 358.024 | 357.148 | 361.682
SEMA | Active DR | Real-time DR / ADCR (2) | Lower SEMA | 7.463 | 7.24 | 10.998 | 10.775 | 11.498 | 11.275 | 15.818 | 15.594
|  |  | SEMA | 38.219 | 36.567 | 41.459 | 39.807 | 39.704 | 38.052 | 41.9 | 40.248
|  | Total real-time DR / ADCR |  | 45.682 | 43.807 | 52.457 | 50.582 | 51.202 | 49.327 | 57.718 | 55.842
|  | Real-time EG | Lower SEMA | 4.293 | 4.293
|  |  | SEMA | 7.889 | 7.889
|  | Total real-time EG |  | 12.182 | 12.182
|  | Total active |  | 57.864 | 55.989 | 52.457 | 50.582 | 51.202 | 49.327 | 57.718 | 55.842
| Passive DR | On peak |  | 382.321 | 373.484 | 421.912 | 412.706 | 481.137 | 471.452 | 500.49 | 498.726
|  | Seasonal peak |  | 0 | 0
|  | Total passive |  | 382.321 | 373.484 | 421.912 | 412.706 | 481.137 | 471.452 | 500.49 | 498.726
| Total SEMA DR |  |  | 440.185 | 429.473 | 474.369 | 463.288 | 532.339 | 520.779 | 558.208 | 554.568
VT | Active DR | Real-time DR / ADCR (2) | Northwest Vermont | 30.898 | 35.202 | 38.221 | 42.525 | 38.221 | 42.525 | 38.221 | 42.525
|  |  | Vermont | 3.181 | 4.483 | 14.443 | 15.745 | 14.443 | 15.745 | 14.443 | 15.745
|  | Total real-time DR / ADCR |  | 34.079 | 39.685 | 52.664 | 58.27 | 52.664 | 58.27 | 52.664 | 58.27
|  | Real-time EG | Northwest Vermont | 1.768 | 2.2
|  |  | Vermont | 2.432 | 2.157
|  | Total real-time EG |  | 4.2 | 4.357
|  | Total active |  | 38.279 | 44.042 | 52.664 | 58.27 | 52.664 | 58.27 | 52.664 | 58.27
| Passive DR | On peak |  | 97.751 | 97.672 | 119.729 | 119.355 | 129.389 | 127.456 | 127.413 | 126.105
|  | Seasonal peak |  | 0 | 0
|  | Total passive |  | 97.751 | 97.672 | 119.729 | 119.355 | 129.389 | 127.456 | 127.413 | 126.105
| Total VT DR |  |  | 136.03 | 141.714 | 172.393 | 177.625 | 182.053 | 185.726 | 180.077 | 184.375
WCMA | Active DR | Real-time DR / ADCR (2) | Central MA | 23.713 | 22.129 | 30.826 | 29.242 | 36.684 | 35.1 | 40.479 | 38.895
|  |  | Springfield MA | 15.576 | 14.409 | 28.163 | 26.996 | 29.542 | 28.376 | 30.084 | 28.917
|  |  | Western MA | 31.857 | 30.953 | 38.911 | 38.007 | 39.412 | 38.508 | 43.192 | 42.288
|  | Total real-time DR / ADCR |  | 71.146 | 67.491 | 97.9 | 94.245 | 105.638 | 101.984 | 113.755 | 110.1
|  | Real-time EG | Central MA | 14.016 | 14.016
|  |  | Springfield MA | 6.516 | 5.982
|  |  | Western MA | 3.162 | 3.142
|  | Total real-time EG |  | 23.694 | 23.14
|  | Total active |  | 94.84 | 90.631 | 97.9 | 94.245 | 105.638 | 101.984 | 113.755 | 110.1
| Passive DR | On peak |  | 394.181 | 392.998 | 445.335 | 445.093 | 497.851 | 501.806 | 513.137 | 522.573
|  | Seasonal peak |  | 45.251 | 25.964 | 39.597 | 18.003 | 35.176 | 14.419 | 26.618 | 8.387
|  | Total passive |  | 439.432 | 418.962 | 484.932 | 463.096 | 533.027 | 516.225 | 539.755 | 530.96
| Total WCMA DR |  |  | 534.272 | 509.593 | 582.832 | 557.341 | 638.665 | 618.209 | 653.51 | 641.06
ISO New England Total | Active DR | Real-time DR / ADCR (2) |  | 509.618 | 522.664 | 652.659 | 665.706 | 727.915 | 739.667 | 753.632 | 766.777
|  | Real-time EG |  | 132.549 | 124.804 | 0 | 0 | 0 | 0 | 0 | 0
|  | Total active |  | 642.167 | 647.468 | 652.659 | 665.706 | 727.915 | 739.667 | 753.632 | 766.777
| Passive DR | On peak |  | 2297.343 | 2193.459 | 2410.231 | 2306 | 2759.512 | 2643.908 | 2780.055 | 2682.51
|  | Seasonal peak |  | 595.793 | 594.078 | 654.546 | 668.767 | 649.701 | 688.855 | 625.3 | 673.154
|  | Total passive |  | 2893.136 | 2787.537 | 3064.777 | 2974.767 | 3409.213 | 3332.763 | 3405.355 | 3355.664
| Total ISO-NE DR |  |  | 3535.303 | 3435.005 | 3717.436 | 3640.473 | 4137.128 | 4072.43 | 4158.987 | 4122.441

## 6.1 Trans Links
Link: | Regional System Plan Webpage
Link: | Interconnection Request Queue
Link: | Transmission Owner Planning Advisory Committee

## 6.2 Forecasts for Transmission
Gross 90/10 Summer Peak Load Forecast 1
Load Zone | 2020 | 2021 | 2022 | 2023 | 2024 | 2025 | 2026 | 2027 | 2028 | 2029
CT | 7743.054 | 7765.139 | 7790.2304 | 7819.0099 | 7846.9301 | 7873.7359 | 7900.0985 | 7926.3425 | 7950.9483 | 7973.5182
ME | 2289.4438 | 2309.2634 | 2341.7837 | 2372.5089 | 2401.274 | 2430.1895 | 2460.2622 | 2492.6648 | 2526.2789 | 2558.9482
NEMA | 6740.8387 | 6815.7284 | 6895.6014 | 6977.4297 | 7058.2294 | 7139.4406 | 7220.7227 | 7302.1139 | 7382.2159 | 7460.2302
NH | 2595.3249 | 2612.9377 | 2633.1762 | 2653.2775 | 2674.0828 | 2694.3775 | 2714.547 | 2734.9657 | 2755.1536 | 2774.5504
RI | 2366.6421 | 2397.033 | 2430.3768 | 2463.5673 | 2496.3226 | 2529.0447 | 2562.0108 | 2595.0993 | 2628.2583 | 2661.1091
SEMA | 4086.5358 | 4128.0682 | 4172.623 | 4218.3609 | 4263.4767 | 4308.8409 | 4354.2476 | 4399.7198 | 4444.4154 | 4487.8559
VT | 1139.0248 | 1146.8888 | 1155.6597 | 1164.9893 | 1173.9507 | 1182.5754 | 1191.1308 | 1199.7021 | 1208.0263 | 1215.7048
WCMA | 4221.5655 | 4263.5539 | 4308.6649 | 4354.9977 | 4400.688 | 4446.6348 | 4492.6253 | 4538.6833 | 4583.9402 | 4627.9031
MA (Sum of Load Zones) | 15048.94 | 15207.3505 | 15376.8893 | 15550.7883 | 15722.3942 | 15894.9162 | 16067.5956 | 16240.517 | 16410.5715 | 16575.9892
ISO-NE | 31182.4296 | 31438.6123 | 31728.1162 | 32024.1413 | 32314.9544 | 32604.8392 | 32895.645 | 33189.2914 | 33479.2369 | 33759.8199
Energy Efficiency Forecast 2
Load Zone | 2020 | 2021 | 2022 | 2023 | 2024 | 2025 | 2026 | 2027 | 2028 | 2029
CT | 696.807 | 759.3858 | 818.649 | 876.9776 | 932.9756 | 985.8081 | 1035.292 | 1080.235 | 1120.7291 | 1154.2287
ME | 193.894 | 210.9399 | 227.3887 | 243.8352 | 260.035 | 275.7508 | 290.7687 | 304.9792 | 317.5271 | 328.4859
NEMA | 880.741 | 925.1804 | 1012.7945 | 1096.9245 | 1176.1097 | 1248.5301 | 1314.0384 | 1372.6451 | 1424.5125 | 1469.9296
NH | 168.788 | 186.5384 | 203.096 | 218.4201 | 232.3891 | 245.0455 | 256.4304 | 266.5406 | 275.4678 | 283.2645
RI | 277.694 | 304.7189 | 330.3078 | 354.2462 | 376.3742 | 396.5976 | 414.8581 | 431.162 | 445.5585 | 458.1318
SEMA | 455.587 | 560.3521 | 612.8559 | 663.1702 | 710.4212 | 753.5209 | 792.3928 | 827.0556 | 857.6186 | 884.2666
VT | 108.945 | 126.9755 | 144.6261 | 162.0253 | 178.4608 | 194.1361 | 208.3933 | 221.1427 | 232.9246 | 243.1951
WCMA | 529.82 | 578.7432 | 632.8371 | 684.6509 | 733.2847 | 777.618 | 817.575 | 853.1778 | 884.542 | 911.8609
MA (Sum of Load Zones) | 1866.148 | 2064.2757 | 2258.4875 | 2444.7456 | 2619.8156 | 2779.6689 | 2924.0061 | 3052.8785 | 3166.6731 | 3266.0571
ISO-NE | 3312.276 | 3652.8342 | 3982.5551 | 4300.25 | 4600.0503 | 4877.007 | 5129.7486 | 5356.938 | 5558.8802 | 5733.3631
PV Forecast 3,4,5 (June 1 Total Nameplate Capacity)
Load Zone | 2020 | 2021 | 2022 | 2023 | 2024 | 2025 | 2026 | 2027 | 2028 | 2029
CT | 599.1833 | 695.6871 | 799.9476 | 934.0411 | 1049.6569 | 1127.2819 | 1204.9069 | 1282.5319 | 1350.1959 | 1396.8817
ME | 60.9584 | 96.9759 | 183.3865 | 281.0687 | 378.7509 | 448.6194 | 461.3016 | 473.9839 | 486.6661 | 499.3483
NEMA | 380.6803 | 431.9608 | 478.3324 | 522.9388 | 565.0011 | 599.5115 | 628.9628 | 657.5395 | 685.2416 | 712.0691
NH | 111.8903 | 131.8687 | 150.7772 | 168.9658 | 187.1545 | 205.3431 | 223.5318 | 241.7204 | 259.9091 | 278.0977
RI | 175.8114 | 224.0573 | 269.7193 | 313.1438 | 355.5418 | 397.9398 | 440.3378 | 482.7358 | 525.1338 | 567.5318
SEMA | 805.4554 | 913.9563 | 1012.0708 | 1106.4503 | 1195.4471 | 1268.4653 | 1330.7793 | 1391.2428 | 1449.8558 | 1506.6181
VT | 373.7787 | 401.249 | 424.2236 | 446.3236 | 468.4236 | 490.5236 | 512.6236 | 534.7236 | 556.8236 | 578.9236
WCMA | 1098.903 | 1246.9335 | 1380.7936 | 1509.5579 | 1630.9784 | 1730.599 | 1815.6157 | 1898.1076 | 1978.0746 | 2055.5169
MA (Sum of Load Zones) | 2285.0386 | 2592.8506 | 2871.1969 | 3138.9469 | 3391.4266 | 3598.5758 | 3775.3579 | 3946.8899 | 4113.172 | 4274.2041
ISO-NE | 3606.6607 | 4142.6887 | 4699.251 | 5282.4899 | 5830.9543 | 6268.2836 | 6618.0596 | 6962.5856 | 7291.9006 | 7594.9873
Links: | Transmission Planning Technical Guide
Operating Procedure No. 14

## Appendix A.1 Resources
A.1 Resources
Link: | ISO-NE Glossary containing Acronyms, Abbreviations, and Definitions
FIPS Codes
Link: | https://www.census.gov/prod/techdoc/cbp/cbp95/st-cnty.pdf
Link: | Regional System Plan Subareas
Link: | Load Zones
Energy Source

## Appendix A.2 References
A.2 References
“Auction Reports,” webpage (2020)
https://www.iso-ne.com/fca-results
“CELT Reports,” webpage (2020)
https://www.iso-ne.com/celt
“Distributed Generation Forecast,” webpage (2020)
https://www.iso-ne.com/dg-forecast
“Distributed Generation Forecast Working Group,” webpage (2020)
https://www.iso-ne.com/dgfwg
“Energy Efficiency Forecast,” webpage (2020)
https://www.iso-ne.com/eef
“FCA Obligations,” Excel spreadsheet (2020)
https://www.iso-ne.com/fca14-obligations
Federal Energy Regulatory Agency. Order on Tariff Filing, Docket No. ER18-619-000 (March 9, 2018)
https://www.ferc.gov/CalendarFiles/20180309230225-ER18-619-000.pdf
Final 2020 Heating Electrification Forecast (2020)
https://www.iso-ne.com/static-assets/documents/2020/02/final-draft-2020-heatelectr-v1.pdf
Final 2020 Transportation Electrification Forecast (2020)
https://www.iso-ne.com/static-assets/documents/2020/02/final-draft-2020-transpelectr.pdf
Final RSP Project List—March 2020 (2020)
www.iso-ne.com/rsp2020-projects
Final Asset Condition List—March 2020 (2020)
www.iso-ne.com/rsp2020-assets
“Forward Capacity Market,” webpage (2020)
https://www.iso-ne.com/fcm
“Glossary and Acronyms,” webpage (2020)
https://www.iso-ne.com/glossary
“Interconnection Process Guide,” webpage (2020)
https://www.iso-ne.com/interconnections
“Interconnection Request Queue,” webpage (2020)
https://www.iso-ne.com/irq
ISO New England, “Revisions to ISO New England Transmission, Markets, and Services Tariff Related to Competitive Auctions with Sponsored Policy Resources, Docket No. ER18-___ -000,” FERC letter submission (January 8, 2018)
https://www.iso-ne.com/static-assets/documents/2018/01/er18-619-000_caspr_filing.pdf
ISO New England Inc. Transmission, Markets, and Services Tariff, Section I—General Terms and Conditions, (Review of Market Participant’s Proposed Plans) (2020)
https://www.iso-ne.com/tariff-sect1
ISO New England Inc. Transmission, Markets, and Services Tariff, Section III—Market Rule 1, (2020)
https://www.iso-ne.com/marketrule1
“Load Forecast,“ webpage (2020)
https://www.iso-ne.com/lf
“Load Forecast Committee,” webpage (2020)
https://www.iso-ne.com/lfc
Monthly SCC Reports (multiple dates)
https://www.iso-ne.com/scc
Open Access Transmission Tariff (2020)
https://www.iso-ne.com/oatt
OATT, Schedule 22—Standard Large Generator Interconnection Procedures (2020)
https://www.iso-ne.com/sched22-lgip
OATT, Schedule 23 —Standard Small Generator Interconnection Procedures (2020)
https://www.iso-ne.com/sched23-sgip
Operating Procedure No. 14 (OP 14), Technical Requirements for Generators, Demand-Response Resources, Asset-Related Demands, and Alternative Technology Regulation Resources (2020)
https://www.iso-ne.com/op14
Operating Procedures (2020)
https://www.iso-ne.com/ops
“Regional System Plan,” webpage (2020)
https://www.iso-ne.com/rsp
“Reliability Committee and Working Groups,” webpage (2020)
https://www.iso-ne.com/rc
“Transmission Owner Planning Advisory Committee,” webpage (2020), transmission owner Local System Plans
https://www.iso-ne.com/topac
Transmission Planning Technical Guide (2019)
https://www.iso-ne.com/tptg-rev6
US Energy Information Administration, “Form EIA-860 Data,” webpage (US Department of Energy, September 3, 2019)
https://www.eia.gov/electricity/data/eia860/