## Cover Page
2022 CELT Report
2022-2031 Forecast Report of Capacity, Energy, Loads, and Transmission
© ISO New England Inc. System Planning
May 1, 2022
Revised 8/10/2022, Appendix A.1
ISO-NE PUBLIC USE

## Introduction
Links: | Reliability Committee
Load Forecast Committee
Links: | RSP and Related Analyses
RSP Project List
RSP Asset Condition List
Interconnection Request Queue
Transmission Owner Planning Advisory Committee
Links: | Glossary and Acronyms
CELT Reports
Links: | M/LCC Procedures
Manuals
Operating Procedures
Planning Procedures
System Operating Procedures
Tariff

## 1.1 Summer Peak
Links:
Load Forecast | Distributed Generation Forecast |  |  |  |  | Energy Efficiency Forecast
Forecast and Capabilities | 2021 | 2022 | 2023 | 2024 | 2025 | 2026 | 2027 | 2028 | 2029 | 2030 | 2031
1. Load Forecast (1, 2, 3)
1.1 Gross (without reductions) (4,5) | 27642 | 27743 | 27855 | 27983 | 28130 | 28330 | 28524 | 28740 | 28979 | 29239 | 29519
1.1.1 Behind-the-meter PV (6) | 844 | 903 | 935 | 961 | 994 | 1031 | 1060 | 1084 | 1100 | 1110 | 1115
1.2 Net (with reductions for BTM PV) | 26798 | 26840 | 26920 | 27023 | 27136 | 27298 | 27464 | 27657 | 27879 | 28129 | 28404
1.2.1 Energy efficiency(7) | 2975 | 2153 | 2288 | 2423 | 2557 | 2706 | 2833 | 2935 | 3010 | 3058 | 3082
1.3 Net (with reductions for BTM PV and EE) (8) | 23822 | 24686 | 24633 | 24600 | 24579 | 24592 | 24631 | 24722 | 24869 | 25071 | 25322
2. Capacity based on FCM obligations
2.1 Generating resources(9) | 29604.455 | 28205.204 | 28977.818 | 29243.468 | 27983.936 | 27983.936 | 27983.936 | 27983.936 | 27983.936 | 27983.936 | 27983.936
2.2 Demand capacity resources (9,10) | 3909.992 | 4122.43 | 3919.114 | 3890.538 | 3322.606 | 3322.606 | 3322.606 | 3322.606 | 3322.606 | 3322.606 | 3322.606
2.2.1 Active DCR | 587.27 | 609.826 | 592.043 | 677.673 | 765.35 | 765.35 | 765.35 | 765.35 | 765.35 | 765.35 | 765.35
2.2.2 Passive DCR(11) | 3322.722 | 3512.604 | 3327.071 | 3212.865 | 2557.256 | 2557.256 | 2557.256 | 2557.256 | 2557.256 | 2557.256 | 2557.256
2.2.2.1 Energy Efficiency | 2795 | 3221 | 3034 | 2820 | 2177 | 2177 | 2177 | 2177 | 2177 | 2177 | 2177
2.2.2.2 Distributed Generation | 138 | 274 | 292 | 391 | 379 | 379 | 379 | 379 | 379 | 379 | 379
2.3 Imports(12) | 1207.78 | 1115.22 | 1058.72 | 1487.059 | 1504 | 0 | 0 | 0 | 0 | 0 | 0
2.4 Total [ = 2.1 + 2.2 + 2.3 ] | 34722.227 | 33442.854 | 33955.652 | 34621.065 | 32810.542 | 31306.542 | 31306.542 | 31306.542 | 31306.542 | 31306.542 | 31306.542
3. Capacity based on seasonal claimed capability(13,14)
3.1 Generation claimed for capability | 30847.352 | 31211.1213 | 31420.4838 | 30607.6611 | 30633.1953 | 30690.7136 | 30729.4689 | 30747.646 | 30761.221 | 30771.3431 | 30778.142
3.1.1 Generator Additions |  | 0 | 376.7265 | 1031.0728 | 1299.826 | 1357.3443 | 1396.0996 | 1414.2767 | 1427.8517 | 1437.9738 | 1444.7727
3.1.2 Generator Retirements |  | 0 | 167.364 | 1634.533 | 1877.752 | 1877.752 | 1877.752 | 1877.752 | 1877.752 | 1877.752 | 1877.752
4. Reserves (based on Reference Load with reduction for passive DCR)
4.1 Installed reserves (based on CSOs of generating resources [line 2.1], active DCR [line 2.2.1], and imports [line 2.3])
4.1.1 MW [ = 2.1 + 2.2.1 + 2.3 - 1.3 ] | 7577.505 | 5244.25 | 5995.581 | 6808.2 | 5674.286 | 4157.286 | 4118.286 | 4027.286 | 3880.286 | 3678.286 | 3427.286
4.1.2 % of load [ = (4.1.1 / 1.3 ) x 100 ] | 31.8089 | 21.2438 | 24.3396 | 27.6756 | 23.0859 | 16.905 | 16.7199 | 16.2903 | 15.6029 | 14.6715 | 13.5348
4.2 Installed reserves (based on generation SCC [line 3.1], active DCR [line 2.2.1], imports [line 2.3], and exports
4.2.1 MW [ = (3.1 + 2.2.1 + 2.3) – 1.3 ] | 8820.402 | 8250.1673 | 8438.2468 | 8172.3931 | 8323.5453 | 6864.0636 | 6863.8189 | 6790.996 | 6657.571 | 6465.6931 | 6221.492
4.2.2 % of load [ = (4.2.1 / 1.3 ) x 100) ] | 37.0263 | 33.4204 | 34.2559 | 33.2211 | 33.8645 | 27.9118 | 27.8666 | 27.4694 | 26.7706 | 25.7895 | 24.5695

## 1.2 Winter Peak
Links:
Load Forecast | Distributed Generation Forecast |  |  |  |  | Energy Efficiency Forecast
Forecast and Capabilities | 2021-22 | 2022-23 | 2023-24 | 2024-25 | 2025-26 | 2026-27 | 2027-28 | 2028-29 | 2029-30 | 2030-31 | 2031-32
1. Load Forecast (1, 2, 3)
1.1 Gross - (without reductions) (4,5) | 21847 | 22031 | 22238 | 22498 | 22806 | 23164 | 23573 | 24045 | 24581 | 25201 | 25880
1.1.1 Behind-the-Meter PV (6) | 0 | 0 | 0 | 0 | 0 | 0 | 0 | 0 | 0 | 0 | 0
1.2 Net - With reductions for BTM PV | 21847 | 22031 | 22238 | 22498 | 22806 | 23164 | 23573 | 24045 | 24581 | 25201 | 25880
1.2.1 Energy Efficiency (7) | 2951 | 2022 | 2148 | 2274 | 2401 | 2557 | 2693 | 2809 | 2903 | 2976 | 3029
1.3 Net - (with reductions for BTM PV and EE) (8) | 18896 | 20009 | 20090 | 20223 | 20405 | 20607 | 20881 | 21236 | 21678 | 22226 | 22852
2. Capacity based on FCM obligations
2.1 Generating Resources (9) | 29978.096 | 28464.588 | 29189.596 | 29697.222 | 28245.763 | 28245.763 | 28245.763 | 28245.763 | 28245.763 | 28245.763 | 28245.763
2.2 Demand Capacity Resource (9,10) | 3886.624 | 4032.815 | 3816.99 | 3682.869 | 3165.976 | 3165.976 | 3165.976 | 3165.976 | 3165.976 | 3165.976 | 3165.976
2.2.1 Active DCR | 587.91 | 610.466 | 592.043 | 678.865 | 765.35 | 765.35 | 765.35 | 765.35 | 765.35 | 765.35 | 765.35
2.2.2 Passive DCR(11) | 3298.714 | 3422.349 | 3224.947 | 3004.004 | 2400.626 | 2400.626 | 2400.626 | 2400.626 | 2400.626 | 2400.626 | 2400.626
2.2.2.1 Energy Efficiency | 2781 | 3191 | 3004 | 2790 | 2177 | 2177 | 2177 | 2177 | 2177 | 2177 | 2177
2.2.2.2 Distributed Generation | 206 | 214 | 221 | 214 | 223 | 223 | 223 | 223 | 223 | 223 | 223
2.3 Imports (12) | 1134.78 | 1070.22 | 1058.72 | 1454.059 | 1504 | 0 | 0 | 0 | 0 | 0 | 0
2.4 Total [ = 2.1 + 2.2 + 2.3 ] | 34999.5 | 33567.623 | 34065.306 | 34834.15 | 32915.739 | 31411.739 | 31411.739 | 31411.739 | 31411.739 | 31411.739 | 31411.739
3. Capacity based on seasonal claimed capability (13)
3.1 Generation claimed for capability | 32286.649 | 32422.698 | 32508.08 | 31377.132 | 31283.581 | 31283.581 | 31283.581 | 31283.581 | 31283.581 | 31283.581 | 31283.581
3.1.1 Generator Additions |  | 151.879 | 448.13 | 1004.338 | 1138.136 | 1138.136 | 1138.136 | 1138.136 | 1138.136 | 1138.136 | 1138.136
3.1.2 Generator Retirements |  | 15.83 | 226.699 | 1913.855 | 2141.204 | 2141.204 | 2141.204 | 2141.204 | 2141.204 | 2141.204 | 2141.204
4. Rerserves - (based on Reference Load with reduction for passive DCR)
4.1 Installed Reserves - (based on CSOs of generating resources (line 2.1), active DCR (line 2.2.1), and imports (line 2.3)
4.1.1 MW [ = 2.1 + 2.2.1 + 2.3 - 1.3 ] | 12804.786 | 10136.274 | 10750.359 | 11607.146 | 10110.113 | 8404.113 | 8130.113 | 7775.113 | 7333.113 | 6785.113 | 6159.113
4.1.2 % of load [ = (4.1.1 / 1.3 ) x 100 ] | 67.7645 | 50.6586 | 53.511 | 57.3958 | 49.5472 | 40.7828 | 38.9355 | 36.6129 | 33.8274 | 30.5278 | 26.9522
4.2 Installed Reserves - (based on generation SCC (line 3.1), active DCR (line 2.2.1), imports (line 2.3), and exports)
4.2.1 MW [ = (3.1 + 2.2.1 + 2.3) – 1.3 ] | 15113.339 | 14094.384 | 14068.843 | 13287.056 | 13147.931 | 11441.931 | 11167.931 | 10812.931 | 10370.931 | 9822.931 | 9196.931
4.2.2 % of load [ = (4.2.1 / 1.3 ) x 100) ] | 79.9817 | 70.4402 | 70.0291 | 65.7027 | 64.4348 | 55.5245 | 53.4837 | 50.9179 | 47.8408 | 44.1957 | 40.2456

## 1.3 Summer by Fuel-Unit Class
Fuel/Unit Classification | 2021 | 2022 | 2023 | 2024 | 2025 | 2026 | 2027 | 2028 | 2029 | 2030 | 2031
Battery, Energy Storage | 4.441 | 9.979 | 4.989 | 579.989 | 589.842 | 589.842 | 589.842 | 589.842 | 589.842 | 589.842 | 589.842
Co-located, PV / Battery | 42.559 | 72.529 | 118.695 | 81.614 | 300.362 | 300.362 | 300.362 | 300.362 | 300.362 | 300.362 | 300.362
Coal | 438 | 438 | 438 | 438 | 310 | 310 | 310 | 310 | 310 | 310 | 310
Fuel Cell | 30.694 | 30.694 | 32.059 | 23.83 | 21.902 | 21.902 | 21.902 | 21.902 | 21.902 | 21.902 | 21.902
Hydro | 1416.926 | 1389.794 | 1373.164 | 1366.535 | 1332.312 | 1332.312 | 1332.312 | 1332.312 | 1332.312 | 1332.312 | 1332.312
Landfill Gas/Other Biomass Gas | 52.379 | 47.844 | 55.262 | 48.061 | 48.385 | 48.385 | 48.385 | 48.385 | 48.385 | 48.385 | 48.385
Natural Gas | 15545.973 | 14522.96 | 15273.313 | 13856.392 | 13894.044 | 13894.044 | 13894.044 | 13894.044 | 13894.044 | 13894.044 | 13894.044
Nuclear | 3342.93 | 3339.489 | 3333.113 | 3326.014 | 3330.59 | 3330.59 | 3330.59 | 3330.59 | 3330.59 | 3330.59 | 3330.59
Oil | 5922.905 | 5764.951 | 4938.332 | 5701.505 | 4959.078 | 4959.078 | 4959.078 | 4959.078 | 4959.078 | 4959.078 | 4959.078
Photovoltaic | 85 | 215.781 | 343.603 | 355.162 | 384.884 | 384.884 | 384.884 | 384.884 | 384.884 | 384.884 | 384.884
Pumped Storage | 1859.383 | 1527.883 | 1859.383 | 1859.127 | 1859.127 | 1859.127 | 1859.127 | 1859.127 | 1859.127 | 1859.127 | 1859.127
Refuse | 374.54 | 359.479 | 392.829 | 350.038 | 343.461 | 343.461 | 343.461 | 343.461 | 343.461 | 343.461 | 343.461
Steam | 0 | 0 | 0 | 0 | 0 | 0 | 0 | 0 | 0 | 0 | 0
Wind | 83.978 | 82.005 | 271.706 | 270.425 | 274.706 | 274.706 | 274.706 | 274.706 | 274.706 | 274.706 | 274.706
Wood | 403.949 | 403.816 | 324.373 | 335.774 | 335.226 | 335.226 | 335.226 | 335.226 | 335.226 | 335.226 | 335.226
ISO New England capability subtotal(1) | 29603.657 | 28205.204 | 28758.821 | 28592.466 | 27983.919 | 27983.919 | 27983.919 | 27983.919 | 27983.919 | 27983.919 | 27983.919
Demand capacity resources(1) | 3909.992 | 4122.43 | 4012.295 | 3887.878 | 3322.606 | 3322.606 | 3322.606 | 3322.606 | 3322.606 | 3322.606 | 3322.606
Imports(2) | 1207.78 | 1115.22 | 1058.72 | 1487.059 | 1503.842 | 0 | 0 | 0 | 0 | 0 | 0
Total capacity | 34721.429 | 33442.854 | 33829.836 | 33967.403 | 32810.367 | 31307 | 31307 | 31307 | 31307 | 31307 | 31307

## 1.4 Winter by Fuel-Unit Class
Fuel/Unit Classification | 2021-22 | 2022-23 | 2023-24 | 2024-25 | 2025-26 | 2026-27 | 2027-28 | 2028-29 | 2029-30 | 2030-31 | 2031-32
Battery, Energy Storage | 4.796 | 9.94 | 4.95 | 579.95 | 589.842 | 589.842 | 589.842 | 589.842 | 589.842 | 589.842 | 589.842
Co-located, PV / Battery | 42.516 | 72.529 | 101.648 | 61.668 | 229.627 | 229.627 | 229.627 | 229.627 | 229.627 | 229.627 | 229.627
Coal | 438 | 438 | 438 | 438 | 310 | 310 | 310 | 310 | 310 | 310 | 310
Fuel Cell | 30.694 | 30.694 | 32.059 | 23.83 | 21.902 | 21.902 | 21.902 | 21.902 | 21.902 | 21.902 | 21.902
Hydro | 1576.372 | 1526.774 | 1539.502 | 1585.599 | 1585.583 | 1585.583 | 1585.583 | 1585.583 | 1585.583 | 1585.583 | 1585.583
Landfill Gas/Other Biomass Gas | 52.594 | 51.96 | 54.645 | 47.816 | 48.228 | 48.228 | 48.228 | 48.228 | 48.228 | 48.228 | 48.228
Natural Gas | 15638.5 | 14644.894 | 15397.841 | 14149.846 | 14039.227 | 14039.227 | 14039.227 | 14039.227 | 14039.227 | 14039.227 | 14039.227
Nuclear | 3342.505 | 3339.489 | 3333.113 | 3326.014 | 3330.59 | 3330.59 | 3330.59 | 3330.59 | 3330.59 | 3330.59 | 3330.59
Oil | 5968.283 | 5810.451 | 4931.286 | 5738.176 | 4992.12 | 4992.12 | 4992.12 | 4992.12 | 4992.12 | 4992.12 | 4992.12
Photovoltaic | 0 | 0 | 1.754 | 1.754 | 3.018 | 3.018 | 3.018 | 3.018 | 3.018 | 3.018 | 3.018
Pumped Storage | 1859.383 | 1527.883 | 1859.383 | 1859.127 | 1859.127 | 1859.127 | 1859.127 | 1859.127 | 1859.127 | 1859.127 | 1859.127
Refuse | 382.909 | 368.161 | 402.946 | 358.012 | 353.383 | 353.383 | 353.383 | 353.383 | 353.383 | 353.383 | 353.383
Steam | 0 | 0 | 0 | 0 | 0 | 0 | 0 | 0 | 0 | 0 | 0
Wind | 236.885 | 243.9 | 560.223 | 554.566 | 547.873 | 547.873 | 547.873 | 547.873 | 547.873 | 547.873 | 547.873
Wood | 403.25 | 399.913 | 324.259 | 335.774 | 335.226 | 335.226 | 335.226 | 335.226 | 335.226 | 335.226 | 335.226
ISO New England capability subtotal(1) | 29976.687 | 28464.588 | 28981.609 | 29060.132 | 28245.746 | 28245.746 | 28245.746 | 28245.746 | 28245.746 | 28245.746 | 28245.746
Demand capacity resources(1) | 3886.624 | 4032.815 | 3911.463 | 3680.481 | 3165.976 | 3165.976 | 3165.976 | 3165.976 | 3165.976 | 3165.976 | 3165.976
Imports(2) | 1134.78 | 1070.22 | 1058.72 | 1454.059 | 1503.842 | 0 | 0 | 0 | 0 | 0 | 0
Total capacity | 34998.091 | 33567.623 | 33951.792 | 34194.672 | 32915.564 | 31412 | 31412 | 31412 | 31412 | 31412 | 31412

## 1.5.1 Peak Loads
Links:
Load Forecast |  |  |  |  | Distributed Generation Forecast | [5 empty] | Energy Efficiency Forecast
Peak Loads | [7 empty] | 2021 Actual
Monthly peak load (MW)(3) | JAN |  | FEB |  | MAR | APR | MAY | JUN | JUL | AUG | SEP | OCT | NOV | DEC
Gross (without reductions) | 21623 |  | 20968 |  | 20550 | 17754 | 22166 | 30045 | 27229 | 29101 | 23418 | 18193 | 19978 | 20894
Reduced for BTM PV(5) | 21623 |  | 20968 |  | 20550 | 17475 | 21673 | 28776 | 25913 | 28103 | 23008 | 18193 | 19978 | 20894
Net (reduced for BTM PV and EE) | 18839 |  | 18185 |  | 17767 | 14684 | 18882 | 25801 | 22937 | 25128 | 20032 | 15218 | 17003 | 17943
2022 Forecast
Monthly peak load (MW)(1,2,3) | JAN |  | FEB |  | MAR | APR | MAY | JUN | JUL | AUG | SEP | OCT | NOV | DEC
Gross (without reductions)(4) | 22680 | A | 21481 | A | 19673 | 17668 | 20876 | 24693 | 27743 | 26248 | 22809 | 18282 | 19664 | 21234
Reduced for BTM PV(5) | 22680 | A | 21481 | A | 19673 | 17668 | 19978 | 23796 | 26840 | 25340 | 21896 | 18282 | 19664 | 21234
Net (reduced for BTM PV and EE) | 19729 | A | 18530 | A | 17778 | 15649 | 17959 | 21642 | 24686 | 23186 | 19742 | 16129 | 17511 | 19212
2023 Forecast
Monthly peak load (MW)(1,2) | JAN |  | FEB |  | MAR | APR | MAY | JUN | JUL | AUG | SEP | OCT | NOV | DEC
Gross (without reductions)(4) | 22031 |  | 20889 |  | 19837 | 17910 | 21214 | 24829 | 27855 | 26342 | 22954 | 18602 | 19805 | 21416
Reduced for BTM PV(5) | 22031 |  | 20889 |  | 19837 | 17910 | 20257 | 23896 | 26920 | 25404 | 22011 | 18602 | 19805 | 21416
Net (reduced for BTM PV and EE) | 20009 |  | 18868 |  | 17815 | 15756 | 18104 | 21608 | 24633 | 23116 | 19723 | 16314 | 17517 | 19268
[8 empty] | Annual Forecast | [5 empty] | CAGR (%)
Summer peak (MW)(1,2,3) | 2021 |  | 2022 |  | 2023 | 2024 | 2025 | 2026 | 2027 | 2028 | 2029 | 2030 | 2031 | 2022 to 2031
Gross (without reductions)(4) | 30045 | A | 27743 |  | 27855.0532 | 27983.2506 | 28130.1112 | 28329.6374 | 28524.1717 | 28740.2165 | 28978.614 | 29238.9571 | 29518.8451 | 0.69177
Reduced for BTM PV(5) | 28776 | A | 26840 |  | 26920 | 27023 | 27136 | 27298 | 27464 | 27657 | 27879 | 28129 | 28404 | 0.63128
Net (reduced for BTM PV and EE) | 25801 | A | 24686 |  | 24633 | 24600 | 24579 | 24592 | 24631 | 24722 | 24869 | 25071 | 25322 | 0.28304
Winter peak (MW)(1,2,3)
Gross (without reductions)(4) | 22680 | A | 22031 |  | 22238 | 22498 | 22806 | 23164 | 23573 | 24045 | 24581 | 25201 | 25880 | 1.8052
Reduced for BTM PV(5) | 22680 | A | 22031 |  | 22238 | 22498 | 22806 | 23164 | 23573 | 24045 | 24581 | 25201 | 25880 | 1.8052
Net (reduced for BTM PV and EE) | 19729 | A | 20009 |  | 20090 | 20223 | 20405 | 20607 | 20881 | 21236 | 21678 | 22226 | 22852 | 1.4871

## 1.5.2 Energy
Link: | Load Forecast
2021 Actual
Monthly net energy for load (GWh)(1,2) | JAN |  | FEB |  | MAR | APR | MAY | JUN | JUL | AUG | SEP | OCT | NOV | DEC
Gross (without reductions)(3) | 12317 |  | 11277 |  | 11403 | 10241 | 10451 | 12421 | 12767 | 13795 | 11206 | 10661 | 10848 | 12034
Reduced for BTM PV | 12215 |  | 11198 |  | 11089 | 9938 | 10097 | 12079 | 12487 | 13506 | 10962 | 10488 | 10701 | 11948
Net (Reduced for BTM PV and EE) | 10680 |  | 9747 |  | 9502 | 8347 | 8655 | 10722 | 11025 | 12099 | 9648 | 8881 | 9104 | 10296
2022 Forecast
Monthly net energy for load (GWh)(1,2) | JAN |  | FEB |  | MAR | APR | MAY | JUN | JUL | AUG | SEP | OCT | NOV | DEC
Gross (without reductions)(3) | 13009 | A | 11320 | A | 11558 | 10339 | 10576 | 11778 | 13960 | 13454 | 11160 | 10771 | 10916 | 12275
Reduced for BTM PV | 12906 | A | 11180 | A | 11226 | 9972 | 10153 | 11337 | 13504 | 13020 | 10796 | 10508 | 10716 | 12136
Net (reduced for BTM PV and EE) | 11279 | A | 9642 | A | 10176 | 9033 | 9193 | 10264 | 12233 | 11794 | 9780 | 9530 | 9725 | 11022
2023 Forecast
Monthly net energy for load (GWh)(1,2) | JAN |  | FEB |  | MAR | APR | MAY | JUN | JUL | AUG | SEP | OCT | NOV | DEC
Gross (without reductions) | 12803 |  | 11362 |  | 11751 | 10513 | 10765 | 11987 | 14251 | 13716 | 11357 | 10950 | 11097 | 12492
Reduced for BTM PV | 12627 |  | 11162 |  | 11369 | 10092 | 10290 | 11495 | 13742 | 13231 | 10951 | 10656 | 10874 | 12337
Net (reduced for BTM PV and EE) | 11412 |  | 10083 |  | 10254 | 9094 | 9269 | 10353 | 12385 | 11925 | 9870 | 9618 | 9821 | 11152
[8 empty] | Annual Forecast | [5 empty] | CAGR
Annual net energy for load (GWh) | 2021 |  | 2022 |  | 2023 | 2024 | 2025 | 2026 | 2027 | 2028 | 2029 | 2030 | 2031 | 2022 to 2031
Gross (without reductions) | 139423 | A | 140536 |  | 143042 | 145929 | 148167 | 150695 | 153159 | 156172 | 158727 | 161748 | 164965 | 1.7967
Reduced for BTM PV | 136709 | A | 136790 |  | 138826 | 141258 | 143012 | 145019 | 146995 | 149588 | 151764 | 154412 | 157273 | 1.5625
Net (reduced for BTM PV and EE) | 118706 | A | 124019 |  | 125236 | 126847 | 127781 | 129224 | 130742 | 133127 | 135199 | 137847 | 140805 | 1.4205

## 1.6 Frcst Distributions
|  | Peak Load Forecast at Milder-than-Expected Weather |  |  |  | Forecast at Expected Weather | Peak Load Forecast at Hotter-than-Expected Weather
Probability of Forecast Being Exceeded |  | 90% | 80% | 70% | 60% | 50% | 40% | 30% | 20% | 10% | 5%
Summer (MW) | 2022 | 25579 | 25704 | 26121 | 26384 | 26840 | 27131 | 27396 | 27694 | 28569 | 28924
| 2023 | 25650 | 25783 | 26200 | 26464 | 26920 | 27215 | 27485 | 27782 | 28659 | 29017
| 2024 | 25743 | 25883 | 26301 | 26566 | 27023 | 27321 | 27595 | 27892 | 28771 | 29131
| 2025 | 25848 | 25995 | 26413 | 26679 | 27136 | 27439 | 27716 | 28012 | 28894 | 29257
| 2026 | 26001 | 26155 | 26574 | 26841 | 27298 | 27605 | 27886 | 28182 | 29066 | 29431
| 2027 | 26158 | 26319 | 26736 | 27006 | 27464 | 27774 | 28057 | 28355 | 29242 | 29609
| 2028 | 26341 | 26510 | 26924 | 27198 | 27657 | 27971 | 28256 | 28555 | 29444 | 29814
| 2029 | 26554 | 26730 | 27140 | 27420 | 27879 | 28197 | 28483 | 28784 | 29676 | 30048
| 2030 | 26795 | 26979 | 27385 | 27671 | 28129 | 28451 | 28739 | 29042 | 29936 | 30310
| 2031 | 27062 | 27252 | 27655 | 27948 | 28404 | 28731 | 29021 | 29324 | 30221 | 30598
|  | Peak Load Forecast at Milder-than-Expected Weather |  |  |  | Forecast at Expected Weather | Peak Load Forecast at Colder-than-Expected Weather
Probability of Forecast Being Exceeded |  | 90% | 80% | 70% | 60% | 50% | 40% | 30% | 20% | 10% | 5%
Winter (MW) | 2022-2023 | 21602 | 21699 | 21811 | 21937 | 22031 | 22117 | 22340 | 22492 | 22717 | 22923
| 2023-2024 | 21804 | 21901 | 22016 | 22141 | 22238 | 22324 | 22549 | 22704 | 22931 | 23141
| 2024-2025 | 22056 | 22155 | 22271 | 22392 | 22498 | 22582 | 22810 | 22970 | 23199 | 23414
| 2025-2026 | 22355 | 22459 | 22573 | 22690 | 22806 | 22893 | 23120 | 23285 | 23518 | 23741
| 2026-2027 | 22704 | 22804 | 22925 | 23045 | 23164 | 23259 | 23477 | 23653 | 23889 | 24121
| 2027-2028 | 23115 | 23206 | 23339 | 23458 | 23573 | 23689 | 23902 | 24084 | 24325 | 24568
| 2028-2029 | 23589 | 23674 | 23817 | 23926 | 24045 | 24185 | 24390 | 24582 | 24829 | 25084
| 2029-2030 | 24116 | 24201 | 24356 | 24468 | 24581 | 24744 | 24941 | 25145 | 25398 | 25668
| 2030-2031 | 24695 | 24793 | 24956 | 25065 | 25201 | 25367 | 25579 | 25773 | 26031 | 26317
| 2031-2032 | 25338 | 25444 | 25607 | 25710 | 25880 | 26049 | 26283 | 26462 | 26725 | 27029

## 1.7 Electrification Frcst
Links: | Final 2021 Heating Electrification Forecast
Final 2021 Transportation Electrification Forecast
Table 1 |  | Annual Energy (GWh)
Category | State | 2022 | 2023 | 2024 | 2025 | 2026 | 2027 | 2028 | 2029 | 2030 | 2031
Transportation | Connecticut | 36 | 108 | 189 | 279 | 389 | 530 | 706 | 909 | 1152 | 1428
| Massachusetts | 15 | 62 | 176 | 365 | 598 | 861 | 1156 | 1471 | 1810 | 2166
| Maine | 7 | 24 | 51 | 96 | 161 | 251 | 372 | 525 | 718 | 949
| New Hampshire | 7 | 20 | 35 | 51 | 71 | 96 | 127 | 162 | 203 | 249
| Rhode Island | 6 | 18 | 35 | 57 | 87 | 125 | 173 | 231 | 300 | 383
| Vermont | 7 | 24 | 52 | 101 | 175 | 269 | 375 | 493 | 624 | 761
| Total | 78 | 256 | 539 | 950 | 1481 | 2132 | 2908 | 3790 | 4807 | 5934
Heating | Connecticut | 2 | 8 | 15 | 22 | 30 | 40 | 52 | 65 | 80 | 97
| Massachusetts | 13 | 46 | 98 | 184 | 306 | 467 | 666 | 906 | 1180 | 1487
| Maine | 27 | 89 | 157 | 233 | 317 | 413 | 521 | 641 | 775 | 923
| New Hampshire | 2 | 8 | 16 | 24 | 35 | 47 | 61 | 77 | 96 | 118
| Rhode Island | 1 | 5 | 10 | 16 | 24 | 34 | 48 | 64 | 85 | 112
| Vermont | 10 | 33 | 59 | 88 | 120 | 154 | 193 | 234 | 277 | 320
| Total | 56 | 189 | 354 | 566 | 832 | 1155 | 1539 | 1987 | 2493 | 3056
Table 2 |  | Summer Peak (MW)
Category | State | 2022 | 2023 | 2024 | 2025 | 2026 | 2027 | 2028 | 2029 | 2030 | 2031
Transportation | Connecticut | 6 | 18 | 31 | 46 | 73 | 99 | 131 | 169 | 214 | 264
| Massachusetts | 3 | 10 | 29 | 60 | 112 | 161 | 215 | 273 | 334 | 398
| Maine | 1 | 4 | 8 | 16 | 30 | 47 | 69 | 98 | 133 | 176
| New Hampshire | 1 | 3 | 6 | 8 | 13 | 18 | 23 | 30 | 37 | 45
| Rhode Island | 1 | 3 | 6 | 9 | 16 | 23 | 32 | 42 | 55 | 70
| Vermont | 1 | 4 | 9 | 17 | 33 | 51 | 70 | 93 | 117 | 142
| Total | 14 | 43 | 89 | 156 | 278 | 399 | 540 | 704 | 890 | 1096
Heating | Connecticut | 0 | 0 | 0 | 0 | 0 | 0 | 0 | 0 | 0 | 0
| Massachusetts | 0 | 0 | 0 | 0 | 0 | 0 | 0 | 0 | 0 | 0
| Maine | 0 | 0 | 0 | 0 | 0 | 0 | 0 | 0 | 0 | 0
| New Hampshire | 0 | 0 | 0 | 0 | 0 | 0 | 0 | 0 | 0 | 0
| Rhode Island | 0 | 0 | 0 | 0 | 0 | 0 | 0 | 0 | 0 | 0
| Vermont | 0 | 0 | 0 | 0 | 0 | 0 | 0 | 0 | 0 | 0
| Total | 0 | 0 | 0 | 0 | 0 | 0 | 0 | 0 | 0 | 0
Table 3 |  | Winter Peak (MW)
Category | State | 2022 | 2023 | 2024 | 2025 | 2026 | 2027 | 2028 | 2029 | 2030 | 2031
Transportation | Connecticut | 17 | 35 | 55 | 78 | 107 | 144 | 188 | 241 | 303 | 370
| Massachusetts | 8 | 24 | 62 | 112 | 170 | 234 | 305 | 382 | 463 | 548
| Maine | 3 | 8 | 17 | 30 | 48 | 73 | 106 | 147 | 198 | 258
| New Hampshire | 3 | 7 | 10 | 14 | 19 | 26 | 34 | 43 | 53 | 64
| Rhode Island | 3 | 6 | 10 | 16 | 24 | 34 | 46 | 61 | 79 | 100
| Vermont | 3 | 8 | 17 | 32 | 52 | 75 | 101 | 131 | 162 | 195
| Total | 38 | 88 | 171 | 282 | 420 | 586 | 780 | 1004 | 1258 | 1535
Heating | Connecticut | 3 | 7 | 10 | 15 | 20 | 26 | 34 | 42 | 52 | 63
| Massachusetts | 17 | 37 | 77 | 137 | 218 | 326 | 449 | 594 | 766 | 962
| Maine | 31 | 63 | 101 | 144 | 188 | 236 | 294 | 359 | 445 | 533
| New Hampshire | 3 | 6 | 10 | 15 | 21 | 27 | 35 | 44 | 55 | 67
| Rhode Island | 2 | 4 | 7 | 12 | 18 | 24 | 33 | 44 | 58 | 78
| Vermont | 13 | 26 | 41 | 57 | 76 | 96 | 118 | 145 | 169 | 196
| Total | 68 | 143 | 247 | 379 | 542 | 736 | 963 | 1227 | 1544 | 1899

## 2.1 Generator List
| Links: Seasonal Claimed Capability Reports |  | Interconnection Request Queue
ASSET ID | ASSET NAME | RESOURCE ID | RESOURCE NAME | GEN TYPE ID | PRIM FUEL TYPE | ALT FUEL TYPE | IN-SERVICE DATE | LEAD PARTICIPANT NAME | STATE | TOWN/CITY | RSP AREA | LOAD ZONE NAME | EIA PLANT NUMBER | NAMEPLATE (MW) | WINTER SCC (MW) Jan 1, 2022 | ACTUAL WINTER PEAK SCC (MW) Jan 11, 2022 | EXPECTED SUMMER PEAK SCC (MW) Jul 1, 2022
253 | TURNKEY LANDFILL | 253 | TURNKEY LANDFILL | IC | LFG |  | 1992-03-01 | Public Service Company of New Hampshire | NH | Rochester | NH | NH | 54663 | 3 | 0.674 | 0.674 | 1.278
321 | MANCHESTER 10/10A CC | 321 | MANCHESTER 10 10A CC | CC | NG | DFO | 1995-11-15 | Direct Energy Business Marketing, LLC | RI | Providence | RI | RI | 3236 | 170.1995 | 170 | 170 | 156.277
322 | MANCHESTER 11/11A CC | 322 | MANCHESTER 11 11A CC | CC | NG | DFO | 1995-10-01 | Direct Energy Business Marketing, LLC | RI | Providence | RI | RI | 3236 | 170.1995 | 170 | 170 | 158.229
323 | MANCHESTER 9/9A CC | 323 | MANCHESTER 9 9A CC | CC | NG | DFO | 1995-11-14 | Direct Energy Business Marketing, LLC | RI | Providence | RI | RI | 3236 | 170.1995 | 170 | 170 | 156.253
326 | ALTRESCO | 326 | ALTRESCO | CC | NG | DFO | 1990-09-01 | Pawtucket Power Holding Company LLC | MA | Pittsfield | WMA | WCMA | 50002 | 160.088 | 183.005 | 183.005 | 153.594
327 | AMOSKEAG | 327 | AMOSKEAG | HDR | WAT |  | 1922-01-01 | Central Rivers Power NH, LLC | NH | Manchester | NH | NH | 2354 | 15 | 9.694 | 9.694 | 10.109
328 | GULF ISLAND COMPOSITE | 328 | GULF ISLAND COMPOSITE INCREMENTAL | HW | WAT |  | 1926-01-01 | Brookfield White Pine Hydro LLC | ME | Lewiston | ME | ME | 1480 | 39.4618 | 33.44 | 33.44 | 28.331
329 | ASCUTNEY GT | 329 | ASCUTNEY GT | GT | DFO |  | 1961-11-01 | Green Mountain Power Corporation | VT | Perkinsville | VT | VT | 3708 | 11.4997 | 12.67 | 12.67 | 8.191
330 | AYERS ISLAND | 330 | AYERS ISLAND | HDR | WAT |  | 1925-01-01 | Central Rivers Power NH, LLC | NH | Bristol | NH | NH | 2355 | 7.2 | 8.943 | 8.943 | 2.77
331 | AZISCOHOS HYDRO | 331 | AZISCOHOS HYDRO | HDP | WAT |  | 1988-07-01 | Brookfield Renewable Trading And Marketing LP | ME | Errol | ME | ME | 50999 | 6.777 | 6.645 | 6.645 | 6.645
335 | BELLOWS FALLS | 335 | BELLOWS FALLS | HDP | WAT |  | 1928-01-01 | Great River Hydro, LLC | VT | Bellows Falls | VT | NH | 3745 | 45.9 | 46.445 | 46.445 | 46.445
336 | BERLIN 1 GT | 336 | BERLIN 1 GT | GT | KER |  | 1972-01-01 | Green Mountain Power Corporation | VT | Berlin | VT | VT | 3734 | 41.85 | 52.46 | 52.46 | 41.2
337 | BETHLEHEM | 337 | BETHLEHEM | ST | WDS |  | 1986-12-01 | Stored Solar J&WE, LLC | NH | Bethlehem | NH | NH | 50208 | 14.535 | 15.653 | 15.653 | 15.246
345 | ND PAPER |  | NO RESOURCE | ST | BIT | OBS | 1990-02-01 | American PowerNet Management, LP | ME | Rumford | ME | ME | 10495 | 102.6001 | 0 | 0 | 102.6
346 | BOLTON FALLS | 346 | BOLTON FALLS | HDR | WAT |  | 1980-01-01 | Green Mountain Power Corporation | VT | Duxbury | VT | VT | 7056 | 6.4 | 2.133 | 2.133 | 1.117
348 | BOOT MILLS | 348 | BOOT MILLS | HDR | WAT |  | 1985-11-01 | NSTAR Electric Company | MA | Lowell | CMA/NEMA | WCMA | 10556 | 18.2131 | 12.071 | 12.071 | 1.23
349 | WHEELABRATOR BRIDGEPORT, L.P. | 349 | WHEELABRATOR BRIDGEPORT, L.P. | ST | MSW |  | 1988-04-01 | Wheelabrator North Andover Inc. | CT | Bridgeport | SWCT | CT | 50883 | 67.15 | 58.488 | 58.488 | 58.488
355 | BRANFORD 10 | 355 | BRANFORD 10 | GT | KER |  | 1969-01-01 | Generation Bridge Connecticut Holdings, LLC | CT | Branford | SWCT | CT | 540 | 18.5938 | 20.95 | 20.95 | 15.84
356 | BRISTOL REFUSE | 356 | BRISTOL REFUSE | ST | MSW |  | 1988-05-01 | Covanta Energy Marketing, LLC | CT | Bristol | CT | CT | 50648 | 18 | 12.486 | 12.486 | 12.349
357 | BRIDGEWATER | 357 | BRIDGEWATER | ST | WDS |  | 1987-09-01 | Bridgewater Power Company, L.P. | NH | Plymouth | NH | NH | 10290 | 15.0875 | 13.976 | 13.976 | 13.976
358 | BRUNSWICK | 358 | BRUNSWICK | HDR | WAT |  | 1982-03-01 | Brookfield White Pine Hydro LLC | ME | Brunswick | ME | ME | 1483 | 19.6002 | 6.483 | 6.483 | 3.443
359 | J. COCKWELL 1 | 359 | J. COCKWELL 1 | PS | WAT |  | 1974-09-01 | Bear Swamp Power Company LLC | MA | Florida | WMA | WCMA | 8005 | 299.7 | 293.208 | 293.208 | 293.208
360 | J. COCKWELL 2 | 360 | J. COCKWELL 2 | PS | WAT |  | 1974-10-01 | Bear Swamp Power Company LLC | MA | Florida | WMA | WCMA | 8005 | 299.7 | 293.66 | 293.66 | 327.44
362 | BULLS BRIDGE | 362 | BULLS BRIDGE | HDR | WAT |  | 1903-01-01 | Firstlight Power Management LLC | CT | New Milford | SWCT | CT | 541 | 7.2 | 5.385 | 5.385 | 2.746
363 | BURLINGTON GT | 363 | BURLINGTON GT | GT | DFO |  | 1971-07-01 | Burlington Electric Department | VT | Burlington | VT | VT | 3754 | 27.648 | 21.717 | 21.717 | 17.402
365 | CANAL 1 | 365 | CANAL 1 | ST | RFO |  | 1968-07-01 | Stonepeak Kestrel Energy Marketing LLC | MA | Sandwich | SEMA | SEMA | 1599 | 584.6 | 565.3 | 565.3 | 564.71
366 | CANAL 2 | 366 | CANAL 2 | ST | RFO | NG | 1976-02-01 | Stonepeak Kestrel Energy Marketing LLC | MA | Sandwich | SEMA | SEMA | 1599 | 579.5 | 558.75 | 558.75 | 558.75
367 | CAPE GT 4 | 367 | CAPE GT 4 | GT | DFO |  | 1970-01-01 | NextEra Energy Marketing, LLC | ME | South Portland | SME | ME | 1484 | 17.5525 | 19.402 | 19.402 | 13.75
368 | CAPE GT 5 | 368 | CAPE GT 5 | GT | DFO |  | 1970-01-01 | NextEra Energy Marketing, LLC | ME | South Portland | SME | ME | 1484 | 18.4 | 20.272 | 20.272 | 15.8
369 | CATARACT EAST | 369 | CATARACT EAST | HDP | WAT |  | 1937-01-01 | Brookfield White Pine Hydro LLC | ME | Saco | SME | ME | 1486 | 6.65 | 8 | 8 | 7.51
370 | COS COB 10 | 370 | COS COB 10 | GT | KER |  | 1969-09-01 | Generation Bridge Connecticut Holdings, LLC | CT | Greenwich | NOR | CT | 542 | 21.25 | 23 | 23 | 18.932
371 | COS COB 11 | 371 | COS COB 11 | GT | KER |  | 1969-01-01 | Generation Bridge Connecticut Holdings, LLC | CT | Greenwich | NOR | CT | 542 | 21.25 | 23 | 23 | 18.724
372 | COS COB 12 | 372 | COS COB 12 | GT | KER |  | 1969-01-01 | Generation Bridge Connecticut Holdings, LLC | CT | Greenwich | NOR | CT | 542 | 21.25 | 23 | 23 | 19.082
375 | CLEARY 9/9A CC | 375 | CLEARY 9 9A CC | CC | NG | DFO | 1975-12-01 | Taunton Municipal Lighting Plant | MA | Taunton | SEMA | SEMA | 1682 | 116.62 | 106.893 | 106.893 | 104.931
379 | COBBLE MOUNTAIN | 379 | COBBLE MOUNTAIN | HW | WAT |  | 1923-01-01 | Holyoke Gas & Electric Department | MA | Granville | WMA | WCMA | 1630 | 23.1 | 31.989 | 31.989 | 26.289
382 | MERRIMACK CT1 | 382 | MERRIMACK CT1 | GT | KER |  | 1969-07-01 | Consolidated Edison Energy, Inc | NH | Bow | NH | NH | 2364 | 18.5938 | 22.108 | 22.108 | 17.8
383 | MERRIMACK CT2 | 383 | MERRIMACK CT2 | GT | KER |  | 1968-08-01 | Consolidated Edison Energy, Inc | NH | Merrimack | NH | NH | 2364 | 18.5938 | 22.29 | 22.29 | 17.6
388 | DARTMOUTH POWER | 388 | DARTMOUTH POWER | CC | NG | DFO | 1992-05-01 | Talen Energy Marketing, LLC | MA | Dartmouth | SEMA | SEMA | 52026 | 74.07 | 67.656 | 67.656 | 60.878
389 | DERBY DAM | 389 | DERBY DAM | HDR | WAT |  | 1989-03-01 | McCallum Enterprises 1 Limited Partnership | CT | Shelton | SWCT | CT | 10063 | 8.32 | 3.583 | 3.583 | 4.885
393 | DEERFIELD 5 | 393 | DEERFIELD 5 | HDP | WAT |  | 1974-10-01 | Great River Hydro, LLC | MA | Rowe | WMA | WCMA | 1620 | 17.55 | 13.99 | 13.99 | 13.045
395 | DOREEN | 395 | DOREEN | GT | KER |  | 1969-01-01 | Essential Power Massachusetts, LLC | MA | West Springfield | WMA | WCMA | 1631 | 18.5938 | 21.1 | 21.1 | 16.142
396 | DEVON 10 | 396 | DEVON 10 | GT | KER |  | 1988-04-01 | Generation Bridge Connecticut Holdings, LLC | CT | Milford | SWCT | CT | 544 | 18.5938 | 18.865 | 18.865 | 14.407
397 | DEVON 11 | 397 | DEVON 11 | GT | KER | NG | 1996-10-01 | Generation Bridge Connecticut Holdings, LLC | CT | Milford | SWCT | CT | 544 | 51 | 38.819 | 38.819 | 29.299
398 | DEVON 12 | 398 | DEVON 12 | GT | KER | NG | 1996-10-01 | Generation Bridge Connecticut Holdings, LLC | CT | Milford | SWCT | CT | 544 | 51 | 37.982 | 37.982 | 29.227
399 | DEVON 13 | 399 | DEVON 13 | GT | KER | NG | 1996-10-01 | Generation Bridge Connecticut Holdings, LLC | CT | Milford | SWCT | CT | 544 | 51 | 38.967 | 38.967 | 29.967
400 | DEVON 14 | 400 | DEVON 14 | GT | KER | NG | 1996-10-01 | Generation Bridge Connecticut Holdings, LLC | CT | Milford | SWCT | CT | 544 | 51 | 40.274 | 40.274 | 29.704
401 | EASTMAN FALLS | 401 | EASTMAN FALLS | HDR | WAT |  | 1912-01-01 | Central Rivers Power NH, LLC | NH | Franklin | NH | NH | 2356 | 5.8888 | 2.848 | 2.848 | 1.6
405 | ELLSWORTH HYDRO | 405 | ELLSWORTH HYDRO | HW | WAT |  | 1919-01-01 | Black Bear Hydro Partners, LLC | ME | Ellsworth | BHE | ME | 1469 | 8.9 | 9.05 | 9.05 | 8.421
410 | ESSEX 19 HYDRO | 410 | ESSEX 19 HYDRO | HDR | WAT |  | 1917-01-01 | Green Mountain Power Corporation | VT | Essex Junction | VT | VT | 3737 | 7.04 | 3.982 | 3.982 | 1.899
412 | FALLS VILLAGE | 412 | FALLS VILLAGE | HDR | WAT |  | 1914-01-01 | Firstlight Power Management LLC | CT | Falls Village | CT | CT | 560 | 9 | 4.52 | 4.52 | 6.669
413 | FIFE BROOK | 413 | FIFE BROOK | HDR | WAT |  | 1974-10-01 | Bear Swamp Power Company LLC | MA | Florida | WMA | WCMA | 8004 | 11.25 | 5.537 | 5.537 | 4.109
417 | FRAMINGHAM JET 1 | 417 | FRAMINGHAM JET 1 | GT | DFO |  | 1969-09-01 | Constellation Energy Generation, LLC | MA | Framingham | BOSTON | NEMA | 1586 | 14.195 | 14.175 | 14.175 | 10.145
418 | FRAMINGHAM JET 2 | 418 | FRAMINGHAM JET 2 | GT | DFO |  | 1969-09-01 | Constellation Energy Generation, LLC | MA | Framingham | BOSTON | NEMA | 1586 | 14.195 | 14.738 | 14.738 | 9.952
419 | FRAMINGHAM JET 3 | 419 | FRAMINGHAM JET 3 | GT | DFO |  | 1969-09-01 | Constellation Energy Generation, LLC | MA | Framingham | BOSTON | NEMA | 1586 | 14.195 | 15.25 | 15.25 | 11.25
420 | FRANKLIN DRIVE 10 | 420 | FRANKLIN DRIVE 10 | GT | KER |  | 1968-11-01 | Generation Bridge Connecticut Holdings, LLC | CT | Torrington | CT | CT | 561 | 18.5938 | 20.527 | 20.527 | 15.417
421 | FRONT STREET DIESELS 1-3 | 421 | FRONT STREET DIESELS 1-3 | IC | DFO |  | 1980-12-01 | Chicopee Municipal Lighting Plant | MA | Chicopee | WMA | WCMA | 7396 | 9.6525 | 7.704 | 7.708 | 7.613
424 | GREAT LAKES - MILLINOCKET | 424 | GREAT LAKES - MILLINOCKET | HW | WAT |  | 1987-03-01 | Brookfield Renewable Trading And Marketing LP | ME | Millinocket | BHE | ME | 55830 | 138.7982 | 106 | 106 | 104.167
426 | GORGE 1 DIESEL | 426 | GORGE 1 DIESEL | GT | DFO |  | 1965-01-01 | Green Mountain Power Corporation | VT | Colchester | VT | VT | 3735 | 16.9408 | 14.77 | 14.77 | 9.664
427 | GORHAM | 427 | GORHAM | HDR | WAT |  | 1909-01-01 | Central Rivers Power NH, LLC | NH | Gorham | NH | NH | 2358 | 2.15 | 1.602 | 1.602 | 0.462
432 | HARRIS 1 | 432 | HARRIS 1 | HW | WAT |  | 1954-01-01 | Brookfield White Pine Hydro LLC | ME | West Forks | ME | ME | 1492 | 15.0003 | 16.693 | 16.693 | 16.79
433 | HARRIS 2 | 433 | HARRIS 2 | HW | WAT |  | 1954-01-01 | Brookfield White Pine Hydro LLC | ME | West Forks | ME | ME | 1492 | 31.95 | 34.5 | 34.5 | 34.489
434 | HARRIS 3 | 434 | HARRIS 3 | HW | WAT |  | 1953-01-01 | Brookfield White Pine Hydro LLC | ME | West Forks | ME | ME | 1492 | 29.9997 | 33.905 | 33.905 | 34
435 | HARRIMAN | 435 | HARRIMAN | HW | WAT |  | 1924-01-01 | Great River Hydro, LLC | VT | Readsboro | WMA | WCMA | 3746 | 33.6 | 38.513 | 38.513 | 40.943
436 | HEMPHILL 1 | 436 | HEMPHILL 1 | ST | WDS |  | 1987-12-01 | Stored Solar J&WE, LLC | NH | Springfield | NH | NH | 10838 | 20.9 | 12.573 | 12.573 | 12.225
440 | HIRAM | 440 | HIRAM | HDP | WAT |  | 1917-01-01 | Brookfield White Pine Hydro LLC | ME | Baldwin | SME | ME | 1493 | 11.094 | 11.24 | 11.24 | 9.935
445 | COVANTA WEST ENFIELD | 445 | COVANTA WEST ENFIELD | ST | WDS |  | 1987-11-01 | Stored Solar J&WE, LLC | ME | West Enfield | BHE | ME | 10766 | 27.5001 | 21.446 | 21.446 | 20.461
446 | COVANTA JONESBORO | 446 | COVANTA JONESBORO | ST | WDS |  | 1987-11-01 | Stored Solar J&WE, LLC | ME | Jonesboro | BHE | ME | 10765 | 30.7354 | 20.226 | 20.226 | 19.02
449 | JACKMAN | 449 | JACKMAN | HW | WAT |  | 1926-02-01 | Central Rivers Power NH, LLC | NH | Hillsboro | NH | NH | 2360 | 3.2 | 3.518 | 3.518 | 3.6
452 | KENDALL JET 1 | 452 | KENDALL JET 1 | GT | DFO |  | 1970-09-24 | Kendall Green Energy LLC | MA | Cambridge | BOSTON | NEMA | 1595 | 21.25 | 22.709 | 21.2 | 18
457 | LAWRENCE HYDRO | 457 | LAWRENCE HYDRO | HDR | WAT |  | 1981-11-01 | Central Rivers Power NH, LLC | MA | Lawrence | CMA/NEMA | WCMA | 50545 | 16.72 | 8.878 | 8.878 | 10.251
460 | LOCKWOOD | 460 | LOCKWOOD | HDR | WAT |  | 1984-12-01 | Brookfield Renewable Trading And Marketing LP | ME | Waterville | ME | ME | 10066 | 7.9325 | 3.475 | 3.475 | 0.932
461 | LENERGIA ENERGY CENTER | 12521 | LOWELL POWER REACTIVATION | CC | NG | DFO | 1993-03-11 | EDF Trading North America, LLC | MA | Lowell | CMA/NEMA | WCMA | 54586 | 85.1402 | 76.95 | 76.95 | 74.638
462 | LISBON RESOURCE RECOVERY | 462 | LISBON RESOURCE RECOVERY | ST | MSW |  | 1996-01-01 | Wheelabrator North Andover Inc. | CT | Lisbon | CT | CT | 54758 | 15.4488 | 12.662 | 12.662 | 12.083
463 | REENERGY LIVERMORE FALLS | 463 | AEI LIVERMORE | ST | WDS |  | 1992-10-01 | ReEnergy Stratton LLC | ME | Livermore | ME | ME | 10354 | 39.6 | 35.63 | 35.63 | 35.3
464 | LOST NATION | 464 | LOST NATION | GT | DFO |  | 1969-09-01 | Consolidated Edison Energy, Inc | NH | Northumberland | NH | NH | 2362 | 17.9996 | 16.923 | 16.923 | 12.719
465 | DEERFIELD 2/LWR DRFIELD | 465 | DEERFIELD 2 LWR DRFIELD | HDP | WAT |  | 1912-01-01 | Great River Hydro, LLC | MA | Conway | WMA | WCMA | 6047, 6083, 6119 | 9.6 | 19.019 | 19.019 | 18.011
467 | MARBLEHEAD DIESELS | 467 | MARBLEHEAD DIESELS | IC | DFO |  | 1998-09-25 | Marblehead Municipal Light Department | MA | Marblehead | BOSTON | NEMA | 6586 | 5.2 | 5 | 5 | 5
468 | MARSHFIELD 6 HYDRO | 468 | MARSHFIELD 6 HYDRO | HW | WAT |  | 1927-01-01 | Green Mountain Power Corporation | VT | Marshfield | NH | VT | 3739 | 5 | 4.65 | 4.65 | 2.369
472 | M STREET JET | 472 | M STREET JET | GT | KER |  | 1978-01-01 | Massachusetts Bay Transportation Authority | MA | Boston | BOSTON | NEMA | 10176 | 61.29 | 58.924 | 58.924 | 46.277
473 | MCINDOES | 473 | MCINDOES | HDP | WAT |  | 1931-01-01 | Great River Hydro, LLC | VT | Barnet | NH | NH | 6483 | 11.88 | 10.628 | 10.628 | 9.977
474 | J C MCNEIL | 474 | J C MCNEIL | ST | WDS |  | 1984-02-01 | Burlington Electric Department | VT | Burlington | VT | VT | 589 | 53.5194 | 53.908 | 53.908 | 52
478 | MIDDLETOWN 10 | 478 | MIDDLETOWN 10 | GT | JF |  | 1966-01-01 | Generation Bridge M&M Holdings, LLC | CT | Middletown | CT | CT | 562 | 18.5938 | 20.015 | 20.015 | 15.3
480 | MIDDLETOWN 2 | 480 | MIDDLETOWN 2 | ST | RFO | NG | 1958-01-01 | Generation Bridge M&M Holdings, LLC | CT | Middletown | CT | CT | 562 | 113.6356 | 120 | 120 | 117
481 | MIDDLETOWN 3 | 481 | MIDDLETOWN 3 | ST | RFO | NG | 1964-01-01 | Generation Bridge M&M Holdings, LLC | CT | Middletown | CT | CT | 562 | 239.36 | 236.957 | 236.957 | 232.825
482 | MIDDLETOWN 4 | 482 | MIDDLETOWN 4 | ST | RFO |  | 1973-06-01 | Generation Bridge M&M Holdings, LLC | CT | Middletown | CT | CT | 562 | 414.9 | 402 | 402 | 399.923
484 | MILLSTONE POINT 2 | 484 | MILLSTONE POINT 2 | ST | NUC |  | 1975-12-01 | Dominion Energy Generation Marketing, Inc. | CT | Waterford | CT | CT | 566 | 909.9 | 863.259 | 863.259 | 872.258
485 | MILLSTONE POINT 3 | 485 | MILLSTONE POINT 3 | ST | NUC |  | 1986-04-01 | Dominion Energy Generation Marketing, Inc. | CT | Waterford | CT | CT | 566 | 1253.0975 | 1233.444 | 1233.444 | 1225
486 | MILFORD POWER | 486 | MILFORD POWER | CC | NG |  | 1994-01-01 | Consolidated Edison Energy, Inc | MA | Milford | RI | SEMA | 54805 | 147.05 | 205.833 | 205.833 | 205.881
487 | WORUMBO HYDRO | 487 | WORUMBO HYDRO | HDR | WAT |  | 1984-04-01 | Energy New England LLC | ME | Lisbon Falls | ME | ME | 50278 | 18.624 | 10.616 | 10.616 | 3.71
489 | MERRIMACK 1 | 489 | MERRIMACK 1 | ST | BIT |  | 1960-12-01 | Consolidated Edison Energy, Inc | NH | Bow | NH | NH | 2364 | 113.6356 | 108.05 | 108.05 | 108
490 | MERRIMACK 2 | 490 | MERRIMACK 2 | ST | BIT |  | 1968-04-30 | Consolidated Edison Energy, Inc | NH | Bow | NH | NH | 2364 | 345.6 | 330.513 | 330.513 | 330
492 | MONTVILLE 10 AND 11 | 492 | MONTVILLE 10 AND 11 | IC | KER |  | 1967-01-01 | Generation Bridge M&M Holdings, LLC | CT | Uncasville | CT | CT | 546 | 4.4 | 5.354 | 5.354 | 5.296
493 | MONTVILLE 5 | 493 | MONTVILLE 5 | ST | RFO | NG | 1954-01-01 | Generation Bridge M&M Holdings, LLC | CT | Uncasville | CT | CT | 546 | 75 | 81.59 | 81.59 | 81
494 | MONTVILLE 6 | 494 | MONTVILLE 6 | ST | RFO |  | 1971-07-01 | Generation Bridge M&M Holdings, LLC | CT | Uncasville | CT | CT | 546 | 414.9 | 384.151 | 384.151 | 399.601
495 | MONTY | 495 | MONTY | HDP | WAT |  | 1980-01-01 | Brookfield White Pine Hydro LLC | ME | Lewiston | ME | ME | 805 | 28.44 | 26.96 | 26.96 | 26.96
497 | MASS POWER | 497 | MASS POWER | CC | NG |  | 1993-07-01 | Dynegy Marketing and Trade, LLC | MA | Indian Orchard | WMA | WCMA | 10726 | 270.655 | 279.8 | 279.8 | 248.509
502 | MYSTIC 7 | 502 | MYSTIC 7 | ST | RFO | NG | 1975-06-01 | Constellation Energy Generation, LLC | MA | Charlestown | BOSTON | NEMA | 1588 | 617.04 | 0 | 0 | 0
503 | MYSTIC JET | 503 | MYSTIC JET | GT | DFO |  | 1969-06-01 | Constellation Energy Generation, LLC | MA | Charlestown | BOSTON | NEMA | 1588 | 14.195 | 13.218 | 13.218 | 0
508 | NEWINGTON 1 | 508 | NEWINGTON 1 | ST | RFO | NG | 1974-06-01 | Consolidated Edison Energy, Inc | NH | Newington | NH | NH | 8002 | 368 | 400.2 | 400.2 | 400.2
513 | NEW HAVEN HARBOR | 513 | NEW HAVEN HARBOR | ST | RFO | NG | 1975-08-01 | GB II Connecticut LLC | CT | New Haven | CT | CT | 6156 | 460.26 | 453.264 | 453.264 | 446.421
515 | NORWICH JET | 515 | NORWICH JET | GT | DFO |  | 1972-09-01 | Connecticut Municipal Electric Energy Cooperative | CT | Norwich | CT | CT | 581 | 19.125 | 18.404 | 18.404 | 15.255
527 | OGDEN-MARTIN 1 | 527 | OGDEN-MARTIN 1 | ST | MSW | DFO | 1989-06-01 | Covanta Energy Marketing, LLC | MA | Haverhill | BOSTON | NEMA | 50661 | 50.0885 | 42.634 | 42.634 | 37.997
528 | OCEAN ST PWR GT1/GT2/ST1 | 528 | OCEAN ST PWR GT1 GT2 ST1 | CC | NG | DFO | 1990-12-31 | Direct Energy Business Marketing, LLC | RI | Harrisville | RI | RI | 51030 | 262.0125 | 309.587 | 309.587 | 270.901
529 | OCEAN ST PWR GT3/GT4/ST2 | 529 | OCEAN ST PWR GT3 GT4 ST2 | CC | NG | DFO | 1991-10-01 | Direct Energy Business Marketing, LLC | RI | Harrisville | RI | RI | 54324 | 262.0125 | 318.18 | 318.18 | 270.18
532 | PEJEPSCOT | 532 | PEJEPSCOT | HDR | WAT |  | 1987-11-01 | Black Bear Hydro Partners, LLC | ME | Topsham | ME | ME | 50758 | 16.5063 | 8.512 | 8.512 | 3.164
536 | PERC-ORRINGTON 1 | 536 | PERC-ORRINGTON 1 | ST | MSW |  | 1988-01-01 | BP Energy Company | ME | Orrington | BHE | ME | 50051 | 25.5 | 7.063 | 7.063 | 6.516
538 | PINETREE POWER | 538 | PINETREE POWER | ST | WDS |  | 1992-11-01 | Stored Solar J&WE, LLC | MA | Westminster | WMA | WCMA | 54620 | 16.2 | 15.112 | 15.596 | 13.245
539 | PONTOOK HYDRO | 539 | PONTOOK HYDRO | HDR | WAT |  | 1986-12-01 | Brookfield Renewable Trading And Marketing LP | NH | Dummer | NH | NH | 50741 | 10.26 | 6.556 | 6.556 | 1.36
540 | POTTER 2 CC | 540 | POTTER 2 CC | CC | NG | DFO | 1977-03-01 | Braintree Electric Light Department, Town of | MA | Braintree | SEMA | SEMA | 1660 | 90.9 | 0 | 0 | 71.998
541 | PROCTOR | 541 | PROCTOR | HDR | WAT |  | 1980-01-01 | Green Mountain Power Corporation | VT | Proctor | VT | VT | 6450 | 7.8728 | 3.36 | 3.36 | 2.537
542 | ECO MAINE | 542 | ECO MAINE | ST | MSW |  | 1988-08-01 | Constellation Energy Generation, LLC | ME | Portland | SME | ME | 50225 | 13.2858 | 11.115 | 11.115 | 10.482
546 | RESCO SAUGUS | 546 | RESCO SAUGUS | ST | MSW |  | 1985-11-01 | Wheelabrator North Andover Inc. | MA | Saugus | BOSTON | NEMA | 50880 | 45.032 | 30.114 | 30.114 | 30.238
547 | WHEELABRATOR NORTH ANDOVER | 547 | WHEELABRATOR NORTH ANDOVER | ST | MSW |  | 1985-08-01 | Wheelabrator North Andover Inc. | MA | North Andover | BOSTON | NEMA | 50877 | 42.755 | 28.738 | 28.738 | 28.738
549 | RUTLAND 5 GT | 549 | RUTLAND 5 GT | GT | DFO |  | 1962-01-01 | Green Mountain Power Corporation | VT | Rutland | VT | VT | 3723 | 11.4997 | 12.266 | 12.266 | 6.749
555 | SEABROOK | 555 | SEABROOK | ST | NUC |  | 1990-04-01 | NextEra Energy Marketing, LLC | NH | Seabrook | NH | NH | 6115 | 1309.2508 | 1247.4 | 1247.4 | 1249.15
556 | SCHILLER 4 | 556 | SCHILLER 4 | ST | BIT | RFO | 1952-04-01 | Consolidated Edison Energy, Inc | NH | Portsmouth | NH | NH | 2367 | 39.95 | 48 | 48 | 47.5
557 | SCHILLER 5 | 557 | SCHILLER 5 | ST | WDS |  | 1955-05-01 | Consolidated Edison Energy, Inc | NH | Portsmouth | NH | NH | 2367 | 39.95 | 42.594 | 42.594 | 43.082
558 | SCHILLER 6 | 558 | SCHILLER 6 | ST | BIT | RFO | 1957-07-01 | Consolidated Edison Energy, Inc | NH | Portsmouth | NH | NH | 2367 | 50.0497 | 0 | 0 | 47.82
559 | SCHILLER CT 1 | 559 | SCHILLER CT 1 | GT | KER |  | 1970-11-01 | Consolidated Edison Energy, Inc | NH | Portsmouth | NH | NH | 2367 | 21.25 | 21.415 | 21.415 | 18.132
561 | SEARSBURG | 561 | SEARSBURG | HDP | WAT |  | 1922-03-01 | Great River Hydro, LLC | VT | Searsburg | WMA | WCMA | 6529 | 4.5 | 4.533 | 4.533 | 4.427
562 | SECREC-PRESTON | 562 | SECREC-PRESTON | ST | MSW |  | 1992-01-01 | Covanta Energy Marketing, LLC | CT | Preston | CT | CT | 10646 | 18.3996 | 15.63 | 15.63 | 15.079
563 | SEMASS 1 | 563 | SEMASS 1 | ST | MSW | DFO | 1988-10-01 | Covanta Energy Marketing, LLC | MA | West Wareham | SEMA | SEMA | 50290 | 58.05 | 46.692 | 46.692 | 43.074
564 | SEMASS 2 | 564 | SEMASS 2 | ST | MSW | DFO | 1993-05-01 | Covanta Energy Marketing, LLC | MA | West Wareham | SEMA | SEMA | 50290 | 29.7 | 27.998 | 27.998 | 27.425
565 | SHELDON SPRINGS | 565 | SHELDON SPRINGS | HDR | WAT |  | 1988-05-01 | Green Mountain Power Corporation | VT | Sheldon Springs | VT | VT | 10494 | 21.66 | 5.205 | 5.205 | 4.079
566 | SHEPAUG | 566 | SHEPAUG | HW | WAT |  | 1955-01-01 | Firstlight Power Management LLC | CT | Southbury | SWCT | CT | 552 | 49.997 | 42.559 | 42.559 | 41.511
567 | SHERMAN | 567 | SHERMAN | HW | WAT |  | 1926-12-01 | Great River Hydro, LLC | MA | Rowe | WMA | WCMA | 6012 | 8.1 | 6.22 | 6.22 | 6.154
568 | SHREWSBURY DIESELS | 35657 | SHREWSBURY DIESELS | IC | DFO |  | 1978-05-01 | Shrewsbury Electric & Cable Operations | MA | Shrewsbury | CMA/NEMA | WCMA | 6125 | 13.76 | 13.65 | 13.65 | 13.75
569 | SKELTON | 569 | SKELTON | HDP | WAT |  | 1948-01-01 | Brookfield White Pine Hydro LLC | ME | Dayton | SME | ME | 1505 | 16.8 | 21.6 | 21.6 | 19.631
570 | SMITH | 570 | SMITH | HDR | WAT |  | 1948-01-01 | Central Rivers Power NH, LLC | NH | Smith | NH | NH | 2368 | 15 | 12.592 | 12.592 | 3.393
572 | SO. MEADOW 11 | 572 | SO. MEADOW 11 | GT | DFO |  | 1970-08-01 | NextEra Energy Marketing, LLC | CT | Hartford | CT | CT | 563 | 41.85 | 46.916 | 46.916 | 35.134
573 | SO. MEADOW 12 | 573 | SO. MEADOW 12 | GT | DFO |  | 1970-08-01 | NextEra Energy Marketing, LLC | CT | Hartford | CT | CT | 563 | 41.85 | 47.674 | 47.674 | 37.649
574 | SO. MEADOW 13 | 574 | SO. MEADOW 13 | GT | DFO |  | 1970-08-01 | NextEra Energy Marketing, LLC | CT | Hartford | CT | CT | 563 | 41.85 | 45.784 | 45.784 | 37.518
575 | SO. MEADOW 14 | 575 | SO. MEADOW 14 | GT | DFO |  | 1970-08-01 | NextEra Energy Marketing, LLC | CT | Hartford | CT | CT | 563 | 41.85 | 46.346 | 46.346 | 36.746
580 | SO. MEADOW 5 | 580 | SO. MEADOW 5 | ST | MSW |  | 1987-11-01 | NextEra Energy Marketing, LLC | CT | Hartford | CT | CT | 563 | 40 | 15.044 | 15.044 | 13.066
581 | SO. MEADOW 6 | 581 | SO. MEADOW 6 | ST | MSW |  | 1987-11-01 | NextEra Energy Marketing, LLC | CT | Hartford | CT | CT | 563 | 40 | 16.697 | 16.697 | 15.744
583 | STONY BROOK 2A | 583 | STONY BROOK 2A | GT | DFO |  | 1982-11-01 | Massachusetts Municipal Wholesale Electric Company | MA | Ludlow | WMA | WCMA | 6081 | 99.5004 | 86.6 | 86.6 | 67.4
584 | STONY BROOK 2B | 584 | STONY BROOK 2B | GT | DFO |  | 1982-11-01 | Massachusetts Municipal Wholesale Electric Company | MA | Ludlow | WMA | WCMA | 6081 | 99.5004 | 85.3 | 85.3 | 65.3
587 | STEVENSON | 587 | STEVENSON | HW | WAT |  | 1919-01-01 | Firstlight Power Management LLC | CT | Monroe | SWCT | CT | 553 | 31.4991 | 28.826 | 28.826 | 28.311
590 | REENERGY STRATTON | 590 | BORALEX STRATTON ENERGY | ST | WDS |  | 1989-09-01 | ReEnergy Stratton LLC | ME | Stratton | ME | ME | 50650 | 46.9999 | 46.152 | 46.152 | 46.152
591 | SAPPI NORTH AMERICA, INC | 591 | SAPPI NORTH AMERICA, INC | ST | WDS | RFO | 1997-11-01 | NextEra Energy Marketing, LLC | ME | Westbrook | SME | ME | 50447 | 62.6875 | 0 | 0 | 42.59
592 | TAMWORTH | 592 | TAMWORTH | ST | WDS |  | 1988-01-01 | Stored Solar J&WE, LLC | NH | Tamworth | NH | NH | 50739 | 20 | 21.143 | 21.143 | 21.114
595 | TORRINGTON TERMINAL 10 | 595 | TORRINGTON TERMINAL 10 | GT | KER |  | 1967-08-01 | Generation Bridge Connecticut Holdings, LLC | CT | Torrington | CT | CT | 565 | 18.5938 | 20.748 | 20.748 | 15.638
596 | TUNNEL 10 | 596 | TUNNEL 10 | GT | KER |  | 1969-01-01 | Firstlight Power Management LLC | CT | Preston | CT | CT | 557 | 17.5 | 17.734 | 17.734 | 15.549
598 | VERGENNES 5 AND 6 DIESELS | 598 | VERGENNES 5 AND 6 DIESELS | IC | DFO |  | 1964-01-01 | Green Mountain Power Corporation | VT | Vergennes | VT | VT | 6519 | 4 | 4.24 | 4.24 | 3.94
599 | VERNON | 599 | VERNON | HDP | WAT |  | 1909-01-01 | Great River Hydro, LLC | VT | Vernon | WMA | WCMA | 2352 | 34.56 | 34.9 | 34.9 | 34.9
612 | WATERS RIVER JET 1 | 612 | WATERS RIVER JET 1 | GT | NG | DFO | 1971-12-01 | Massachusetts Municipal Wholesale Electric Company | MA | Peabody | BOSTON | NEMA | 1678 | 21.25 | 20.798 | 20.798 | 14.855
613 | WATERS RIVER JET 2 | 613 | WATERS RIVER JET 2 | GT | NG | DFO | 1991-04-01 | Massachusetts Municipal Wholesale Electric Company | MA | Peabody | BOSTON | NEMA | 1678 | 41.9207 | 40.144 | 40.144 | 30.791
614 | WATERBURY 22 | 614 | WATERBURY 22 | HDR | WAT |  | 1953-01-01 | Green Mountain Power Corporation | VT | Waterbury | VT | VT | 6520 | 5.52 | 1.523 | 1.523 | 1.125
616 | WEST ENFIELD | 616 | WEST ENFIELD | HDR | WAT |  | 1988-05-01 | Versant Power | ME | West Enfield | BHE | ME | 10255 | 12.9996 | 10.6 | 10.6 | 5.702
617 | WESTON | 617 | WESTON | HDR | WAT |  | 1920-01-01 | Brookfield White Pine Hydro LLC | ME | Skowhegan | ME | ME | 1509 | 15.542 | 9.095 | 9.095 | 3.594
618 | DG WHITEFIELD, LLC | 618 | DG WHITEFIELD, LLC | ST | WDS |  | 1988-04-01 | Stored Solar J&WE, LLC | NH | Whitefield | NH | NH | 10839 | 17.68 | 16.092 | 16.092 | 16.38
619 | WHITE LAKE JET | 619 | WHITE LAKE JET | GT | KER |  | 1968-08-01 | Consolidated Edison Energy, Inc | NH | Tamworth | NH | NH | 2369 | 18.5938 | 22.397 | 22.397 | 17.447
620 | WILDER | 620 | WILDER | HW | WAT |  | 1950-01-01 | Great River Hydro, LLC | VT | Wilder | VT | NH | 2353 | 35.64 | 40.92 | 40.92 | 40.92
621 | WILLIAMS | 621 | WILLIAMS | HDP | WAT |  | 1939-01-01 | Brookfield White Pine Hydro LLC | ME | Embden | ME | ME | 1510 | 13.0181 | 14.9 | 14.9 | 14.9
622 | WINOOSKI 1 | 622 | WINOOSKI 1 | HDR | WAT |  | 1993-04-01 | Burlington Electric Department | VT | Winooski | VT | VT | 54355 | 7.425 | 2.416 | 2.416 | 1.373
624 | WMI MILLBURY 1 | 624 | WMI MILLBURY 1 | ST | MSW |  | 1987-09-01 | Wheelabrator North Andover Inc. | MA | Millbury | CMA/NEMA | WCMA | 50878 | 42.84 | 39.891 | 39.891 | 39.811
625 | WEST MEDWAY JET 1 | 625 | WEST MEDWAY JET 1 | GT | DFO |  | 1970-07-01 | Constellation Energy Generation, LLC | MA | Medway | BOSTON | NEMA | 1592 | 55.08 | 64 | 64 | 42
626 | WEST MEDWAY JET 2 | 626 | WEST MEDWAY JET 2 | GT | DFO |  | 1971-03-01 | Constellation Energy Generation, LLC | MA | Medway | BOSTON | NEMA | 1592 | 55.08 | 61.598 | 61.598 | 39.848
627 | WEST MEDWAY JET 3 | 627 | WEST MEDWAY JET 3 | GT | DFO |  | 1970-07-01 | Constellation Energy Generation, LLC | MA | Medway | RI | SEMA | 1592 | 55.08 | 62.401 | 62.401 | 42.001
628 | WOODLAND ROAD | 628 | WOODLAND ROAD | GT | KER |  | 1969-07-01 | Essential Power Massachusetts, LLC | MA | Lee | WMA | WCMA | 1643 | 18.5938 | 21 | 21 | 16.583
630 | WEST SPRINGFIELD 10 | 630 | WEST SPRINGFIELD 10 | GT | KER |  | 1968-01-01 | Essential Power Massachusetts, LLC | MA | West Springfield | WMA | WCMA | 1642 | 18.5938 | 21.928 | 21.928 | 17.143
636 | WYMAN HYDRO 1 | 636 | WYMAN HYDRO 1 | HW | WAT |  | 1930-01-01 | Brookfield White Pine Hydro LLC | ME | Bingham | ME | ME | 1511 | 27 | 29.04 | 29.04 | 28.788
637 | WYMAN HYDRO 2 | 637 | WYMAN HYDRO 2 | HW | WAT |  | 1931-01-01 | Brookfield White Pine Hydro LLC | ME | Bingham | ME | ME | 1511 | 32.8177 | 29.698 | 29.698 | 29.706
638 | WYMAN HYDRO 3 | 638 | WYMAN HYDRO 3 | HW | WAT |  | 1940-01-01 | Brookfield White Pine Hydro LLC | ME | Bingham | ME | ME | 1511 | 29.7 | 29.13 | 29.13 | 28.976
641 | YARMOUTH 3 | 641 | YARMOUTH 3 | ST | RFO |  | 1965-07-01 | NextEra Energy Marketing, LLC | ME | Yarmouth | SME | ME | 1507 | 125.6677 | 112.91 | 112.91 | 110.87
642 | YARMOUTH 4 | 642 | YARMOUTH 4 | ST | RFO |  | 1978-12-01 | NextEra Energy Marketing, LLC | ME | Yarmouth | SME | ME | 1507 | 632.4 | 589.75 | 589.75 | 584.15
715 | ROCHESTER LANDFILL | 715 | ROCHESTER LANDFILL | GT | LFG |  | 1998-05-01 | WM Renewable Energy, L.L.C. | NH | Rochester | NH | NH | 2007 | 4.999 | 2.857 | 2.857 | 3.615
737 | SIMPSON G LOAD REDUCER | 737 | SIMPSON G LOAD REDUCER | HDR | WAT |  | 1980-01-01 | Green Mountain Power Corporation | VT | Gilman | NH | VT | 10608 | 4.85 | 2.791 | 2.791 | 0.639
739 | ROCKY RIVER | 739 | ROCKY RIVER | PS | WAT |  | 1928-01-01 | Firstlight Power Management LLC | CT | New Milford | SWCT | CT | 539 | 35.84 | 27.906 | 27.906 | 28.388
755 | BONNY EAGLE/W. BUXTON | 755 | BONNY EAGLE W. BUXTON | HDR | WAT |  | 1910-01-01 | Brookfield White Pine Hydro LLC | ME | Hollis | SME | ME | 1482, 1508 | 15.1268 | 7.335 | 7.335 | 2.55
757 | HARRIS 4 | 757 | HARRIS 4 | HW | WAT |  | 1954-01-01 | Brookfield White Pine Hydro LLC | ME | West Forks | ME | ME | 1492 | 1.4 | 1.249 | 1.249 | 1.436
759 | OAKLAND | 759 | MESSALONSKEE COMPOSITE | HDR | WAT |  | 1917-01-01 | Messalonskee Stream Hydro, LLC | ME | Oakland | ME | ME | 1497 | 3.5 | 1.253 | 1.253 | 1.037
760 | NORTH GORHAM | 760 | NORTH GORHAM | HDR | WAT |  | 1925-01-01 | Brookfield White Pine Hydro LLC | ME | Gorham | SME | ME | 1501 | 2.85 | 0.859 | 0.859 | 0.818
761 | SHAWMUT | 761 | SHAWMUT | HDR | WAT |  | 1913-01-01 | Brookfield White Pine Hydro LLC | ME | Shawmut | ME | ME | 1504 | 8.8559 | 5.291 | 5.291 | 1.68
767 | SES CONCORD | 767 | SES CONCORD | ST | MSW |  | 1989-05-01 | Wheelabrator North Andover Inc. | NH | Concord | NH | NH | 50873 | 15.7529 | 12.604 | 12.604 | 12.105
768 | GARVINS/HOOKSETT | 768 | GARVINS HOOKSETT | HDR | WAT |  | 1902-01-01 | Central Rivers Power NH, LLC | NH | Hooksett | NH | NH | 2357, 2359 | 13.53 | 5.632 | 5.632 | 5.918
769 | HADLEY FALLS 1&2 | 769 | HADLEY FALLS 1&2 | HDR | WAT |  | 1983-01-01 | Holyoke Gas & Electric Department | MA | Holyoke | WMA | WCMA | 1605 | 31.095 | 28.3 | 28.3 | 17.539
774 | LOWER LAMOILLE COMPOSITE | 774 | LOWER LAMOILLE COMPOSITE | HW | WAT |  | 1948-01-01 | Green Mountain Power Corporation | VT | Milton | VT | VT | 3711 | 16.848 | 16 | 16 | 9.918
779 | MIDDLESEX 2 | 779 | MIDDLESEX 2 | HDR | WAT |  | 1928-01-01 | Green Mountain Power Corporation | VT | Middlesex | VT | VT | 3740 | 2.64 | 1.386 | 1.386 | 0.851
781 | WEST DANVILLE 1 | 781 | WEST DANVILLE 1 | HDR | WAT |  | 1986-11-01 | Green Mountain Power Corporation | VT | West Danville | VT | VT | 3743 | 2.273 | 0.412 | 0.412 | 2.273
789 | CEC 002 PAWTUCKET U5 | 789 | CEC 002 PAWTUCKET U5 | HDR | WAT |  | 1985-03-01 | The Narragansett Electric Company | RI | Pawtucket | RI | RI | 3233 | 3.454 | 0.703 | 0.703 | 0.613
792 | CENTENNIAL HYDRO | 792 | CENTENNIAL HYDRO | HDR | WAT |  | 1990-05-01 | Massachusetts Electric Company | MA | Lowell | CMA/NEMA | WCMA | 7112 | 0.79 | 0 | 0 | 0.602
793 | METHUEN HYDRO | 793 | METHUEN HYDRO | HDR | WAT |  | 1988-08-01 | Massachusetts Electric Company | MA | Methuen | BOSTON | NEMA |  | 0.273 | 0.118 | 0.118 | 0.101
794 | MINIWAWA | 794 | MINIWAWA | HDR | WAT |  | 1992-04-01 | Public Service Company of New Hampshire | NH | Marlborough | VT | NH |  | 1 | 0.415 | 0.415 | 0.603
795 | RIVER MILL HYDRO | 795 | RIVER MILL HYDRO | HDR | WAT |  | 1989-06-01 | Middleton Municipal Light Department | NH | Lebanon | VT | NH | 3049 | 0.2 | 0 | 0 | 0.2
796 | GOODWIN DAM | 796 | GOODWIN DAM | HDP | WAT |  | 1986-02-01 | Connecticut Municipal Electric Energy Cooperative | CT | Hartland | CT | CT | 54302 | 3.3 | 3 | 3 | 3
797 | WYRE WYND HYDRO | 797 | CEC 003 WYRE WYND U5 | HDR | WAT |  | 1997-04-01 | Gravity Renewables, Inc | CT | Jewett City | CT | CT |  | 2.78 | 1.543 | 1.543 | 1.575
798 | COLEBROOK | 798 | COLEBROOK | HDR | WAT |  | 1988-03-01 | Connecticut Municipal Electric Energy Cooperative | CT | Colebrook | CT | CT | 54301 | 3 | 0 | 0 | 0.644
800 | KINNEYTOWN B | 800 | KINNEYTOWN B | HDR | WAT |  | 1986-11-01 | Hydroland, Inc. | CT | Seymour | SWCT | CT | 54385 | 1.51 | 0 | 0 | 0.027
801 | WILLIMANTIC 1 | 801 | WILLIMANTIC 1 | HDR | WAT |  | 1990-06-01 | Connecticut Light and Power Company The | CT | Willimantic | CT | CT |  | 0.77 | 0 | 0 | 0.77
802 | WILLIMANTIC 2 | 802 | WILLIMANTIC 2 | HDR | WAT |  | 1990-06-01 | Connecticut Light and Power Company The | CT | Willimantic | CT | CT |  | 0.77 | 0 | 0 | 0.77
803 | TOUTANT | 803 | TOUTANT | HDR | WAT |  | 1994-02-01 | Connecticut Light and Power Company The | CT | Putnam | CT | CT |  | 0.5 | 0.313 | 0.313 | 0.366
804 | PUTNAM | 804 | PUTNAM | HDR | WAT |  | 1987-10-01 | Putnam Hydropower, Inc. | CT | Putnam | CT | CT |  | 1.94 | 0.443 | 0.443 | 0.483
806 | MECHANICSVILLE | 806 | MECHANICSVILLE | HDR | WAT |  | 1995-09-01 | Sterling Municipal Electric Light Department | CT | Thompson | CT | CT |  | 0.29 | 0.105 | 0.105 | 0.146
807 | CEC 004 DAYVILLE POND U5 | 807 | CEC 004 DAYVILLE POND U5 | HDR | WAT |  | 1995-03-01 | Connecticut Light and Power Company The | CT | Dayville | CT | CT |  | 0.1 | 0.068 | 0.068 | 0.056
808 | SANDY HOOK HYDRO | 808 | SANDY HOOK HYDRO | HDR | WAT |  | 1989-04-01 | Connecticut Light and Power Company The | CT | Newtown | SWCT | CT |  | 0.19 | 0 | 0 | 0.19
810 | QUINEBAUG | 810 | QUINEBAUG | HDR | WAT |  | 1990-09-01 | Gravity Renewables, Inc | CT | Danielson | CT | CT | 543 | 2.81 | 1.007 | 1.007 | 1.198
811 | BANTAM | 811 | BANTAM | HDR | WAT |  | 1905-01-01 | Firstlight Power Management LLC | CT | Bantam | CT | CT | 6457 | 0.32 | 0 | 0 | 0.014
813 | TUNNEL | 813 | TUNNEL | HDR | WAT |  | 1919-01-01 | Firstlight Power Management LLC | CT | Preston | CT | CT | 557 | 2.122 | 1.566 | 1.566 | 1.036
814 | PATCH | 814 | PATCH | HDR | WAT |  | 2000-04-01 | Green Mountain Power Corporation | VT | Rutland | VT | VT | 3719 | 1.05 | 0 | 0 | 0.006
815 | CARVER FALLS | 815 | CARVER FALLS | HDR | WAT |  | 1998-09-25 | Green Mountain Power Corporation | VT | Fairhaven | VT | VT | 6456 | 2.496 | 0.583 | 0.583 | 0.051
816 | CAVENDISH | 816 | CAVENDISH | HDR | WAT |  | 1998-09-25 | Green Mountain Power Corporation | VT | Cavendish | VT | VT | 3710 | 2.591 | 0.42 | 0.42 | 0.51
817 | TAFTSVILLE VT | 817 | TAFTSVILLE VT | HDR | WAT |  | 2000-04-01 | Green Mountain Power Corporation | VT | Hartland | VT | VT | 3727 | 0.676 | 0.15 | 0.15 | 0.119
818 | PIERCE MILLS | 818 | PIERCE MILLS | HDR | WAT |  | 2000-04-01 | Green Mountain Power Corporation | VT | St. Johnsbury | NH | VT | 3721 | 0.4 | 0.116 | 0.116 | 0.114
819 | ARNOLD FALLS | 819 | ARNOLD FALLS | HDR | WAT |  | 1998-09-25 | Green Mountain Power Corporation | VT | St. Johnsbury | NH | VT | 3707 | 3.64 | 0 | 0 | 0.093
820 | PASSUMPSIC | 820 | PASSUMPSIC | HDR | WAT |  | 2000-04-01 | Green Mountain Power Corporation | VT | Barnet | NH | VT | 3718 | 1 | 0 | 0 | 0.068
821 | GAGE | 821 | GAGE | HDR | WAT |  | 2000-04-01 | Green Mountain Power Corporation | VT | Waterford | NH | VT | 3713 | 0.9 | 0 | 0 | 0.171
822 | SMITH (CVPS) | 822 | SMITH (CVPS) | HDR | WAT |  | 2000-04-01 | Green Mountain Power Corporation | VT | Bradford | VT | VT | 3709 | 2.484 | 0.223 | 0.223 | 0.437
823 | EAST BARNET | 823 | EAST BARNET | HDR | WAT |  | 2000-04-01 | Green Mountain Power Corporation | VT | Barnet | NH | VT | 788 | 2.7 | 0 | 0 | 0.537
824 | BATH ELECTRIC HYDRO | 824 | BATH ELECTRIC HYDRO | HDR | WAT |  | 1985-06-01 | Public Service Company of New Hampshire | NH | Bath | NH | NH |  | 0.8 | 0.147 | 0.147 | 0.052
827 | SEARSBURG WIND | 827 | SEARSBURG WIND | WT | WND |  | 1997-07-01 | Green Mountain Power Corporation | VT | Searsburg | WMA | WCMA | 7381 | 4.99 | 1.123 | 1.123 | 0.189
832 | CENTER RUTLAND | 832 | CENTER RUTLAND | HDR | WAT |  | 1901-08-01 | Green Mountain Power Corporation | VT | Rutland | VT | VT | 6453 | 1.1 | 0 | 0 | 0.019
833 | BARNET | 833 | BARNET | HDR | WAT |  | 2001-03-01 | Green Mountain Power Corporation | VT | Barnet | VT | VT |  | 0.49 | 0 | 0 | 0.082
834 | COMTU FALLS | 834 | COMTU FALLS | HDR | WAT |  | 1982-01-01 | Gravity Renewables, Inc | VT | Springfield | VT | VT |  | 0.46 | 0.352 | 0.352 | 0.141
835 | DEWEY MILLS | 835 | DEWEY MILLS | HDR | WAT |  | 2001-03-01 | Green Mountain Power Corporation | VT | Hartford | VT | VT | 10137 | 2.85 | 0 | 0 | 0.394
841 | MORETOWN 8 | 841 | MORETOWN 8 | HDR | WAT |  | 1989-02-01 | Ampersand Energy Partners LLC | VT | Moretown | VT | VT | 52033 | 1.13 | 0.245 | 0.245 | 0.055
842 | NANTANA MILL | 842 | NANTANA MILL | HDR | WAT |  | 1986-05-01 | Gravity Renewables, Inc | VT | Northfield | VT | VT |  | 0.22 | 0 | 0 | 0.039
843 | NEWBURY | 843 | NEWBURY | HDR | WAT |  | 1988-01-01 | Green Mountain Power Corporation | VT | Wells River | VT | VT |  | 0.27 | 0.051 | 0.051 | 0.08
844 | OTTAUQUECHEE | 844 | OTTAUQUECHEE | HDR | WAT |  | 1987-09-01 | Green Mountain Power Corporation | VT | North Hartland | VT | VT | 50126 | 2.23 | 0.15 | 0.15 | 0.095
849 | CRESCENT DAM | 849 | CRESCENT DAM | HDR | WAT |  | 1993-01-01 | Gravity Renewables, Inc | MA | Russell | WMA | WCMA |  | 1.644 | 0.587 | 0.587 | 0.599
850 | GLENDALE HYDRO | 850 | GLENDALE HYDRO | HDR | WAT |  | 1989-12-01 | Massachusetts Electric Company | MA | Stockbridge | WMA | WCMA |  | 1.546 | 0.597 | 0.597 | 0.826
851 | GARDNER FALLS | 851 | GARDNER FALLS | HDR | WAT |  | 1924-01-01 | Central Rivers Power MA, LLC | MA | Buckland | WMA | WCMA | 1634 | 3.649 | 1.94 | 1.94 | 0.099
852 | SOUTH BARRE HYDRO | 852 | SOUTH BARRE HYDRO | HDR | WAT |  | 1989-10-01 | Massachusetts Municipal Wholesale Electric Company | MA | Barre | WMA | WCMA |  | 0.15 | 0.124 | 0.124 | 0.093
854 | ORANGE HYDRO 1 | 854 | ORANGE HYDRO 1 | HDR | WAT |  | 1987-08-01 | Massachusetts Electric Company | MA | Orange | WMA | WCMA |  | 0.175 | 0.115 | 0.115 | 0.123
855 | ORANGE HYDRO 2 | 855 | ORANGE HYDRO 2 | HDR | WAT |  | 1993-11-01 | Massachusetts Electric Company | MA | Orange | WMA | WCMA |  | 0.35 | 0.149 | 0.149 | 0.184
856 | HUNT'S POND | 856 | HUNT'S POND | HDR | WAT |  | 1996-08-01 | Massachusetts Electric Company | MA | Winchendon | WMA | WCMA |  | 0.12 | 0.062 | 0.062 | 0.062
857 | OAKDALE HYDRO | 857 | OAKDALE HYDRO | HDR | WAT |  | 1994-07-01 | Massachusetts Electric Company | MA | West Boylston | CMA/NEMA | WCMA | 10824 | 3 | 0 | 0 | 1.701
859 | BOATLOCK | 859 | BOATLOCK | HDR | WAT |  | 1924-01-01 | Holyoke Gas & Electric Department | MA | Holyoke | WMA | WCMA | 1603 | 3.118 | 2.347 | 2.347 | 1.083
860 | BRIAR HYDRO | 860 | BRIAR HYDRO | HDR | WAT |  | 1988-01-01 | Messalonskee Stream Hydro, LLC | NH | Penacook | NH | NH | 50351 | 6 | 2.271 | 2.271 | 2.635
861 | CANAAN | 861 | CANAAN | HDR | WAT |  | 1927-01-01 | Central Rivers Power NH, LLC | VT | Canaan | NH | NH | 3750 | 1.168 | 0.857 | 0.857 | 0.039
862 | CHEMICAL | 862 | CHEMICAL | HDR | WAT |  | 1935-01-01 | Holyoke Gas & Electric Department | MA | Holyoke | WMA | WCMA | 1604 | 1.609 | 0 | 0 | 0.646
863 | CLEMENT DAM | 863 | CLEMENT DAM | HDR | WAT |  | 1985-05-01 | Massachusetts Municipal Wholesale Electric Company | NH | Tilton | NH | NH | 10276 | 2.4 | 0.79 | 0.79 | 1.088
864 | DWIGHT | 864 | DWIGHT | HDR | WAT |  | 1920-01-01 | Central Rivers Power MA, LLC | MA | Chicopee | WMA | WCMA | 6378 | 1.746 | 0.992 | 0.992 | 1.143
865 | ERROL | 865 | ERROL | HDR | WAT |  | 1986-12-01 | Public Service Company of New Hampshire | NH | Errol | NH | NH | 10570 | 3 | 1.686 | 1.686 | 0.912
866 | GREGGS | 866 | GREGGS | HDR | WAT |  | 1986-01-01 | Massachusetts Municipal Wholesale Electric Company | NH | Hillsborough | NH | NH | 50384 | 3.51 | 1 | 1 | 0.788
867 | INDIAN ORCHARD | 867 | INDIAN ORCHARD | HDR | WAT |  | 1928-01-01 | Central Rivers Power MA, LLC | MA | Indian Orchard | WMA | WCMA | 6379 | 3.33 | 0.755 | 0.755 | 0.815
868 | MILTON MILLS HYDRO | 868 | MILTON MILLS HYDRO | HDR | WAT |  | 1929-01-01 | Public Service Company of New Hampshire | NH | Milton | NH | NH | 10519 | 1.51 | 0.887 | 0.887 | 0.442
869 | MINE FALLS | 869 | MINE FALLS | HDR | WAT |  | 1985-12-01 | Messalonskee Stream Hydro, LLC | NH | Nashua | NH | NH | 10183 | 3 | 1.352 | 1.352 | 1.924
870 | PEMBROKE | 870 | PEMBROKE | HDR | WAT |  | 1986-01-01 | Massachusetts Municipal Wholesale Electric Company | NH | Suncook | NH | NH | 50312 | 2.6 | 0.793 | 0.793 | 0.843
871 | PENNACOOK FALLS LOWER | 871 | PENNACOOK FALLS LOWER | HDR | WAT |  | 1984-11-01 | Messalonskee Stream Hydro, LLC | NH | Boscawen | NH | NH | 50351 | 4 | 2.309 | 2.309 | 2.998
872 | PENNACOOK FALLS UPPER | 872 | PENNACOOK FALLS UPPER | HDR | WAT |  | 1986-12-01 | Messalonskee Stream Hydro, LLC | NH | Concord | NH | NH | 50414 | 3.12 | 1.355 | 1.355 | 1.845
873 | PUTTS BRIDGE | 873 | PUTTS BRIDGE | HDR | WAT |  | 1918-01-01 | Central Rivers Power MA, LLC | MA | Ludlow | WMA | WCMA | 1637 | 4.101 | 1.478 | 1.478 | 0.487
874 | RED BRIDGE | 874 | RED BRIDGE | HDR | WAT |  | 1926-01-01 | Central Rivers Power MA, LLC | MA | Wilbraham | WMA | WCMA | 1638 | 4.532 | 1.751 | 1.751 | 1.776
875 | RIVER BEND | 875 | RIVER BEND | HDR | WAT |  | 1986-02-01 | Massachusetts Municipal Wholesale Electric Company | NH | Franklin | NH | NH |  | 1.79 | 0.507 | 0.507 | 1.022
876 | ROBERTSVILLE | 876 | ROBERTSVILLE | HDR | WAT |  | 1924-01-01 | Firstlight Power Management LLC | CT | Colebrook | CT | CT | 549 | 0.624 | 0 | 0 | 0.624
877 | SCOTLAND | 877 | SCOTLAND | HDR | WAT |  | 1937-01-01 | Firstlight Power Management LLC | CT | Windham | CT | CT | 551 | 2.25 | 0.702 | 0.702 | 2.25
878 | SKINNER | 878 | SKINNER | HDR | WAT |  | 1924-01-01 | Holyoke Gas & Electric Department | MA | Holyoke | WMA | WCMA | 1608 | 0.28 | 0 | 0 | 0.1
879 | TAFTVILLE CT | 879 | TAFTVILLE CT | HDR | WAT |  | 1906-01-01 | Firstlight Power Management LLC | CT | Taftville | CT | CT | 554 | 1.874 | 0.343 | 0.343 | 0.34
882 | FRANKLIN FALLS | 882 | FRANKLIN FALLS | HDR | WAT |  | 1978-02-01 | Public Service Company of New Hampshire | NH | Franklin | NH | NH | 10109 | 0.8 | 0.386 | 0.386 | 0.523
883 | SALMON FALLS HYDRO | 883 | SALMON FALLS HYDRO | HDR | WAT |  | 1983-11-01 | Green Mountain Power Corporation | ME | South Berwick | SME | ME | 50702 | 1.2 | 0.353 | 0.353 | 0.029
884 | SWANS FALLS | 884 | SWANS FALLS | HDR | WAT |  | 1998-10-01 | Public Service Company of New Hampshire | ME | Freyburg | NH | NH | 1518 | 0.4 | 0.335 | 0.335 | 0.083
886 | COCHECO FALLS | 886 | COCHECO FALLS | HDR | WAT |  | 1983-12-01 | Public Service Company of New Hampshire | NH | Dover | NH | NH |  | 0.71 | 0.212 | 0.212 | 0.179
887 | CHINA MILLS DAM | 887 | CHINA MILLS DAM | HDR | WAT |  | 1981-10-01 | Public Service Company of New Hampshire | NH | Allenstown | NH | NH | 50103 | 0.9 | 0.334 | 0.334 | 0.429
888 | NEWFOUND HYDRO | 888 | NEWFOUND HYDRO | HDR | WAT |  | 1983-12-01 | Power Supply Services, LLC | NH | Bristol | NH | NH | 50324 | 1.966 | 0.418 | 0.418 | 0.247
889 | SUNAPEE HYDRO | 889 | SUNAPEE HYDRO | HDR | WAT |  | 1985-02-01 | Public Service Company of New Hampshire | NH | Sunapee | NH | NH |  | 0.65 | 0.133 | 0.133 | 0.288
890 | NASHUA HYDRO | 890 | NASHUA HYDRO | HDR | WAT |  | 1984-12-01 | Public Service Company of New Hampshire | NH | Nashua | NH | NH |  | 0.84 | 0.626 | 0.626 | 0.807
891 | HILLSBORO MILLS | 891 | HILLSBORO MILLS | HDR | WAT |  | 1988-03-01 | Public Service Company of New Hampshire | NH | Milford | NH | NH | 10036 | 0.57 | 0.175 | 0.175 | 0.24
892 | LAKEPORT DAM | 892 | LAKEPORT DAM | HDR | WAT |  | 1983-12-01 | Power Supply Services, LLC | NH | Laconia | NH | NH |  | 0.72 | 0.125 | 0.125 | 0.327
893 | WEST HOPKINTON HYDRO | 893 | WEST HOPKINTON HYDRO | HDR | WAT |  | 1982-11-01 | Green Mountain Power Corporation | NH | Hopkinton | NH | NH | 54384 | 1.25 | 0.491 | 0.491 | 0.44
894 | LISBON HYDRO | 894 | LISBON HYDRO | HDR | WAT |  | 1986-12-01 | Public Service Company of New Hampshire | NH | Lisbon | NH | NH |  | 0.515 | 0.295 | 0.295 | 0.101
895 | LOWER ROBERTSON DAM | 895 | LOWER ROBERTSON DAM | HDR | WAT |  | 1987-05-01 | Public Service Company of New Hampshire | NH | Winchester/Ashult | VT | NH |  | 0.9 | 0.466 | 0.466 | 0.731
897 | OLD NASH DAM | 897 | OLD NASH DAM | HDR | WAT |  | 1984-12-01 | Public Service Company of New Hampshire | NH | Marlow | VT | NH |  | 0.23 | 0.082 | 0.082 | 0.074
898 | SUGAR RIVER HYDRO | 898 | SUGAR RIVER HYDRO | HDR | WAT |  | 1986-09-01 | Public Service Company of New Hampshire | NH | Newport | NH | NH |  | 0.158 | 0 | 0 | 0.012
900 | GREAT FALLS LOWER | 900 | GREAT FALLS LOWER | HDR | WAT |  | 1984-06-01 | Green Mountain Power Corporation | NH | Somersworth | NH | NH | 50704 | 1.1 | 0 | 0 | 0.087
902 | HOSIERY MILL DAM | 902 | HOSIERY MILL DAM | HDR | WAT |  | 1984-07-01 | Pioneer Hydro Electric Co., Inc. | NH | Hillsboro | NH | NH |  | 1.25 | 0.523 | 0.523 | 0.551
903 | WYANDOTTE HYDRO | 903 | WYANDOTTE HYDRO | HDR | WAT |  | 1983-05-01 | Public Service Company of New Hampshire | NH | Rochester | NH | NH |  | 0.15 | 0 | 0 | 0.15
904 | LOCHMERE DAM | 904 | LOCHMERE DAM | HDR | WAT |  | 1984-12-01 | Massachusetts Municipal Wholesale Electric Company | NH | Tilton | NH | NH | 54572 | 1.03 | 0.29 | 0.29 | 0.459
905 | ASHUELOT HYDRO | 905 | ASHUELOT HYDRO | HDR | WAT |  | 1987-05-01 | Public Service Company of New Hampshire | NH | Winchester/Ashult | VT | NH |  | 0.93 | 0.505 | 0.505 | 0.772
906 | ROLLINSFORD HYDRO | 906 | ROLLINSFORD HYDRO | HDR | WAT |  | 1980-11-01 | Green Mountain Power Corporation | NH | Rollinsford | NH | NH | 54418 | 1.5 | 0.575 | 0.575 | 0.415
908 | OTIS MILL HYDRO | 908 | OTIS MILL HYDRO | HDR | WAT |  | 1982-01-01 | Public Service Company of New Hampshire | NH | Greenville | NH | NH | 50080 | 0.15 | 0 | 0 | 0.15
909 | STEELS POND HYDRO | 909 | STEELS POND HYDRO | HDR | WAT |  | 1984-12-01 | Public Service Company of New Hampshire | NH | Antrim | NH | NH |  | 0.98 | 0.293 | 0.293 | 0.045
910 | CAMPTON DAM | 910 | CAMPTON DAM | HDR | WAT |  | 1985-12-01 | Public Service Company of New Hampshire | NH | Campton | NH | NH |  | 0.47 | 0.086 | 0.086 | 0.065
911 | KELLEYS FALLS | 911 | KELLEYS FALLS | HDR | WAT |  | 1989-06-01 | Green Mountain Power Corporation | NH | Manchester | NH | NH |  | 0.429 | 0.199 | 0.199 | 0.247
913 | GOODRICH FALLS | 913 | GOODRICH FALLS | HDR | WAT |  | 1981-06-01 | New Hampshire Electric Cooperative, Inc. | NH | Bartlett | NH | NH |  | 0.5 | 0 | 0 | 0.023
914 | CHAMBERLAIN FALLS | 914 | CHAMBERLAIN FALLS | HDR | WAT |  | 1983-05-01 | Public Service Company of New Hampshire | NH | Greenville | NH | NH |  | 0.13 | 0 | 0 | 0.13
915 | MONADNOCK PAPER MILLS | 915 | MONADNOCK PAPER MILLS | HDR | WAT |  | 1975-06-01 | Public Service Company of New Hampshire | NH | Bennington | NH | NH |  | 1.95 | 0 | 0 | 1.95
919 | HOPKINTON HYDRO | 919 | HOPKINTON HYDRO | HDR | WAT |  | 1984-12-01 | Public Service Company of New Hampshire | NH | Hopkinton | NH | NH |  | 0.25 | 0.176 | 0.176 | 0.173
925 | OTTER LANE HYDRO | 925 | OTTER LANE HYDRO | HDR | WAT |  | 1984-02-01 | Public Service Company of New Hampshire | NH | Sutton | NH | NH |  | 0.09 | 0.031 | 0.031 | 0.008
926 | PETERBOROUGH LOWER HYDRO | 926 | PETERBOROUGH LOWER HYDRO | HDR | WAT |  | 1989-02-01 | Public Service Company of New Hampshire | NH | Peterborough | VT | NH |  | 0.28 | 0.122 | 0.122 | 0.185
928 | SALMON BROOK STATION 3 | 928 | SALMON BROOK STATION 3 | HDR | WAT |  | 1985-12-01 | Public Service Company of New Hampshire | NH | Franklin | NH | NH |  | 0.326 | 0 | 0 | 0.023
931 | AVERY DAM | 931 | AVERY DAM | HDR | WAT |  | 1985-12-01 | Public Service Company of New Hampshire | NH | Laconia | NH | NH |  | 0.479 | 0.158 | 0.158 | 0.161
932 | WATSON DAM | 932 | WATSON DAM | HDR | WAT |  | 1985-01-01 | Public Service Company of New Hampshire | NH | Dover | NH | NH |  | 0.25 | 0.105 | 0.105 | 0.075
933 | WESTON DAM | 933 | WESTON DAM | HDR | WAT |  | 1987-02-01 | Public Service Company of New Hampshire | NH | Northumberland | NH | NH | 1509 | 0.524 | 0.252 | 0.252 | 0.125
935 | SUNNYBROOK HYDRO 2 | 935 | SUNNYBROOK HYDRO 2 | HDR | WAT |  | 1982-12-01 | Public Service Company of New Hampshire | NH | Northumberland | NH | NH |  | 0.05 | 0.006 | 0.006 | 0.007
941 | PETERBOROUGH UPPER HYDRO | 941 | PETERBOROUGH UPPER HYDRO | HDR | WAT |  | 1990-12-01 | Public Service Company of New Hampshire | NH | Peterborough | NH | NH |  | 0.4 | 0.169 | 0.169 | 0.227
943 | FOUR HILLS LANDFILL | 943 | FOUR HILLS LANDFILL | IC | LFG |  | 1996-04-01 | Public Service Company of New Hampshire | NH | Nashua | NH | NH |  | 0.8 | 1.666 | 1.666 | 1.792
947 | RIVERDALE MILLS - QF | 947 | RIVERDALE MILLS - QF | HDR | WAT |  | 1985-07-01 | Massachusetts Electric Company | MA | Northbridge | RI | SEMA | 50601 | 0.18 | 0 | 0 | 0.18
948 | PEPPERELL HYDRO COMPANY LLC | 948 | PEPPERELL HYDRO COMPANY LLC | HDR | WAT |  | 1920-01-01 | Power Supply Services, LLC | MA | Pepperell | CMA/NEMA | WCMA | 10694 | 1.6 | 0.738 | 0.738 | 0.896
950 | LP ATHOL - QF | 950 | LP ATHOL - QF | HDR | WAT |  | 1931-01-01 | Massachusetts Electric Company | MA | Athol | WMA | WCMA |  | 0.5 | 0 | 0 | 0.034
951 | BALTIC MILLS - QF | 951 | BALTIC MILLS - QF | HDR | WAT |  | 1981-02-01 | Sterling Municipal Electric Light Department | NH | Enfield | VT | NH |  | 0.3 | 0.085 | 0.085 | 0.08
957 | HG&E HYDRO/CABOT 1-4 | 957 | HG&E HYDRO CABOT 1-4 | HDR | WAT |  | 1980-01-01 | Holyoke Gas & Electric Department | MA | Holyoke | WMA | WCMA | 9864 | 2.675 | 0.53 | 0.53 | 0.594
969 | POWDER MILL HYDRO | 969 | POWDER MILL HYDRO | HDR | WAT |  | 1990-02-01 | Massachusetts Municipal Wholesale Electric Company | MA | Barre | WMA | WCMA |  | 0.13 | 0.05 | 0.05 | 0.13
970 | DUDLEY HYDRO | 970 | DUDLEY HYDRO | HDR | WAT |  | 1987-10-01 | Massachusetts Electric Company | MA | Dudley | WMA | WCMA |  | 0.324 | 0.101 | 0.101 | 0.071
978 | NEW MILFORD | 978 | NEW MILFORD | IC | OBG |  | 1991-08-01 | Connecticut Light and Power Company The | CT | New Milford | SWCT | CT | 50564 | 3.2 | 0.651 | 0.651 | 0.692
1005 | DIGHTON POWER LLC | 1005 | BG DIGHTON POWER LLC | CC | NG |  | 1999-05-01 | Consolidated Edison Energy, Inc | MA | Dighton | SEMA | SEMA | 55026 | 170 | 187.725 | 187.725 | 163.361
1030 | OAK BLUFFS | 1030 | OAK BLUFFS | IC | KER |  | 1970-01-01 | Vineyard Reliability LLC | MA | Oak Bluffs | SEMA | SEMA | 1597 | 7.5 | 7.944 | 7.944 | 7.471
1031 | WEST TISBURY | 1031 | WEST TISBURY | IC | KER |  | 1975-01-01 | Vineyard Reliability LLC | MA | West Tisbury | SEMA | SEMA | 6049 | 5 | 5.209 | 5.209 | 2.489
1032 | BRIDGEPORT ENERGY 1 | 1032 | BRIDGEPORT ENERGY 1 | CC | NG |  | 1998-08-01 | Revere Power, LLC | CT | Bridgeport | SWCT | CT | 55042 | 536.35 | 554.263 | 554.263 | 537.085
1034 | RIVERSIDE 4-7 | 1034 | RIVERSIDE 4-7 | HDR | WAT |  | 1921-01-01 | Holyoke Gas & Electric Department | MA | Holyoke | WMA | WCMA | 1607 | 3.392 | 1.438 | 1.438 | 1.984
1035 | RIVERSIDE 8 | 1035 | RIVERSIDE 8 | HDR | WAT |  | 1931-01-01 | Holyoke Gas & Electric Department | MA | Holyoke | WMA | WCMA | 1607 | 4.554 | 2.848 | 2.848 | 2.941
1047 | FAIRFAX | 1047 | FAIRFAX | HDR | WAT |  | 1998-09-25 | Green Mountain Power Corporation | VT | Fairfax | VT | VT | 3712 | 4.939 | 2.009 | 2.009 | 0.488
1048 | WARE HYDRO | 1048 | WARE HYDRO | HDR | WAT |  | 1984-03-01 | Pioneer Hydro Electric Co., Inc. | MA | Ware | WMA | WCMA | 50419 | 1.2 | 0.677 | 0.677 | 0.51
1049 | COLLINS HYDRO | 1049 | COLLINS HYDRO | HDR | WAT |  | 1984-12-01 | Dichotomy Collins Hydro LLC | MA | Wilbraham | WMA | WCMA | 52166 | 1.3 | 0.485 | 0.485 | 0.255
1050 | CHICOPEE HYDRO | 1050 | CHICOPEE HYDRO | HDR | WAT |  | 1985-05-01 | Chicopee Municipal Lighting Plant | MA | Chicopee | WMA | WCMA | 50832 | 2.6 | 0 | 0 | 0.452
1054 | BLACKSTONE HYDRO ASSOC | 1054 | BLACKSTONE HYDRO ASSOC | HDR | WAT |  | 1989-01-01 | The Narragansett Electric Company | RI | Central Falls | RI | RI | 3245 | 0.75 | 0.255 | 0.255 | 0.75
1057 | BLACKSTONE HYDRO LOAD REDUCER | 1057 | BLACKSTONE HYDRO LOAD REDUCER | HDR | WAT |  | 1989-01-01 | Vermont Public Power Supply Authority | RI | North Smithfield | RI | RI | 50177 | 2 | 0.427 | 0.427 | 0.411
1061 | MASCOMA HYDRO | 1061 | MASCOMA HYDRO | HDR | WAT |  | 1989-02-01 | Green Mountain Power Corporation | NH | Lebanon | VT | NH | 54471 | 1.338 | 0 | 0 | 0.116
1062 | MWRA COSGROVE | 1062 | MWRA COSGROVE | HW | WAT |  | 1995-10-01 | Massachusetts Electric Company | MA | Clinton | CMA/NEMA | WCMA | 10825 | 3.2 | 0.443 | 0.443 | 0.872
1086 | BERKSHIRE POWER | 1086 | BERKSHIRE POWER | CC | NG |  | 2000-06-19 | Tenaska Power Services Co. | MA | Agawam | WMA | WCMA | 55041 | 289 | 246.279 | 246.279 | 229.279
1109 | MMWAC | 1109 | MMWAC | ST | MSW |  | 1992-06-01 | NextEra Energy Marketing, LLC | ME | Auburn | ME | ME | 50035 | 3.1 | 1.819 | 1.819 | 1.6
1113 | BRASSUA HYDRO | 1113 | BRASSUA HYDRO | HDP | WAT |  | 1989-08-01 | Brookfield Renewable Trading And Marketing LP | ME | Rockwood | ME | ME | 10555 | 4.203 | 4.203 | 4.203 | 4.203
1117 | GREAT WORKS COMPOSITE | 1117 | GREAT WORKS COMPOSITE | HDR | WAT |  | 1984-03-01 | Central Maine Power Company | ME | South Berwick | SME | ME |  | 0.918 | 0.012 | 0.012 | 0.011
1119 | KENNEBAGO HYDRO | 1119 | KENNEBAGO HYDRO | HDR | WAT |  | 1988-04-01 | Central Maine Power Company | ME | Winslow | ME | ME |  | 0.9 | 0.31 | 0.31 | 0.166
1122 | CASCADE-DIAMOND-QF | 1122 | CASCADE-DIAMOND-QF | HDR | WAT |  | 1919-12-31 | Massachusetts Electric Company | MA | Palmer | WMA | WCMA |  | 0.872 | 0.397 | 0.397 | 0.347
1185 | STONY BROOK GT1A | 1185 | STONY BROOK GT1A | CC | DFO | NG | 1981-11-01 | Massachusetts Municipal Wholesale Electric Company | MA | Ludlow | WMA | WCMA | 6081 | 136.1007 | 119 | 119 | 104
1186 | STONY BROOK GT1B | 1186 | STONY BROOK GT1B | CC | DFO | NG | 1981-11-01 | Massachusetts Municipal Wholesale Electric Company | MA | Ludlow | WMA | WCMA | 6081 | 135.9 | 115.072 | 115.072 | 99.932
1187 | STONY BROOK GT1C | 1187 | STONY BROOK GT1C | CC | DFO | NG | 1981-11-01 | Massachusetts Municipal Wholesale Electric Company | MA | Ludlow | WMA | WCMA | 6081 | 135.9 | 119 | 119 | 104
1209 | CRRA HARTFORD LANDFILL | 1209 | CRRA HARTFORD LANDFILL | IC | LFG |  | 1998-08-01 | Connecticut Light and Power Company The | CT | Hartford | CT | CT | 55163 | 2.853 | 0 | 0 | 1.033
1210 | MILLENNIUM | 1210 | MILLENNIUM | CC | NG |  | 2001-04-06 | Consolidated Edison Energy, Inc | MA | Charlton | WMA | WCMA | 55079 | 427.5 | 377.607 | 377.607 | 330.114
1221 | ESSEX DIESELS | 1221 | ESSEX DIESELS | IC | DFO |  | 1947-01-01 | Green Mountain Power Corporation | VT | Essex Junction | VT | VT | 3737 | 6.4 | 7.305 | 7.305 | 7.215
1226 | TIVERTON POWER | 1226 | TIVERTON POWER | CC | NG |  | 2000-08-18 | Revere Power, LLC | RI | Tiverton | SEMA | RI | 55048 | 273.7 | 299.746 | 299.746 | 271.282
1255 | RUMFORD POWER | 1255 | RUMFORD POWER | CC | NG |  | 2000-10-16 | Revere Power, LLC | ME | Rumford | ME | ME | 55100 | 272.85 | 269.091 | 269.091 | 244.281
1258 | BHE SMALL HYDRO COMPOSITE | 1258 | BHE SMALL HYDRO COMPOSITE | HDR | WAT |  | 1982-12-01 | Versant Power | ME | Milo | BHE | ME |  | 2.81 | 0.319 | 0.319 | 0.318
1270 | SYSKO STONY BROOK | 1270 | SYSKO STONY BROOK | HDR | WAT |  | 2000-04-01 | Union Atlantic Electricity | ME | Hanover | ME | ME |  | 0.03 | 0.005 | 0.005 | 0.009
1273 | AUTOMATIC HYDRO | 1273 | AUTOMATIC HYDRO | HDR | WAT |  | 1995-03-01 | Messalonskee Stream Hydro, LLC | ME | Waterville | ME | ME | 54148 | 0.8 | 0.391 | 0.391 | 0.102
1286 | ANP-BLACKSTONE ENERGY 1 | 1286 | ANP-BLACKSTONE ENERGY CO. #1 | CC | NG |  | 2001-06-07 | Dynegy Marketing and Trade, LLC | MA | Blackstone | RI | SEMA | 55212 | 289 | 280.751 | 280.751 | 244.434
1287 | ANP-BLACKSTONE ENERGY 2 | 1287 | ANP-BLACKSTONE ENERGY 2 | CC | NG |  | 2001-07-13 | Dynegy Marketing and Trade, LLC | MA | Blackstone | RI | SEMA | 55212 | 289 | 278.812 | 278.812 | 239.959
1342 | LAKE ROAD 1 | 1342 | LAKE ROAD 1 | CC | NG |  | 2002-03-15 | Dynegy Marketing and Trade, LLC | CT | Dayville | CT | CT | 55149 | 289 | 295.442 | 295.442 | 266.835
1343 | LAKE ROAD 2 | 1343 | LAKE ROAD 2 | CC | NG |  | 2002-03-15 | Dynegy Marketing and Trade, LLC | CT | Dayville | CT | CT | 55149 | 289 | 307.881 | 307.881 | 267.847
1344 | LAKE ROAD 3 | 1344 | LAKE ROAD 3 | CC | NG |  | 2002-05-22 | Dynegy Marketing and Trade, LLC | CT | Dayville | CT | CT | 55149 | 289 | 295.108 | 295.108 | 272.407
1368 | ROCKY GORGE CORPORATION | 1368 | ROCKY GORGE CORPORATION | HDR | WAT |  | 1984-01-01 | Rocky Gorge Corporation | ME | South Berwick | SME | ME |  | 0.55 | 0.266 | 0.266 | 0.092
1376 | WALLINGFORD UNIT 1 | 1376 | PPL WALLINGFORD UNIT 1 | GT | NG |  | 2001-12-31 | Engie Energy Marketing NA, Inc. | CT | Wallingford | SWCT | CT | 55517 | 60.4996 | 50 | 50 | 46.09
1377 | WALLINGFORD UNIT 2 | 1377 | PPL WALLINGFORD UNIT 2 | GT | NG |  | 2002-02-07 | Engie Energy Marketing NA, Inc. | CT | Wallingford | SWCT | CT | 55517 | 60.4996 | 47.616 | 47.616 | 43.949
1378 | WALLINGFORD UNIT 3 | 1378 | PPL WALLINGFORD UNIT 3 | GT | NG |  | 2001-12-31 | Engie Energy Marketing NA, Inc. | CT | Wallingford | SWCT | CT | 55517 | 60.4996 | 49.234 | 49.234 | 45.631
1379 | WALLINGFORD UNIT 4 | 1379 | PPL WALLINGFORD UNIT 4 | GT | NG |  | 2002-01-23 | Engie Energy Marketing NA, Inc. | CT | Wallingford | SWCT | CT | 55517 | 60.4996 | 50 | 50 | 45.411
1380 | WALLINGFORD UNIT 5 | 1380 | PPL WALLINGFORD UNIT 5 | GT | NG |  | 2002-02-07 | Engie Energy Marketing NA, Inc. | CT | Wallingford | SWCT | CT | 55517 | 60.4996 | 49.43 | 49.43 | 45.295
1385 | MILFORD POWER 1 | 1385 | MILFORD POWER 1 INCREMENTAL | CC | NG |  | 2004-02-12 | Dynegy Marketing and Trade, LLC | CT | Milford | SWCT | CT | 55126 | 289 | 290.785 | 290.785 | 264.173
1386 | MILFORD POWER 2 | 1386 | MILFORD POWER 2 | CC | NG |  | 2004-05-03 | Dynegy Marketing and Trade, LLC | CT | Milford | SWCT | CT | 55126 | 289 | 290.029 | 290.029 | 258.341
1412 | ANP-BELLINGHAM 1 | 1412 | ANP-BELLINGHAM 1 | CC | NG |  | 2002-10-24 | Dynegy Marketing and Trade, LLC | MA | Bellingham | RI | SEMA | 55211 | 289 | 299.779 | 299.779 | 260.697
1415 | ANP-BELLINGHAM 2 | 1415 | ANP-BELLINGHAM 2 | CC | NG |  | 2002-12-28 | Dynegy Marketing and Trade, LLC | MA | Bellingham | RI | SEMA | 55211 | 289 | 298.604 | 298.604 | 263.385
1432 | GRS-FALL RIVER | 1432 | GRS-FALL RIVER | GT | LFG |  | 2000-08-01 | Taunton Municipal Lighting Plant | MA | Fall River | SEMA | SEMA | 55589 | 5.3 | 2.612 | 2.612 | 1.532
1478 | MYSTIC 8 | 1478 | MYSTIC 8 | CC | NG |  | 2003-04-13 | Constellation Energy Generation, LLC | MA | Charlestown | BOSTON | NEMA | 1588 | 872.3295 | 840.679 | 827.124 | 703.324
1572 | GRANBY SANITARY LANDFILL QF | 1572 | GRANBY SANITARY LANDFILL QF U5 | IC | MSW |  | 2002-07-12 | Industrial Power Services Corp | MA | Granby | WMA | WCMA |  | 5.845 | 0.564 | 0.564 | 0.447
1616 | MYSTIC 9 | 1616 | MYSTIC 9 | CC | NG |  | 2003-06-11 | Constellation Energy Generation, LLC | MA | Charlestown | BOSTON | NEMA | 1588 | 872.3295 | 852.015 | 852.015 | 713.9
1630 | RISEP | 1630 | RISEP | CC | NG |  | 2002-11-05 | Shell Energy North America (US), L.P. | RI | Johnston | RI | RI | 55107 | 592.644 | 607.176 | 607.176 | 553.507
1649 | EP NEWINGTON ENERGY, LLC | 1649 | EP NEWINGTON ENERGY, LLC | CC | NG | DFO | 2002-09-18 | Essential Power Newington, LLC | NH | Newington | NH | NH | 55661 | 605.8231 | 633.7 | 633.7 | 562.177
1656 | HULL WIND TURBINE U5 | 1656 | HULL WIND TURBINE U5 | WT | WND |  | 2001-07-01 | Hull Municipal Lighting Plant | MA | Hull | SEMA | SEMA |  | 0.165 | 0.059 | 0.059 | 0.03
1672 | KENDALL CT | 1672 | KENDALL CT | CC | NG | DFO | 2002-12-18 | Kendall Green Energy LLC | MA | Cambridge | BOSTON | NEMA | 1595 | 186.15 | 187.4 | 187.4 | 180.941
1693 | WEST SPRINGFIELD GT-1 | 1693 | WEST SPRINGFIELD GT-1 | GT | NG | DFO | 2002-06-07 | Essential Power Massachusetts, LLC | MA | West Springfield | WMA | WCMA | 1642 | 60.4996 | 48 | 48 | 33.363
1694 | WEST SPRINGFIELD GT-2 | 1694 | WEST SPRINGFIELD GT-2 | GT | NG | DFO | 2002-06-07 | Essential Power Massachusetts, LLC | MA | West Springfield | WMA | WCMA | 1642 | 60.4996 | 48 | 48 | 33.415
1720 | MIDDLEBURY LOWER | 1720 | MIDDLEBURY LOWER | HDR | WAT |  | 2002-05-01 | Green Mountain Power Corporation | VT | Middlebury | VT | VT | 3716 | 2.345 | 0.968 | 0.968 | 0.605
2278 | BARKER LOWER HYDRO | 2278 | BARKER LOWER HYDRO | HDR | WAT |  | 1980-04-01 | Vermont Public Power Supply Authority | ME | Auburn | ME | ME | 10728 | 1.6 | 0.804 | 0.804 | 0.312
2279 | BARKER UPPER HYDRO | 2279 | BARKER UPPER HYDRO | HDR | WAT |  | 1987-07-01 | Vermont Public Power Supply Authority | ME | Auburn | ME | ME | 52171 | 1.262 | 0.59 | 0.59 | 0.29
2280 | BENTON FALLS HYDRO | 2280 | BENTON FALLS HYDRO | HDR | WAT |  | 1987-12-01 | Messalonskee Stream Hydro, LLC | ME | Benton | ME | ME | 10523 | 4.355 | 1.974 | 1.974 | 0.263
2281 | BROWNS MILL HYDRO | 2281 | BROWNS MILL HYDRO | HDR | WAT |  | 1983-07-01 | Vermont Public Power Supply Authority | ME | Dover-Foxcroft | ME | ME | 50688 | 0.65 | 0.298 | 0.298 | 0.136
2282 | DAMARISCOTTA HYDRO | 2282 | DAMARISCOTTA HYDRO | HDR | WAT |  | 1984-03-01 | Central Maine Power Company | ME | Newcastle | ME | ME | 2282 | 0.55 | 0 | 0 | 0.55
2283 | EUSTIS HYDRO | 2283 | EUSTIS HYDRO | HDR | WAT |  | 1984-03-01 | Central Maine Power Company | ME | Eustis | ME | ME | 50688 | 0.31 | 0.07 | 0.07 | 0.066
2284 | GARDINER HYDRO | 2284 | GARDINER HYDRO | HDR | WAT |  | 1983-07-01 | Vermont Public Power Supply Authority | ME | Gardiner | ME | ME | 50688 | 1.15 | 0.926 | 0.926 | 0.348
2285 | GREENVILLE HYDRO | 2285 | GREENVILLE HYDRO | HDR | WAT |  | 1984-03-01 | Central Maine Power Company | ME | Greenville | ME | ME | 50688 | 0.55 | 0.191 | 0.191 | 0.026
2286 | HACKETT MILLS HYDRO | 2286 | HACKETT MILLS HYDRO | HDR | WAT |  | 1985-12-01 | Power Supply Services, LLC | ME | Poland | ME | ME | 2286 | 0.5 | 0.16 | 0.16 | 0.5
2287 | MECHANIC FALLS HYDRO | 2287 | MECHANIC FALLS HYDRO | HDR | WAT |  | 1984-11-01 | Central Maine Power Company | ME | Mechanic Falls | ME | ME | 2287 | 1.05 | 0.14 | 0.14 | 0.158
2290 | PITTSFIELD HYDRO | 2290 | PITTSFIELD HYDRO | HDR | WAT |  | 1984-03-01 | Vermont Public Power Supply Authority | ME | Pittsfield | ME | ME | 2290 | 1 | 0.386 | 0.386 | 0.216
2292 | YORK HYDRO | 2292 | YORK HYDRO | HDR | WAT |  | 1984-03-01 | Central Maine Power Company | ME | Sanford | SME | ME | 50688 | 1.2 | 0.201 | 0.201 | 0.108
2425 | SPRINGFIELD REFUSE-NEW | 2425 | SPRINGFIELD REFUSE-NEW | ST | MSW |  | 1988-09-01 | Community Eco Power, LLC | MA | Agawam | WMA | WCMA | 50273 | 10.3693 | 3.852 | 3.852 | 2.92
2426 | HYDRO KENNEBEC | 2426 | HYDRO KENNEBEC | HDR | WAT |  | 1989-03-01 | Brookfield Renewable Trading And Marketing LP | ME | Winslow | ME | ME | 54148 | 16.2925 | 5.911 | 5.911 | 7.833
2430 | BELDENS-NEW | 2430 | BELDENS-NEW | HDR | WAT |  | 1980-01-01 | Green Mountain Power Corporation | VT | New Haven | VT | VT | 6451 | 4.68 | 1.229 | 1.229 | 0.923
2431 | DODGE FALLS-NEW | 2431 | DODGE FALLS-NEW | HDR | WAT |  | 1990-11-01 | Messalonskee Stream Hydro, LLC | NH | Bath | VT | VT | 10526 | 5.0004 | 3.919 | 3.919 | 1.04
2432 | HUNTINGTON FALLS-NEW | 2432 | HUNTINGTON FALLS-NEW | HDR | WAT |  | 1988-11-01 | Green Mountain Power Corporation | VT | Weybridge | VT | VT | 50713 | 4.4 | 2.103 | 2.103 | 1.841
2433 | RYEGATE 1-NEW | 2433 | RYEGATE 1-NEW | ST | WDS |  | 1992-11-01 | Vermont Electric Power Company, Inc. | VT | East Ryegate | VT | VT | 51026 | 21.5849 | 19.44 | 19.44 | 19.42
2434 | GORGE 18 HYDRO-NEW | 2434 | GORGE 18 HYDRO-NEW | HDR | WAT |  | 1928-01-01 | Green Mountain Power Corporation | VT | South Burlington | VT | VT | 6475 | 3.52 | 1.846 | 1.846 | 0.611
2435 | VERGENNES HYDRO-NEW | 2435 | VERGENNES HYDRO-NEW | HDR | WAT |  | 1912-01-01 | Green Mountain Power Corporation | VT | Vergennes | VT | VT | 6519 | 1.68 | 1.079 | 1.079 | 1.165
2462 | PLAINVILLE GEN QF U5 | 2462 | PLAINVILLE GEN QF U5 | IC | OBG |  | 2003-03-24 | Massachusetts Electric Company | MA | Plainville | RI | SEMA |  | 4.8 | 1.187 | 1.187 | 1.007
10349 | KENDALL STEAM 3 | 37040 | KENDALL STEAM | CC | NG |  | 1950-01-01 | Kendall Green Energy LLC | MA | Cambridge | BOSTON | NEMA | 1595 | 23.46 | 22.28 | 22.28 | 22.938
10401 | CELLEY MILL U5 | 10401 | CELLEY MILL U5 | HDR | WAT |  | 1984-12-01 | Public Service Company of New Hampshire | NH | Piermont | NH | NH |  | 0.1 | 0 | 0 | 0.028
10403 | EASTMAN BROOK U5 | 10403 | EASTMAN BROOK U5 | HDR | WAT |  | 1985-06-01 | Public Service Company of New Hampshire | NH | Piermont | NH | NH |  | 0.3 | 0.023 | 0.023 | 0.011
10406 | LOWER VALLEY HYDRO U5 | 10406 | LOWER VALLEY HYDRO U5 | HDR | WAT |  | 2004-03-01 | Public Service Company of New Hampshire | NH | Claremont | NH | NH |  | 0.882 | 0.344 | 0.344 | 0.381
10409 | SWEETWATER HYDRO U5 | 10409 | SWEETWATER HYDRO U5 | HDR | WAT |  | 2004-03-01 | Green Mountain Power Corporation | NH | Meriden | NH | NH |  | 0.779 | 0.223 | 0.223 | 0.354
10424 | GREAT LAKES - BERLIN | 10424 | GREAT LAKES - BERLIN INCREMENTAL | HDR | WAT |  | 2004-06-22 | Brookfield Renewable Trading And Marketing LP | NH | Berlin | NH | NH | 54639 | 30.4 | 13.272 | 13.272 | 6.054
10615 | BLUE SPRUCE FARM | 10615 | BLUE SPRUCE FARM U5 | IC | OBG |  | 2004-11-01 | Green Mountain Power Corporation | VT | Bridport | VT | VT |  | 0.98 | 0.446 | 0.446 | 0.482
10770 | WEST SPRINGFIELD HYDRO U5 | 10770 | WEST SPRINGFIELD HYDRO U5 | HDR | WAT |  | 2005-01-10 | Messalonskee Stream Hydro, LLC | MA | West Springfield | WMA | WCMA |  | 1.25 | 0.918 | 0.918 | 0.961
10959 | RRIG EXPANSION PHASE 2 | 10959 | RRIG EXPANSION PHASE 2 | IC | LFG |  | 2005-06-01 | Rhode Island Engine Genco, LLC | RI | Johnston | RI | RI | 50365 | 6.4 | 0 | 0 | 6.4
11052 | GRTR NEW BEDFORD LFG UTIL PROJ | 11052 | GRTR NEW BEDFORD LFG UTIL PROJ | IC | LFG |  | 2005-08-15 | Commonwealth Resource Management Corporation | MA | New Bedford | SEMA | SEMA |  | 3.3 | 2.049 | 2.049 | 1.941
11126 | NORTH HARTLAND HYDRO | 11126 | NORTH HARTLAND HYDRO | HDR | WAT |  | 2006-09-27 | Green Mountain Power Corporation | VT | Hartland | VT | VT |  | 4.922 | 1.299 | 1.299 | 0.445
11408 | HULL WIND TURBINE II | 11408 | HULL WIND TURBINE II | WT | WND |  | 2005-09-27 | Hull Municipal Lighting Plant | MA | Hull | SEMA | SEMA | 56800 | 1.8 | 0.165 | 0.165 | 0.03
11424 | RUMFORD FALLS | 11424 | RUMFORD FALLS | HDR | WAT |  | 2006-07-06 | Brookfield Renewable Trading And Marketing LP | ME | Rumford | ME | ME | 10493 | 44.175 | 30.41 | 30.41 | 14.264
11827 | PORTSMOUTH ABBEY WIND QF |  | NO RESOURCE | WT | WND |  | 2006-07-25 | The Narragansett Electric Company | RI | Portsmouth | SEMA | RI |  | 0.66 | 0 | 0 | 0
11842 | WATERSIDE POWER | 11842 | WATERSIDE POWER | GT | DFO |  | 2004-05-01 | Waterside Power, LLC | CT | Stamford | NOR | CT | 56189 | 63.75 | 71.557 | 71.557 | 66.054
11889 | IBEW LOCAL 99 SOLAR QF |  | NO RESOURCE | PV | SUN |  | 2006-09-01 | The Narragansett Electric Company | RI | Cranston | RI | RI |  | 0.05 | 0 | 0 | 0
11925 | BROCKTON BRIGHTFIELDS | 11925 | BROCKTON BRIGHTFIELDS | PV | SUN |  | 2006-09-18 | Constellation Energy Generation, LLC | MA | Brockton | SEMA | SEMA |  | 0.425 | 0 | 0 | 0.146
12108 | FIEC DIESEL | 12108 | FIEC DIESEL | IC | DFO |  | 2006-12-01 | Vermont Public Power Supply Authority | ME | Vinalhaven | ME | ME |  | 2 | 1.596 | 1.596 | 1.54
12180 | BERKSHIRE COW POWER | 12180 | BERKSHIRE COW POWER | IC | OBG |  | 2006-12-06 | Vermont Electric Cooperative, Inc. | VT | Richford | VT | VT |  | 0.6 | 0.242 | 0.242 | 0.331
12274 | GREEN MOUNTAIN DAIRY | 12274 | GREEN MOUNTAIN DAIRY | IC | OBG |  | 2007-02-01 | Green Mountain Power Corporation | VT | Sheldon | VT | VT |  | 0.371 | 0.167 | 0.167 | 0.17
12504 | DEVON 15 | 12504 | DEVON 15-18 | GT | KER | NG | 2010-07-12 | GenConn Energy LLC | CT | Milford | SWCT | CT | 57070 | 60.4996 | 49.2 | 49.2 | 46.889
12505 | MIDDLETOWN 12 | 12505 | MIDDLETOWN 12-15 | GT | KER | NG | 2011-06-24 | GenConn Energy LLC | CT | Middletown | CT | CT | 57068 | 60.4996 | 49.111 | 49.111 | 46.9
12509 | UNH POWER PLANT | 12509 | UNH POWER PLANT | GT | LFG |  | 2009-10-20 | Public Service Company of New Hampshire | NH | Durham | NH | NH | 58180 | 4.956 | 2 | 2 | 2
12510 | SWANTON GT-1 | 12510 | SWANTON GAS TURBINE 1 | GT | DFO |  | 2010-02-12 | Vermont Public Power Supply Authority | VT | Swanton | VT | VT |  | 28.8 | 23.929 | 23.929 | 19.046
12511 | SWANTON GT-2 | 12511 | SWANTON GAS TURBINE 2 | GT | DFO |  | 2010-05-24 | Vermont Public Power Supply Authority | VT | Swanton | VT | VT |  | 28.8 | 23.815 | 23.815 | 19.027
12529 | HOOSAC WIND | 38475 | HOOSAC WIND PROJECT | WT | WND |  | 2012-12-27 | Avangrid Renewables, LLC | MA | Florida | WMA | WCMA | 57380 | 28.5003 | 9.578 | 9.578 | 4.433
12530 | SHEFFIELD WIND PLANT | 12530 | SHEFFIELD WIND FARM | WT | WND |  | 2011-10-19 | Vermont Wind, LLC | VT | Sheffield | VT | VT | 57080 | 38 | 4.925 | 4.925 | 3.155
12551 | KIBBY WIND POWER | 12551 | KIBBY WIND POWER | WT | WND |  | 2009-09-16 | Boston Energy Trading and Marketing LLC | ME | Chain of Ponds | ME | ME | 56829 | 143.616 | 33.505 | 33.505 | 18.515
12564 | WATERBURY GENERATION FACILITY | 12564 | WATERBURY GENERATION FACILITY | GT | NG | DFO | 2009-05-21 | Waterbury Generation LLC | CT | Waterbury | SWCT | CT | 56629 | 108.1897 | 98.749 | 98.749 | 90.138
13515 | PIERCE STATION | 12526 | PIERCE | GT | NG | DFO | 2007-10-01 | Emera Energy Services Subsidiary No. 3 LLC | CT | Wallingford | SWCT | CT | 6635 | 100.985 | 93.146 | 93.146 | 74.085
13669 | EAST WINDSOR NORCAP LFG PLANT | 13669 | MANCHESTER METHANE LLC EAST WINDSOR FACILITY | IC | LFG |  | 2007-05-07 | Manchester Methane, LLC | CT | East Windsor | CT | CT |  | 2.835 | 0 | 0 | 0.44
13673 | MATEP (DIESEL) | 13673 | MATEP (DIESEL) | IC | DFO |  | 2007-06-28 | MATEP, LLC | MA | Boston | BOSTON | NEMA | 10883 | 20.25 | 11.39 | 11.39 | 11.46
13675 | MATEP (COMBINED CYCLE) | 13675 | MATEP (COMBINED CYCLE) | CC | NG | DFO | 2007-06-28 | MATEP, LLC | MA | Boston | BOSTON | NEMA | 10883 | 67.6345 | 57.812 | 52.337 | 52.395
13703 | ANDRO COGEN 1 | 13703 | VERSO VCG1 | GT | NG | DFO | 2000-12-28 | Pixelle Energy Services LLC | ME | Jay | ME | ME | 55031 | 61.92 | 55.461 | 55.461 | 49.015
13704 | ANDRO COGEN 2 | 13704 | VERSO VCG2 | GT | NG | DFO | 2000-12-28 | Pixelle Energy Services LLC | ME | Jay | ME | ME | 55031 | 61.92 | 55.091 | 55.091 | 40.921
13705 | ANDRO COGEN 3 | 13705 | VERSO VCG3 | GT | NG | DFO | 2000-12-28 | Pixelle Energy Services LLC | ME | Jay | ME | ME | 55031 | 61.92 | 54.011 | 54.011 | 40.917
13975 | CORRIVEAU HYDROELECTRIC LLC | 13975 | CORRIVEAU HYDROELECTRIC LLC | HDR | WAT |  | 2007-08-10 | Union Atlantic Electricity | ME | Mexico | ME | ME |  | 0.35 | 0 | 0 | 0.033
14087 | MAT3 | 14087 | MAT3 | IC | DFO |  | 2007-12-11 | MATEP, LLC | MA | Boston | BOSTON | NEMA | 10883 | 20.25 | 18.63 | 18.63 | 18.36
14098 | FITCHBURG LANDFILL | 35485 | FITCHBURG-FCA-5 | IC | LFG |  | 2007-08-16 | Vermont Public Power Supply Authority | MA | Westminster | WMA | WCMA | 56527 | 4.581 | 4.467 | 4.467 | 4.367
14134 | MONTAGNE FARM | 14134 | MONTAGNE FARM | IC | LFG |  | 2007-09-17 | Green Mountain Power Corporation | VT | Swanton | VT | VT |  | 0.277 | 0.115 | 0.115 | 0.115
14157 | COS COB 13 | 12524 | COS COB 13&14 | GT | KER |  | 2008-05-29 | Generation Bridge Connecticut Holdings, LLC | CT | Greenwich | NOR | CT | 542 | 18.5938 | 22.852 | 22.852 | 19.053
14158 | COS COB 14 | 12524 | COS COB 13&14 | GT | KER |  | 2008-05-29 | Generation Bridge Connecticut Holdings, LLC | CT | Greenwich | NOR | CT | 542 | 18.5938 | 22.602 | 22.602 | 19.209
14177 | WESTBROOK ENERGY CENTER G1 | 1345 | WESTBROOK | CC | NG |  | 2001-04-13 | Calpine Energy Services, LP | ME | Westbrook | SME | ME | 55294 | 276.5475 | 285.903 | 285.903 | 266.027
14178 | WESTBROOK ENERGY CENTER G2 | 1345 | WESTBROOK | CC | NG |  | 2001-04-13 | Calpine Energy Services, LP | ME | Westbrook | SME | ME | 55294 | 276.5475 | 285.903 | 285.903 | 266.027
14217 | NORTHFIELD MOUNTAIN 1 | 14217 | NORTHFIELD MOUNTAIN 1 | PS | WAT |  | 1972-11-30 | Firstlight Power Management LLC | MA | Northfield | WMA | WCMA | 547 | 267.9 | 293.5 | 293.5 | 293.5
14218 | NORTHFIELD MOUNTAIN 2 | 14218 | NORTHFIELD MOUNTAIN 2 | PS | WAT |  | 1972-11-30 | Firstlight Power Management LLC | MA | Northfield | WMA | WCMA | 547 | 291.65 | 293.5 | 293.5 | 293.5
14219 | NORTHFIELD MOUNTAIN 3 | 14219 | NORTHFIELD MOUNTAIN 3 | PS | WAT |  | 1972-11-30 | Firstlight Power Management LLC | MA | Northfield | WMA | WCMA | 547 | 291.65 | 293.5 | 293.5 | 293.5
14220 | NORTHFIELD MOUNTAIN 4 | 14220 | NORTHFIELD MOUNTAIN 4 | PS | WAT |  | 1972-11-30 | Firstlight Power Management LLC | MA | Northfield | WMA | WCMA | 547 | 291.65 | 293.5 | 293.5 | 293.5
14271 | AMERESCO NORTHAMPTON | 14271 | AMERESCO NORTHAMPTON | IC | LFG |  | 2007-11-01 | TrueLight Commodities, LLC | MA | Northampton | WMA | WCMA |  | 0.8 | 0.26 | 0.26 | 0.748
14595 | GRANITE RELIABLE POWER, LLC | 14595 | GRANITE RELIABLE POWER | WT | WND |  | 2012-02-15 | Granite Reliable Power, LLC | NH | Dummer | NH | NH | 58004 | 85.14 | 28.596 | 28.596 | 16.896
14610 | PRINCETON WIND FARM PROJECT | 14610 | PRINCETON WIND FARM PROJECT | WT | WND |  | 2009-09-01 | Princeton Municipal Light Department | MA | Princeton | CMA/NEMA | WCMA | 7501 | 3 | 0.361 | 0.361 | 0.148
14614 | KLEEN ENERGY | 14614 | KLEEN ENERGY | CC | NG | DFO | 2011-07-12 | Tenaska Power Services Co. | CT | Middletown | CT | CT | 56798 | 589 | 620 | 620 | 620
14623 | VALLEY HYDRO (STATION NO. 5) | 14623 | VALLEY HYDRO (STATION NO. 5) | HDR | WAT |  | 2008-04-01 | Holyoke Gas & Electric Department | MA | Holyoke | WMA | WCMA |  | 0.749 | 0 | 0 | 0.356
14652 | TEMPLETON WIND TURBINE | 14652 | TEMPLETON WIND TURBINE | WT | WND |  | 2011-05-18 | Massachusetts Municipal Wholesale Electric Company | MA | Templeton | WMA | WCMA |  | 1.5 | 0.132 | 0.132 | 0.062
14665 | RECORD HILL WIND | 14665 | RECORD HILL WIND | WT | WND |  | 2012-01-31 | Record Hill Wind LLC | ME | Roxbury | ME | ME | 57568 | 44.022 | 11.736 | 11.736 | 7.258
14801 | CABOT | 766 | CABOT TURNERS FALLS | HDP | WAT |  | 1905-01-01 | Firstlight Power Management LLC | MA | Montague | WMA | WCMA | 1629 | 61.92 | 61.8 | 61.8 | 61.8
14808 | TURNERSFALLS | 766 | CABOT TURNERS FALLS | HDP | WAT |  | 1905-01-01 | Firstlight Power Management LLC | MA | Montague | WMA | WCMA | 6388 | 6.4 | 6.4 | 6.4 | 6.4
14816 | NORDEN 1 | 16688 | NOR1 | IC | DFO |  | 2009-02-26 | Connecticut Municipal Electric Energy Cooperative | CT | Norwalk | NOR | CT | 57689 | 2.0529 | 0 | 0 | 1.789
14817 | NORDEN 2 | 16750 | NORDEN #2 | IC | DFO |  | 2009-02-26 | Connecticut Municipal Electric Energy Cooperative | CT | Norwalk | NOR | CT | 57689 | 2.0529 | 0 | 0 | 1.948
14818 | NORDEN 3 | 16752 | NORDEN #3 | IC | DFO |  | 2009-02-26 | Connecticut Municipal Electric Energy Cooperative | CT | Norwalk | NOR | CT | 57689 | 2.0529 | 0 | 0 | 1.942
14823 | NORWICH WWTP | 38760 | NORWICH WWT | IC | DFO |  | 2008-05-29 | Connecticut Municipal Electric Energy Cooperative | CT | Norwich | CT | CT | 57624 | 2.25 | 2 | 2 | 2
14925 | ICE HOUSE PARTNERS INC. |  | NO RESOURCE | HDR | WAT |  | 2008-04-01 | Littleton Electric Light & Water Department | MA | Ayer | CMA/NEMA | WCMA |  | 0.221 | 0.119 | 0.119 | 0.186
14937 | UNION GAS STATION | 759 | MESSALONSKEE COMPOSITE | HDR | WAT |  | 2008-03-19 | Messalonskee Stream Hydro, LLC | ME | Waterville | ME | ME |  | 1.646 | 0 | 0 | 0.488
15097 | KIMB ROCKY RIVER PH2 | 14706 | KIMBERLY-CLARK CORP ENERGY INDEPENDENCE PROJECT | CC | NG |  | 2008-07-15 | Kimberly-Clark Corporation | CT | New Milford | SWCT | CT | 58084 | 19.6 | 15.765 | 15.765 | 13.582
15115 | LEMPSTER WIND | 14660 | LEMPSTER WIND | WT | WND |  | 2008-09-24 | Public Service Company of New Hampshire | NH | Lempster | NH | NH | 56399 | 23.9998 | 7.233 | 7.233 | 2.573
15201 | FISKE HYDRO | 35593 | FISKE HYDRO | HDR | WAT |  | 2008-06-01 | Public Service Company of New Hampshire | NH | Hinsdale | VT | NH |  | 0.81 | 0.201 | 0.201 | 0.206
15464 | STETSON WIND FARM |  | NO RESOURCE | WT | WND |  | 2008-12-09 | Stetson Holdings, LLC | ME | North Washington | BHE | ME | 56989 | 53.739 | 12.468 | 12.468 | 7.145
15477 | NEW HAVEN HARBOR UNIT 2 | 15477 | NEW HAVEN HARBOR UNITS 2, 3, & 4 | GT | KER | NG | 2012-05-30 | GB II New Haven LLC | CT | New Haven | CT | CT | 6156 | 51.425 | 47.657 | 47.657 | 43.2
15484 | THOMAS A. WATSON UNIT #1 | 12500 | THOMAS A. WATSON | GT | NG | DFO | 2009-04-22 | Braintree Electric Light Department, Town of | MA | Braintree | SEMA | SEMA | 1660 | 57.9997 | 57.4 | 57.4 | 51.914
15485 | THOMAS A. WATSON UNIT #2 | 12500 | THOMAS A. WATSON | GT | NG | DFO | 2009-04-14 | Braintree Electric Light Department, Town of | MA | Braintree | SEMA | SEMA | 1660 | 57.9997 | 57.4 | 57.4 | 52.6
15509 | PLAINFIELD RENEWABLE ENERGY | 15509 | PLAINFIELD RENEWABLE ENERGY | ST | WDS |  | 2013-12-12 | Plainfield Renewable Energy, LLC | CT | Plainfield | CT | CT |  | 42.37 | 37.62 | 37.62 | 37.5
15617 | MORETOWN LFGTE | 35728 | MORETOWN LG | IC | LFG |  | 2008-12-01 | Green Mountain Power Corporation | VT | Waterbury | VT | VT | 56891 | 3.19 | 1.115 | 1.115 | 1.005
15706 | BEAVER RIDGE WIND | 37072 | BEAVER_RIDGE_WIND | WT | WND |  | 2008-10-15 | Central Maine Power Company | ME | Freedom | ME | ME | 57130 | 4.5 | 1.166 | 1.166 | 0.394
15787 | WORONOCO HYDRO LLC | 37077 | WORONOCO HYDRO LLC | HDR | WAT |  | 2008-11-01 | Power Supply Services, LLC | MA | Russell | WMA | WCMA | 50166 | 2.7 | 1.251 | 1.251 | 1.162
15940 | DARTMOUTH CT GENERATOR 3 | 15415 | DARTMOUTH POWER EXPANSION | GT | NG | DFO | 2009-08-12 | Talen Energy Marketing, LLC | MA | Dartmouth | SEMA | SEMA | 52026 | 23.2475 | 20.977 | 20.977 | 19.388
15998 | CROSSROADS LANDFILL | 14663 | WMRE CROSSROADS | IC | LFG |  | 2008-12-31 | WM Renewable Energy, L.L.C. | ME | Norridgewock | ME | ME | 57016 | 3.079 | 2.806 | 2.806 | 2.895
16089 | TURNERS FALLS HYDRO LLC |  | NO RESOURCE | HDR | WAT |  | 2009-02-01 | Power Supply Services, LLC | MA | Turners Falls | WMA | WCMA |  | 0.947 | 0 | 0 | 0.947
16188 | WILSON HOLDINGS LLC - PV QF |  | NO RESOURCE | PV | SUN |  | 2009-02-24 | Massachusetts Electric Company | MA | Oxford | CMA/NEMA | WCMA |  | 0.135 | 0 | 0 | 0
16233 | CITY OF MEDFORD WIND QF |  | NO RESOURCE | WT | WND |  | 2009-02-27 | Massachusetts Electric Company | MA | Medford | BOSTON | NEMA |  | 0.1 | 0 | 0 | 0
16296 | MILFORD HYDRO | 16296 | MILFORD HYDRO | HDR | WAT |  | 1911-01-01 | Black Bear Hydro Partners, LLC | ME | Penobscot | BHE | ME | 1475 | 8.6994 | 5.704 | 5.704 | 3.208
16523 | STILLWATER | 16523 | STILLWATER | HDR | WAT |  | 1911-01-01 | Black Bear Hydro Partners, LLC | ME | Stillwater | BHE | ME | 1478 | 1.964 | 1.336 | 1.336 | 1.39
16525 | MEDWAY | 16525 | MEDWAY | HDR | WAT |  | 1911-01-01 | Black Bear Hydro Partners, LLC | ME | Medway | BHE | ME | 55288 | 4.841 | 2.944 | 2.944 | 2.488
16612 | STETSON II WIND FARM |  | NO RESOURCE | WT | WND |  | 2010-03-12 | Stetson Wind II, LLC | ME | North Washington | BHE | ME | 56991 | 23.67 | 6.208 | 6.208 | 2.969
16614 | BERKSHIRE WIND POWER PROJECT | 14661 | BERKSHIRE WIND POWER PROJECT | WT | WND |  | 2011-05-28 | Massachusetts Municipal Wholesale Electric Company | MA | Hancock | WMA | WCMA | 57721 | 15.003 | 3.385 | 3.385 | 1.447
16631 | VICTORY ROAD DORCHESTER PV | 16631 | VICTORY ROAD DORCHESTER PV | PV | SUN |  | 2011-12-22 | Massachusetts Electric Company | MA | Dorchester | BOSTON | NEMA |  | 1 | 0 | 0 | 0.388
16640 | HILLDALE AVE HAVERHILL PV | 16640 | HILLDALE AVE HAVERHILL PV | PV | SUN |  | 2011-02-15 | Massachusetts Electric Company | MA | Haverhill | BOSTON | NEMA |  | 1 | 0 | 0 | 0.309
16642 | RAILROAD AVENUE REVERE PV | 16642 | RAILROAD STREET REVERE PV | PV | SUN |  | 2011-02-16 | Massachusetts Electric Company | MA | Revere | BOSTON | NEMA |  | 1 | 0 | 0 | 0.226
16643 | ROVER STREET EVERETT PV | 16643 | ROVER STREET EVERETT PV | PV | SUN |  | 2011-02-18 | Massachusetts Electric Company | MA | Everett | BOSTON | NEMA |  | 0.5 | 0 | 0 | 0.179
16644 | MAIN STREET WHITINSVILLE PV | 16644 | MAIN STREET WHITINSVILLE PV | PV | SUN |  | 2010-07-01 | Massachusetts Electric Company | MA | Whitinsville | RI | SEMA |  | 1 | 0 | 0 | 0.309
16653 | BURGESS BIOPOWER | 16653 | BERLIN BIOPOWER | PB | WDS |  | 2014-06-17 | Public Service Company of New Hampshire | NH | Berlin | NH | NH |  | 76.5 | 67.5 | 67.5 | 67.5
16659 | IPSWICH WIND FARM 1 | 16659 | IPSWICH WIND FARM 1 | WT | WND |  | 2011-07-26 | Ipswich Municipal Light Department | MA | Ipswich | BOSTON | NEMA | 57855 | 1.5 | 0.283 | 0.283 | 0.166
16675 | FOX ISLAND WIND | 16675 | FOX ISLAND WIND | WT | WND |  | 2009-09-01 | Vermont Public Power Supply Authority | ME | Vinalhaven | ME | ME | 57354 | 4.5 | 0 | 0 | 0
16737 | UDR GLASTONBURY | 16737 | DFC-ERG HYBRID FUEL CELL (3) | FC | NG |  | 2016-02-15 | UIL Distributed Resources LLC | CT | Glastonbury | CT | CT |  | 3.4 | 2.774 | 2.774 | 2.544
16738 | BRIDGEPORT FUEL CELL | 16738 | BFCP FUEL CELL | FC | NG |  | 2013-12-22 | Bridgeport Fuel Cell, LLC | CT | Bridgeport | SWCT | CT |  | 15.2056 | 13.524 | 13.524 | 12.33
16926 | THUNDERMIST HYDRO QF | 37120 | THUNDERMIST HYDROPOWER | HDR | WAT |  | 2009-09-19 | The Narragansett Electric Company | RI | Woonsocket | RI | RI | 54688 | 1.253 | 0.005 | 0.005 | 0.334
17044 | DEVON 16 | 12504 | DEVON 15-18 | GT | KER | NG | 2010-06-28 | GenConn Energy LLC | CT | Milford | SWCT | CT | 57070 | 60.4996 | 49.2 | 49.2 | 46.9
17045 | DEVON 17 | 12504 | DEVON 15-18 | GT | KER | NG | 2010-06-15 | GenConn Energy LLC | CT | Milford | SWCT | CT | 57070 | 60.4996 | 49.2 | 49.2 | 46.9
17046 | DEVON 18 | 12504 | DEVON 15-18 | GT | KER | NG | 2010-06-09 | GenConn Energy LLC | CT | Milford | SWCT | CT | 57070 | 60.4996 | 49.2 | 49.2 | 46.9
17128 | OTIS_AF_WIND_TURBINE |  | NO RESOURCE | WT | WND |  | 2009-12-28 | NSTAR Electric Company | MA | Buzzards Bay | SEMA | SEMA | 57253 | 1.5 | 0 | 0 | 0
17223 | SUGAR RIVER 2 | 17359 | SUGAR RIVER 2 | HDR | WAT |  | 2010-03-08 | Public Service Company of New Hampshire | NH | Newport | NH | NH |  | 0.199 | 0.073 | 0.073 | 0.086
17229 | MOUNT ST MARY-WRENTHAM MA WIND |  | NO RESOURCE | WT | WND |  | 2010-03-15 | Massachusetts Electric Company | MA | Wrentham | RI | SEMA |  | 0.1 | 0.003 | 0.003 | 0
35379 | SPAULDING POND HYDRO | 35594 | SPAULDING POND HYDRO | HDR | WAT |  | 2010-05-01 | Public Service Company of New Hampshire | NH | Rochester | NH | NH |  | 0.265 | 0.002 | 0.002 | 0.02
35555 | GMCW | 35555 | GMCW | WT | WND |  | 2012-12-31 | Burlington Electric Department | VT | Milton | VT | VT | 58238 | 10.0016 | 2.122 | 2.122 | 0.993
35693 | SPRUCE MOUNTAIN WIND | 35693 | SPRUCE MOUNTAIN WIND | WT | WND |  | 2011-12-21 | Spruce Mountain Wind, LLC | ME | Woodstock | ME | ME | 58026 | 19 | 5.928 | 5.928 | 2.888
35979 | KINGDOM COMMUNITY WIND | 35979 | KINGDOM COMMUNITY WIND | WT | WND |  | 2012-11-16 | Green Mountain Power Corporation | VT | Lowell | VT | VT | 57979 | 69.258 | 15 | 15 | 10.95
36882 | NOTUS WIND I |  | NO RESOURCE | WT | WND |  | 2010-06-23 | NSTAR Electric Company | MA | Falmouth | SEMA | SEMA | 57414 | 1.5 | 0.445 | 0.445 | 0.214
37050 | GROTON WIND | 37050 | GROTON WIND PROJECT | WT | WND |  | 2012-12-28 | Avangrid Renewables, LLC | NH | Rumney | NH | NH | 58141 | 47.9997 | 12.396 | 12.396 | 6.558
37073 | SOUTHBRIDGE LANDFILL | 38178 | SOUTHBRIDGE LANDFILL GAS TO ENERGY 17-18 | IC | LFG |  | 2012-02-15 | NextEra Energy Marketing, LLC | MA | Southbridge | WMA | WCMA |  | 2 | 1.422 | 1.422 | 1.426
37105 | BINGHAM WIND | 37105 | BLUE SKY WEST | WT | WND |  | 2016-12-13 | Blue Sky West, LLC | ME | Mayfield Township | ME | ME |  | 175.56 | 56.08 | 56.08 | 24.312
37175 | ROLLINS WIND PLANT |  | NO RESOURCE | WT | WND |  | 2011-07-26 | Evergreen Wind Power III, LLC | ME | Lincoln | BHE | ME | 56990 | 55.62 | 17.658 | 17.658 | 6.99
37230 | UNITED NAT. FOODS PROV. RI PV |  | NO RESOURCE | PV | SUN |  | 2010-10-01 | The Narragansett Electric Company | RI | Providence | RI | RI |  | 0.075 | 0 | 0 | 0.005
37266 | CARLSON ORCH HARVARD MA PV |  | NO RESOURCE | PV | SUN |  | 2010-11-01 | Massachusetts Electric Company | MA | Harvard | CMA/NEMA | WCMA |  | 0.2 | 0 | 0 | 0.066
37366 | MIDDLETOWN 13 | 12505 | MIDDLETOWN 12-15 | GT | KER | NG | 2011-06-23 | GenConn Energy LLC | CT | Middletown | CT | CT | 57068 | 60.4996 | 49.2 | 49.2 | 46.9
37367 | MIDDLETOWN 14 | 12505 | MIDDLETOWN 12-15 | GT | KER | NG | 2011-06-01 | GenConn Energy LLC | CT | Middletown | CT | CT | 57068 | 60.4996 | 49.2 | 49.2 | 46.52
37368 | MIDDLETOWN 15 | 12505 | MIDDLETOWN 12-15 | GT | KER | NG | 2011-06-01 | GenConn Energy LLC | CT | Middletown | CT | CT | 57068 | 60.4996 | 48.42 | 48.42 | 46.9
37722 | SILVER LAKE SOLAR PV FACILITY | 38249 | SILVER LAKE PHOTOVOLTAIC FACILITY | PV | SUN |  | 2010-12-06 | NSTAR Electric Company | MA | Pittsfield | WMA | WCMA |  | 1.5 | 0 | 0 | 0.544
37823 | INDIAN RIVER POWER SUPPLY LLC | 38252 | INDIAN RIVER POWER SUPPLY# LLC | HDR | WAT |  | 2011-02-01 | Power Supply Services, LLC | MA | Russell | WMA | WCMA |  | 1.3 | 0.419 | 0.419 | 0.386
37965 | BIO-DETEK PAWTUCKET RI PV |  | NO RESOURCE | PV | SUN |  | 2011-03-21 | The Narragansett Electric Company | RI | Pawtucket | RI | RI |  | 0.165 | 0 | 0 | 0
37972 | DARTMOUTHBUSPARK_PV_ID1592 |  | NO RESOURCE | PV | SUN |  | 2011-03-23 | NSTAR Electric Company | MA | Dartmouth | SEMA | SEMA | 57473 | 1.6 | 0 | 0 | 0.604
38084 | STILLWATER B HYDRO |  | NO RESOURCE | HDR | WAT |  | 2013-09-20 | Black Bear Hydro Partners, LLC | ME | Old Town | BHE | ME | 59437 | 2.4 | 1.527 | 1.527 | 0.672
38115 | HARRINGTON STREET PV | 38115 | HARRINGTON STREET PV PROJECT | PV | SUN |  | 2016-12-23 | Clearesult Consulting Inc. | MA | East Brookfield | WMA | WCMA |  | 9.2625 | 0 | 0 | 4.024
38173 | SADDLEBACK RIDGE WIND | 38173 | SADDLEBACK RIDGE WIND | WT | WND |  | 2014-12-19 | Spruce Mountain Wind, LLC | ME | Carthage | ME | ME |  | 30.78 | 10.532 | 10.532 | 5.594
38206 | PSEG BRIDGEPORT HARBOR CCGT EX | 38206 | BRIDGEPORT HARBOR 5 | CC | NG |  | 2019-06-10 | GB II Connecticut LLC | CT | Bridgeport | SWCT | CT |  | 644.1 | 514.816 | 514.816 | 490.854
38287 | WMA CHESTER SOLAR 1 | 38287 | WMA CHESTER SOLAR 1 | PV | SUN |  | 2014-07-01 | Vermont Public Power Supply Authority | MA | Medford | WMA | WCMA |  | 4.8 | 0 | 0 | 2.015
38302 | TOWN_OF_CARVER_PV_1763 | 38302 | FISHER ROAD SOLAR I | PV | SUN |  | 2014-09-03 | NSTAR Electric Company | MA | Dartmouth | SEMA | SEMA |  | 4.56 | 0 | 0 | 2.181
38310 | CANAL 3 | 38310 | CANAL 3 | GT | NG | DFO | 2019-06-15 | Stonepeak Kestrel Energy Marketing LLC | MA | Sandwich | SEMA | SEMA |  | 361.25 | 336.2 | 336.2 | 333
38372 | BLUEWAVE - CC COMM COLL 2209 | 38372 | DARTMOUTH SOLAR | PV | SUN |  | 2016-05-12 | NSTAR Electric Company | MA | Dartmouth | SEMA | SEMA |  | 3.5 | 0 | 0 | 1.17
38373 | BLUEWAVE BOURNE-HOLLISTON 2262 | 38373 | HOLLISTON | PV | SUN |  | 2015-08-06 | NSTAR Electric Company | MA | Holliston | RI | SEMA |  | 3 | 0 | 0 | 1.184
38375 | BWC FIVEMILE-01569PV3000NM | 38375 | UXBRIDGE | PV | SUN |  | 2015-12-23 | Massachusetts Electric Company | MA | Uxbridge | RI | SEMA |  | 3 | 0 | 0 | 1.158
38417 | PASSADUMKEAG WIND PROJECT |  | NO RESOURCE | WT | WND |  | 2016-07-01 | EDF Energy Services, LLC | ME | Greenbush | BHE | ME |  | 40.755 | 18.501 | 18.501 | 6.95
38441 | UI RCP BGPT FC | 38441 | UI RCP BGPT FC | FC | NG |  | 2015-11-16 | United Illuminating Company, The | CT | Bridgeport | SWCT | CT |  | 2.8 | 2.399 | 2.399 | 2.5
38442 | UI RCP NH FC | 38442 | UI RCP NH FC | FC | NG |  | 2015-08-03 | United Illuminating Company, The | CT | New Haven | CT | CT |  | 2.8 | 2.385 | 2.385 | 2.228
38495 | BLOCK ISLAND WIND FARM | 38495 | DEEPWATER WIND BLOCK ISLAND | WT | WND |  | 2016-12-09 | Deepwater Wind Block Island, LLC | RI | New Shoreham - Block Island | RI | RI | 58035 | 29.25 | 18.68 | 18.68 | 1.822
38553 | ANTRIM WIND | 38553 | ANTRIM WIND RESOURCE | WT | WND |  | 2019-12-24 | Antrim Wind Energy LLC | NH | Antrim | NH | NH |  | 28.785 | 7.989 | 7.989 | 3.243
38580 | HUNTRDSOLARLLC-01913PV4500NM | 38580 | AMESBURY | PV | SUN |  | 2017-03-22 | Massachusetts Electric Company | MA | Amesbury | BOSTON | NEMA |  | 4.5 | 0 | 0 | 2.183
38581 | TYNGS.LANDFILL#1-01879PV1692NM | 38581 | TYNGSBOROUGH | PV | SUN |  | 2017-03-23 | Massachusetts Electric Company | MA | Tyngsboro | CMA/NEMA | WCMA |  | 1.656 | 0 | 0 | 0.802
38738 | CANTON MOUNTAIN WIND | 38738 | CANTON MOUNTAIN WIND PROJECT | WT | WND |  | 2017-11-29 | Spruce Mountain Wind, LLC | ME | Canton | ME | ME |  | 20.52 | 6.225 | 6.225 | 3.01
38757 | UI RCP WOODBRIDGE FC | 38757 | WOODBRIDGE FUEL CELL | FC | NG |  | 2016-12-17 | United Illuminating Company, The | CT | Woodbridge | SWCT | CT |  | 2.8 | 2.2 | 2.2 | 2.185
38796 | SV-ABSPI_LLC_PV_ID2088991 | 38796 | WALTHAM SOLAR | PV | SUN |  | 2017-09-21 | NSTAR Electric Company | MA | Waltham | BOSTON | NEMA |  | 0.175 | 0 | 0 | 0.053
38973 | SSA_SOLAR_MA_ID2135023 | 38973 | PARTNERS HEALTHCARE SANDWICH | PV | SUN |  | 2018-02-23 | NSTAR Electric Company | MA | Sandwich | SEMA | SEMA |  | 0.785 | 0 | 0 | 0.326
39663 | BARNSTABLE_DPW_ID1545 |  | NO RESOURCE | WT | WND |  | 2011-08-01 | NSTAR Electric Company | MA | Hyannis | SEMA | SEMA |  | 0.2 | 0.022 | 0.022 | 0.103
39664 | DART_BLDG_SUPPLY_ID1470 |  | NO RESOURCE | PV | SUN |  | 2011-08-01 | NSTAR Electric Company | MA | North Dartmouth | SEMA | SEMA |  | 0.2 | 0 | 0 | 0.048
39665 | YARMOUTH_DPW_ID1740 |  | NO RESOURCE | PV | SUN |  | 2011-08-01 | NSTAR Electric Company | MA | Yarmouth | SEMA | SEMA |  | 0.265 | 0 | 0 | 0.095
39722 | GTR_BOSTON_FOODBANKS_ID1628 |  | NO RESOURCE | PV | SUN |  | 2011-10-17 | NSTAR Electric Company | MA | Roxbury | BOSTON | NEMA |  | 0.177 | 0 | 0 | 0.068
39724 | EASTERN_AVE_HOLDINGS_PV_ID1652 |  | NO RESOURCE | PV | SUN |  | 2011-10-17 | NSTAR Electric Company | MA | Chelsea | BOSTON | NEMA |  | 0.16 | 0 | 0 | 0.069
39738 | MWRA_LORING_RD_ID1400 |  | NO RESOURCE | HDR | WAT |  | 2011-11-01 | NSTAR Electric Company | MA | Weston | BOSTON | NEMA |  | 0.189 | 0.096 | 0.096 | 0.132
40015 | INDIAN ORCHARD SOLAR FACILITY | 38250 | INDIAN ORCHARD PHOTOVOLTAIC FACILITY | PV | SUN |  | 2011-12-01 | NSTAR Electric Company | MA | Springfield | WMA | WCMA |  | 1.5 | 0 | 0 | 0.746
40050 | EXETER AGRI ENERGY |  | NO RESOURCE | IC | OBG |  | 2011-12-19 | Vermont Public Power Supply Authority | ME | Exeter | BHE | ME |  | 0.98 | 1.629 | 1.629 | 1.763
40052 | NEW HAVEN HARBOR UNIT 3 | 15477 | NEW HAVEN HARBOR UNITS 2, 3, & 4 | GT | KER | NG | 2012-05-30 | GB II New Haven LLC | CT | New Haven | CT | CT | 6156 | 51.425 | 47.657 | 47.657 | 43.2
40053 | NEW HAVEN HARBOR UNIT 4 | 15477 | NEW HAVEN HARBOR UNITS 2, 3, & 4 | GT | KER | NG | 2012-05-30 | GB II New Haven LLC | CT | New Haven | CT | CT | 6156 | 51.425 | 47.657 | 47.657 | 43.2
40054 | JOHNSTON LFG TURBINE PLANT | 14599 | RHODE ISLAND LFG GENCO, LLC - ST | CC | LFG |  | 2013-05-25 | Rhode Island Engine Genco, LLC | RI | Johnston | RI | RI |  | 42.3937 | 27.241 | 27.241 | 25.308
40066 | OLDBARNST_RD_MASHPEE_PV_ID1798 |  | NO RESOURCE | PV | SUN |  | 2012-01-16 | NSTAR Electric Company | MA | Mashpee | SEMA | SEMA |  | 0.312 | 0 | 0 | 0.069
40176 | NFM SOLAR POWER, LLC | 38078 | NFM SOLAR POWER, LLC | PV | SUN |  | 2012-02-18 | Firstlight Power Management LLC | MA | Northfield | WMA | WCMA | 58210 | 1.7 | 0 | 0 | 0.543
40207 | KEZAR UPPER FALLS | 786 | KEZAR LEDGEMERE COMPOSITE | HDR | WAT |  | 2012-03-01 | Power Supply Services, LLC | ME | Parsonfield | SME | ME | 7668 | 0.404 | 0.165 | 0.165 | 0.049
40208 | KEZAR LOWER FALLS | 786 | KEZAR LEDGEMERE COMPOSITE | HDR | WAT |  | 2012-03-01 | Power Supply Services, LLC | ME | Parsonfield | SME | ME | 7668 | 0.586 | 0.215 | 0.215 | 0.071
40209 | LEDGEMERE | 786 | KEZAR LEDGEMERE COMPOSITE | HDR | WAT |  | 2012-03-01 | Power Supply Services, LLC | ME | Limerick | SME | ME | 7668 | 0.513 | 0.217 | 0.217 | 0.102
40243 | SOLAR SHOP LLC BLDG 14_PV |  | NO RESOURCE | PV | SUN |  | 2012-03-29 | Massachusetts Electric Company | MA | Whitinsville | RI | SEMA |  | 0.256 | 0 | 0 | 0.031
40244 | SOLAR SHOP LLC BLDG 10_PV |  | NO RESOURCE | PV | SUN |  | 2012-03-29 | Massachusetts Electric Company | MA | Whitinsville | RI | SEMA |  | 0.12 | 0 | 0 | 0.026
40246 | HODGES BADGE CO_WIND |  | NO RESOURCE | WT | WND |  | 2012-03-30 | The Narragansett Electric Company | RI | Portsmouth | SEMA | RI |  | 0.225 | 0 | 0 | 0
40247 | QUABBIN BARRE - WIND |  | NO RESOURCE | WT | WND |  | 2012-03-29 | Massachusetts Electric Company | MA | Barre | WMA | WCMA |  | 1 | 0 | 0 | 0.355
40248 | JJ CARROLL WW PLANT_PV |  | NO RESOURCE | PV | SUN |  | 2012-03-27 | Massachusetts Electric Company | MA | Marlborough | CMA/NEMA | WCMA |  | 0.3 | 0 | 0 | 0.181
40249 | WESTBORO SUITES |  | NO RESOURCE | PV | SUN |  | 2012-03-27 | Massachusetts Electric Company | MA | Westborough | CMA/NEMA | WCMA |  | 0.266 | 0 | 0 | 0
40259 | COMMERCE_PK_RD_PV_ID1871 |  | NO RESOURCE | PV | SUN |  | 2012-04-03 | NSTAR Electric Company | MA | Brewster | SEMA | SEMA |  | 0.35 | 0 | 0 | 0.113
40327 | FORE RIVER 11 | 1691 | FORE RIVER-1 | CC | NG | DFO | 2003-08-04 | Calpine Energy Services, LP | MA | Weymouth | SEMA | SEMA | 55317 | 436.1648 | 403.005 | 403.005 | 355.726
40328 | FORE RIVER 12 | 1691 | FORE RIVER-1 | CC | NG | DFO | 2003-08-04 | Calpine Energy Services, LP | MA | Weymouth | SEMA | SEMA | 55317 | 436.1648 | 403.005 | 403.005 | 355.726
40338 | MAINE INDEPENDENCE STATION 1 | 1216 | MAINE INDEPENDENCE STATION | CC | NG |  | 2000-05-01 | Dynegy Marketing and Trade, LLC | ME | Veazie | BHE | ME | 55068 | 275.655 | 272.347 | 272.347 | 247.473
40339 | MAINE INDEPENDENCE STATION 2 | 1216 | MAINE INDEPENDENCE STATION | CC | NG |  | 2000-05-01 | Dynegy Marketing and Trade, LLC | ME | Veazie | BHE | ME | 55068 | 275.655 | 272.347 | 272.347 | 247.473
40343 | BULL HILL WIND |  | NO RESOURCE | WT | WND |  | 2012-10-27 | Blue Sky East, LLC | ME | East Hancock | BHE | ME | 57083 | 32.7608 | 11.624 | 11.624 | 5.815
40482 | DURFEE UNION MILLS BLDG 9 - PV |  | NO RESOURCE | PV | SUN |  | 2012-05-04 | Massachusetts Electric Company | MA | Fall River | SEMA | SEMA |  | 0.12 | 0 | 0 | 0.015
40484 | BANCROFT SCHOOL PV |  | NO RESOURCE | PV | SUN |  | 2012-05-11 | Massachusetts Electric Company | MA | Worcester | WMA | WCMA |  | 0.12 | 0 | 0 | 0
40520 | MANCHESTER-BOSTON REGIONAL PV |  | NO RESOURCE | PV | SUN |  | 2012-05-09 | Public Service Company of New Hampshire | NH | Manchester | NH | NH |  | 0.5 | 0 | 0 | 0
40555 | BLACKCOMB WORC MA PV |  | NO RESOURCE | PV | SUN |  | 2012-05-14 | Massachusetts Electric Company | MA | Worcester | CMA/NEMA | WCMA |  | 0.43 | 0 | 0 | 0.049
40653 | MADISON_GEN | 40653 | MADISON BESS | ES | MWH |  | 2019-05-14 | Madison ESS, LLC | ME | Madison | ME | ME |  | 4.7405 | 4.795 | 4.795 | 4.596
40766 | CVEC_BARNSTABLE_FIRE_ID2423 | 40766 | CVEC BARNSTABLE FIRE 2423 | PV | SUN |  | 2018-07-16 | NSTAR Electric Company | MA | Hyannis | SEMA | SEMA |  | 0.75 | 0 | 0 | 0.238
40767 | DY_HIGH_SCHOOL_ID2175 | 40767 | CVEC DY HIGH SCHOOL 2175 2173 | PV | SUN |  | 2018-07-16 | NSTAR Electric Company | MA | Yarmouth | SEMA | SEMA |  | 0.5 | 0 | 0 | 0.157
40768 | CVC_EASTHAM_LANDFILL_ID1915 | 40768 | CVEC EASTHAM 1915 | PV | SUN |  | 2018-07-16 | NSTAR Electric Company | MA | Eastham | SEMA | SEMA |  | 0.5 | 0 | 0 | 0.219
40786 | NM CITY OF CAMBRIDGE_ID2264395 | 40786 | CAMBRIDGE PARK SOLAR | PV | SUN |  | 2019-08-12 | NSTAR Electric Company | MA | Cambridge | BOSTON | NEMA |  | 0.466 | 0 | 0 | 0.159
40789 | NM 9_MAXWELLS-GREEN_ID2253374 | 40789 | MAXWELL GREEN SOLAR | PV | SUN |  | 2019-08-12 | NSTAR Electric Company | MA | Somerville | BOSTON | NEMA |  | 0.05 | 0 | 0 | 0.014
40796 | SOLECT_ENERGY_PTNRS1_ID2152923 | 40796 | CHARLES MOORE ARENA | PV | SUN |  | 2018-07-09 | NSTAR Electric Company | MA | Orleans | SEMA | SEMA |  | 0.3 | 0 | 0 | 0.132
40797 | SOLECT_ENERGY_DEV_PV_ID2015374 | 40797 | HOLLISTON FIELD 2 | PV | SUN |  | 2018-07-09 | NSTAR Electric Company | MA | Holliston | RI | SEMA |  | 0.3 | 0 | 0 | 0.094
40800 | HAYDEN-ROWE_SOLAR_ID2057252 | 40800 | HAYDEN ROWE SOLAR FARM | PV | SUN |  | 2018-07-09 | NSTAR Electric Company | MA | Hopkinton | RI | SEMA |  | 0.308 | 0 | 0 | 0.098
41428 | NM UCCT SOLAR GROUP_ID2101008 |  | NO RESOURCE | PV | SUN |  | 2019-05-23 | NSTAR Electric Company | MA | Bourne | SEMA | SEMA |  | 0.468 | 0 | 0 | 0.246
41807 | NM-PITTSFIELD WWTP |  | NO RESOURCE | PV | SUN |  | 2012-06-01 | NSTAR Electric Company | MA | Pittsfield | WMA | WCMA |  | 1.5 | 0 | 0 | 0.388
41816 | QUABOAG REGIONAL ELEM - PV |  | NO RESOURCE | PV | SUN |  | 2012-06-07 | Massachusetts Electric Company | MA | West Warren | WMA | WCMA |  | 0.1 | 0 | 0 | 0.026
41821 | NEW ENGLAND TECH WIND |  | NO RESOURCE | WT | WND |  | 2012-06-19 | The Narragansett Electric Company | RI | Warwick | RI | RI |  | 1 | 0 | 0 | 0
41822 | SOLTAS CBIS INC - PV |  | NO RESOURCE | PV | SUN |  | 2012-06-18 | Massachusetts Electric Company | MA | West Brookfield | WMA | WCMA |  | 0.3 | 0 | 0 | 0
41827 | TOWN_OF_FAIRHAVEN_WT_ID1663 |  | NO RESOURCE | WT | WND |  | 2012-06-13 | NSTAR Electric Company | MA | Fairhaven | SEMA | SEMA |  | 1.5 | 0.244 | 0.244 | 0.198
41828 | TOWN_OF_FAIRHAVEN_WT_ID1664 |  | NO RESOURCE | WT | WND |  | 2012-06-13 | NSTAR Electric Company | MA | Fairhaven | SEMA | SEMA |  | 1.5 | 0.16 | 0.16 | 0.189
41829 | MWRA_ALFORD_ST_WT_ID1638 |  | NO RESOURCE | WT | WND |  | 2012-06-13 | NSTAR Electric Company | MA | Charlestown | BOSTON | NEMA |  | 1.5 | 0.108 | 0.108 | 0.057
41830 | TOWN_OF_KINGSTON_WT_ID1833 |  | NO RESOURCE | WT | WND |  | 2012-06-13 | NSTAR Electric Company | MA | Kingston | SEMA | SEMA |  | 2 | 0 | 0 | 0
41838 | WEST BROOKFIELD ELEM - PV |  | NO RESOURCE | PV | SUN |  | 2012-06-15 | Massachusetts Electric Company | MA | West Brookfield | WMA | WCMA |  | 0.096 | 0 | 0 | 0.042
41839 | ARPIN ASSOCIATES - PV |  | NO RESOURCE | PV | SUN |  | 2012-06-19 | The Narragansett Electric Company | RI | West Warwick | RI | RI |  | 0.15 | 0 | 0 | 0
41841 | EXAJOULE FRANKLIN PV |  | NO RESOURCE | PV | SUN |  | 2012-06-19 | Massachusetts Electric Company | MA | Franklin | RI | SEMA |  | 0.26 | 0 | 0 | 0.057
41842 | KB SOLAR LLC - PV |  | NO RESOURCE | PV | SUN |  | 2012-06-18 | Massachusetts Electric Company | MA | Grafton | CMA/NEMA | WCMA |  | 0.25 | 0 | 0 | 0.104
41847 | FISHERMENS MEMORIAL PARK- WIND |  | NO RESOURCE | WT | WND |  | 2012-06-20 | The Narragansett Electric Company | RI | Narragansett | RI | RI |  | 0.1 | 0 | 0 | 0
41848 | SOLAR SHOP WHITINSVILLE - PV |  | NO RESOURCE | PV | SUN |  | 2012-06-21 | Massachusetts Electric Company | MA | Whitinsville | RI | SEMA |  | 0.5 | 0 | 0 | 0.115
41857 | HI- GEAR (QF) |  | NO RESOURCE | PV | SUN |  | 2012-07-01 | Fitchburg Gas & Electric Light Company | MA | Fitchburg | WMA | WCMA |  | 0.675 | 0 | 0 | 0.275
41864 | NM-EHAMPTON MA LANDFILL |  | NO RESOURCE | PV | SUN |  | 2012-07-01 | NSTAR Electric Company | MA | Easthampton | WMA | WCMA | 58272 | 2 | 0 | 0 | 0.814
41868 | AGREEN01543SOLAR980NM |  | NO RESOURCE | IC | OBG |  | 2012-07-16 | Massachusetts Electric Company | MA | Rutland | WMA | WCMA |  | 0.98 | 0.097 | 0.097 | 0.98
41870 | EXAJOULE RENEWABLES PV |  | NO RESOURCE | PV | SUN |  | 2012-07-18 | Massachusetts Electric Company | MA | Everett | BOSTON | NEMA |  | 0.36 | 0 | 0 | 0
41871 | QUABBIN SOLAR - PV |  | NO RESOURCE | PV | SUN |  | 2012-07-18 | Massachusetts Electric Company | MA | Barre | WMA | WCMA |  | 1 | 0 | 0 | 0.272
41879 | WESTFORD SOLAR 1- PV | 38181 | WESTFORD SOLAR | PV | SUN |  | 2012-07-18 | Massachusetts Electric Company | MA | Westford | CMA/NEMA | WCMA | 58534 | 1 | 0 | 0 | 0.358
41880 | WESTFORD SOLAR 2- PV | 38181 | WESTFORD SOLAR | PV | SUN |  | 2012-07-18 | Massachusetts Electric Company | MA | Westford | CMA/NEMA | WCMA | 58534 | 1 | 0 | 0 | 0.345
41882 | NEXAMP CAP-NASHOBA VALLEY THS |  | NO RESOURCE | PV | SUN |  | 2012-07-10 | Massachusetts Electric Company | MA | Westford | CMA/NEMA | WCMA |  | 0.096 | 0 | 0 | 0
41923 | BLACKCOMB SOLAR III-PV |  | NO RESOURCE | PV | SUN |  | 2012-07-23 | Massachusetts Electric Company | MA | Northbridge | RI | SEMA |  | 1 | 0 | 0 | 0.314
42045 | NM-GREENFIELD MA LANDFILL |  | NO RESOURCE | PV | SUN |  | 2012-08-01 | NSTAR Electric Company | MA | Greenfield | WMA | WCMA |  | 2 | 0 | 0 | 0.724
42048 | TANTASQUA HIGH- PV |  | NO RESOURCE | PV | SUN |  | 2012-08-13 | Massachusetts Electric Company | MA | Sturbridge | WMA | WCMA |  | 0.586 | 0 | 0 | 0
42050 | PETE'S TIRE BARN |  | NO RESOURCE | PV | SUN |  | 2012-08-06 | Massachusetts Electric Company | MA | Orange | WMA | WCMA |  | 0.155 | 0 | 0 | 0.057
42083 | CANTON_LANDFILL_PV_ID1726 |  | NO RESOURCE | PV | SUN |  | 2012-08-23 | NSTAR Electric Company | MA | Canton | SEMA | SEMA |  | 3 | 0 | 0 | 1.882
42104 | HYDEPARKSTORPV_ID1919 |  | NO RESOURCE | PV | SUN |  | 2012-09-01 | NSTAR Electric Company | MA | Hyde Park | BOSTON | NEMA |  | 0.19 | 0 | 0 | 0.03
42105 | MILLST_NATICKPV_ID1818 |  | NO RESOURCE | PV | SUN |  | 2012-09-01 | NSTAR Electric Company | MA | Natick | BOSTON | NEMA |  | 0.202 | 0 | 0 | 0
42106 | SUBURBANATHLETIC2_ID1637 |  | NO RESOURCE | PV | SUN |  | 2012-09-01 | NSTAR Electric Company | MA | Framingham | BOSTON | NEMA |  | 0.11 | 0 | 0 | 0
42107 | 4M_ALDRINRDPV_ID1856 |  | NO RESOURCE | PV | SUN |  | 2012-09-01 | NSTAR Electric Company | MA | Plymouth | SEMA | SEMA |  | 0.2 | 0 | 0 | 0.021
42108 | BROADWAY_RENEWABLE_ID1772 |  | NO RESOURCE | PV | SUN |  | 2012-09-01 | NSTAR Electric Company | MA | Wareham | SEMA | SEMA |  | 0.907 | 0 | 0 | 0.309
42109 | COCHITUATERD_FRAMPV_ID1873 |  | NO RESOURCE | PV | SUN |  | 2012-09-01 | NSTAR Electric Company | MA | Framingham | BOSTON | NEMA |  | 0.204 | 0 | 0 | 0
42110 | DOUGLAS_SCHOOLPV_ID1464 |  | NO RESOURCE | PV | SUN |  | 2012-09-01 | NSTAR Electric Company | MA | Acton | BOSTON | NEMA |  | 0.095 | 0 | 0 | 0.028
42111 | HYANNIS_SELF_STOR_ID1946 |  | NO RESOURCE | PV | SUN |  | 2012-09-01 | NSTAR Electric Company | MA | Hyannis | SEMA | SEMA |  | 0.475 | 0 | 0 | 0.163
42112 | POND_ST_ASHLAND_ID1736 |  | NO RESOURCE | PV | SUN |  | 2012-09-01 | NSTAR Electric Company | MA | Ashland | BOSTON | NEMA |  | 0.5 | 0 | 0 | 0.138
42114 | PUMPKIN HILL | 1258 | BHE SMALL HYDRO COMPOSITE | HDR | WAT |  | 1982-12-01 | Versant Power | ME | Lowell | BHE | ME | 50699 | 2.087 | 0.499 | 0.499 | 0.237
42115 | GLC_ACUSHNETLLC_ID1821_1824 |  | NO RESOURCE | PV | SUN |  | 2012-09-01 | NSTAR Electric Company | MA | Wareham | SEMA | SEMA |  | 3.5 | 0 | 0 | 1.656
42116 | DSD_REALTY_TRUST_ID1672 |  | NO RESOURCE | PV | SUN |  | 2012-09-01 | NSTAR Electric Company | MA | Dartmouth | SEMA | SEMA |  | 1.72 | 0 | 0 | 0.419
42117 | CONST_SOLAR_NORFOLK_ID1846 |  | NO RESOURCE | PV | SUN |  | 2012-09-01 | NSTAR Electric Company | MA | Norfolk | RI | SEMA |  | 1.6 | 0 | 0 | 0.542
42118 | CONED_HIXVILLERD_ID1862 |  | NO RESOURCE | PV | SUN |  | 2012-09-01 | NSTAR Electric Company | MA | Dartmouth | SEMA | SEMA |  | 2 | 0 | 0 | 0.931
42123 | KEZAR MIDDLE FALLS | 786 | KEZAR LEDGEMERE COMPOSITE | HDR | WAT |  | 2012-10-01 | Power Supply Services, LLC | ME | Parsonfield | SME | ME |  | 1.282 | 0.053 | 0.053 | 0.061
42149 | FAVORITE FOODS PV |  | NO RESOURCE | PV | SUN |  | 2012-10-01 | Public Service Company of New Hampshire | NH | Somersworth | NH | NH |  | 0.045 | 0 | 0 | 0
42193 | TRUE NORTH ENERGY A | 38561 | TRUE NORTH | PV | SUN |  | 2012-11-16 | Massachusetts Electric Company | MA | Salisbury | BOSTON | NEMA |  | 1 | 0 | 0 | 0.321
42194 | TRUE NORTH ENERGY B | 38561 | TRUE NORTH | PV | SUN |  | 2012-11-16 | Massachusetts Electric Company | MA | Salisbury | BOSTON | NEMA |  | 1 | 0 | 0 | 0.37
42195 | TRUE NORTH ENERGY C | 38561 | TRUE NORTH | PV | SUN |  | 2012-11-16 | Massachusetts Electric Company | MA | Salisbury | BOSTON | NEMA |  | 0.75 | 0 | 0 | 0.325
42196 | TRUE NORTH ENERGY D | 38561 | TRUE NORTH | PV | SUN |  | 2012-11-16 | Massachusetts Electric Company | MA | Salisbury | BOSTON | NEMA |  | 1 | 0 | 0 | 0.399
42197 | TRUE NORTH ENERGY E | 38561 | TRUE NORTH | PV | SUN |  | 2012-11-16 | Massachusetts Electric Company | MA | Salisbury | BOSTON | NEMA |  | 1 | 0 | 0 | 0.399
42202 | DR AMP 100 AMES POND - PV |  | NO RESOURCE | PV | SUN |  | 2012-11-07 | Massachusetts Electric Company | MA | Tewksbury | CMA/NEMA | WCMA |  | 0.082 | 0 | 0 | 0.025
42203 | WESTFORD SOLAR 3 - PV | 38181 | WESTFORD SOLAR | PV | SUN |  | 2012-11-08 | Massachusetts Electric Company | MA | Westford | CMA/NEMA | WCMA | 58534 | 1 | 0 | 0 | 0.355
42212 | DR AMP 200 AMES POND - PV |  | NO RESOURCE | PV | SUN |  | 2012-11-07 | Massachusetts Electric Company | MA | Tewksbury | CMA/NEMA | WCMA |  | 0.095 | 0 | 0 | 0.025
42214 | ORCHARD MADE PRODUCTS |  | NO RESOURCE | PV | SUN |  | 2012-11-09 | Massachusetts Electric Company | MA | Methuen | BOSTON | NEMA |  | 0.19 | 0 | 0 | 0
42344 | CAMELOT_WIND_ID1240 |  | NO RESOURCE | WT | WND |  | 2012-12-01 | NSTAR Electric Company | MA | Plymouth | SEMA | SEMA |  | 1.5 | 0.186 | 0.186 | 0.124
42347 | CONSTELLATION SOLAR-UXBRG-PV |  | NO RESOURCE | PV | SUN |  | 2012-12-05 | Massachusetts Electric Company | MA | Uxbridge | RI | SEMA | 57941 | 2 | 0 | 0 | 0.735
42350 | BARRETT-FRANKLIN-SOLAR | 38655 | BARRETT DISTRIBUTION - FRANKLIN SOLAR | PV | SUN |  | 2012-12-05 | Massachusetts Electric Company | MA | Franklin | RI | SEMA |  | 0.5 | 0 | 0 | 0.124
42351 | OMA GROUP-CHARLTON-PV |  | NO RESOURCE | PV | SUN |  | 2012-12-04 | Massachusetts Electric Company | MA | Charlton | WMA | WCMA |  | 1 | 0 | 0 | 0.339
42352 | OSG SOLAR 1-ORANGE-PV |  | NO RESOURCE | PV | SUN |  | 2012-12-06 | Massachusetts Electric Company | MA | Orange | WMA | WCMA |  | 1 | 0 | 0 | 0.334
42353 | OSG SOLAR 2-ORANGE-PV |  | NO RESOURCE | PV | SUN |  | 2012-12-06 | Massachusetts Electric Company | MA | Orange | WMA | WCMA |  | 1 | 0 | 0 | 0.092
42354 | OSG SOLAR 3-ORANGE-PV |  | NO RESOURCE | PV | SUN |  | 2012-12-06 | Massachusetts Electric Company | MA | Orange | WMA | WCMA |  | 0.75 | 0 | 0 | 0.171
42355 | CIL CEDAR-MARLBORO-PV |  | NO RESOURCE | PV | SUN |  | 2012-12-07 | Massachusetts Electric Company | MA | Marlborough | CMA/NEMA | WCMA |  | 0.433 | 0 | 0 | 0
42357 | UP BLACKSTONE WWTP-MILLBURY-PV |  | NO RESOURCE | PV | SUN |  | 2012-12-10 | Massachusetts Electric Company | MA | Millbury | CMA/NEMA | WCMA |  | 0.3 | 0 | 0 | 0.104
42364 | CAPITAL GROUP-SOUTHBORO-PV |  | NO RESOURCE | PV | SUN |  | 2012-12-14 | Massachusetts Electric Company | MA | Southborough | CMA/NEMA | WCMA |  | 1 | 0 | 0 | 0.275
42365 | LOFT 27-LOWELL-PV |  | NO RESOURCE | PV | SUN |  | 2012-12-14 | Massachusetts Electric Company | MA | Lowell | CMA/NEMA | WCMA |  | 0.275 | 0 | 0 | 0.055
42366 | SOLTAS SPECTOR-LAWRENCE-PV |  | NO RESOURCE | PV | SUN |  | 2012-12-17 | Massachusetts Electric Company | MA | Lawrence | CMA/NEMA | WCMA |  | 0.3 | 0 | 0 | 0.113
42375 | DEXTER 1 | 392 | DEXTER | CC | NG | DFO | 1990-05-01 | Emera Energy Services Subsidiary No. 4 LLC | CT | Windsor Locks | CT | CT | 10567 | 57 | 31.528 | 31.528 | 39.387
42376 | DEXTER 2 | 392 | DEXTER | CC | NG |  | 1990-05-01 | Emera Energy Services Subsidiary No. 4 LLC | CT | Windsor Locks | CT | CT | 10567 | 19 | 3.972 | 3.972 | 4.613
42394 | WINDENERGYDEV-NKINGSTOWN-WIND |  | NO RESOURCE | WT | WND |  | 2013-01-02 | The Narragansett Electric Company | RI | North Kingstown | RI | RI |  | 1.5 | 0.231 | 0.231 | 0.14
42439 | CITY OF BROCKTON-SWANSEA-PV1 |  | NO RESOURCE | PV | SUN |  | 2013-01-18 | Massachusetts Electric Company | MA | Swansea | SEMA | SEMA |  | 1 | 0 | 0 | 0.406
42440 | CITY OF BROCKTON-SWANSEA-PV2 |  | NO RESOURCE | PV | SUN |  | 2013-01-18 | Massachusetts Electric Company | MA | Swansea | SEMA | SEMA |  | 1 | 0 | 0 | 0.481
42448 | CITY OF GLOUCESTER 1 - WIND |  | NO RESOURCE | WT | WND |  | 2013-02-06 | Massachusetts Electric Company | MA | Gloucester | BOSTON | NEMA |  | 2 | 0.174 | 0.174 | 0.06
42449 | CITY OF GLOUCESTER 2 - WIND |  | NO RESOURCE | WT | WND |  | 2013-02-06 | Massachusetts Electric Company | MA | Gloucester | BOSTON | NEMA |  | 2 | 0.185 | 0.185 | 0.104
42482 | CITY_OF_WALTHAM_PV_ID1805 |  | NO RESOURCE | PV | SUN |  | 2013-02-15 | NSTAR Electric Company | MA | Waltham | BOSTON | NEMA |  | 0.193 | 0 | 0 | 0.07
42483 | FIRST_HIGHLAND_PV_ID2021 |  | NO RESOURCE | PV | SUN |  | 2013-02-15 | NSTAR Electric Company | MA | Hyde Park | BOSTON | NEMA |  | 0.975 | 0 | 0 | 0.298
42484 | UNITEDSALVAGE_PV_ID1966 |  | NO RESOURCE | PV | SUN |  | 2013-02-15 | NSTAR Electric Company | MA | Framingham | BOSTON | NEMA |  | 0.808 | 0 | 0 | 0.214
42485 | SOLCHEMY_PV_ID1969 |  | NO RESOURCE | PV | SUN |  | 2013-02-15 | NSTAR Electric Company | MA | West Tisbury | SEMA | SEMA |  | 0.293 | 0 | 0 | 0.104
42486 | AIRPORT_WAY_PV_ID1875 |  | NO RESOURCE | PV | SUN |  | 2013-02-15 | NSTAR Electric Company | MA | Hyannis | SEMA | SEMA |  | 1.238 | 0 | 0 | 0.51
42487 | BILL_BENNETT_PV_ID1967 |  | NO RESOURCE | PV | SUN |  | 2013-02-15 | NSTAR Electric Company | MA | Edgartown | SEMA | SEMA |  | 0.593 | 0 | 0 | 0.318
42495 | VARIANSEMICON-GLOUCESTER-WT |  | NO RESOURCE | WT | WND |  | 2013-02-21 | Massachusetts Electric Company | MA | Gloucester | BOSTON | NEMA |  | 2.5 | 0 | 0 | 0
42496 | HANOVER SOLAR-LEICESTER-PV |  | NO RESOURCE | PV | SUN |  | 2013-02-22 | Massachusetts Electric Company | MA | Rochdale | WMA | WCMA |  | 1 | 0 | 0 | 0.168
42497 | WESTFORD SOLAR 4- PV | 38181 | WESTFORD SOLAR | PV | SUN |  | 2013-02-21 | Massachusetts Electric Company | MA | Westord | CMA/NEMA | WCMA | 58534 | 1 | 0 | 0 | 0.365
42597 | GPT JACLEN-BEVERLY-CHP |  | NO RESOURCE | IC | NG |  | 2013-03-26 | Massachusetts Electric Company | MA | Beverly | BOSTON | NEMA |  | 0.075 | 0.001 | 0.001 | 0.075
42598 | NEW BARRE HYDRO | 852 | SOUTH BARRE HYDRO | HDR | WAT |  | 2013-04-02 | Massachusetts Municipal Wholesale Electric Company | MA | Barre | WMA | WCMA |  | 0.1 | 0.077 | 0.077 | 0.01
42603 | BARRE1-750BARRE-01005-PV | 41321 | MA_401_0.8 PV_750 S BARRE RD_BARRE | PV | SUN |  | 2013-04-05 | Massachusetts Electric Company | MA | Barre | WMA | WCMA |  | 0.8 | 0.006 | 0.006 | 0.267
42612 | NPPDEVELOP-370PATRIOT-02035-PV | 41316 | MA_356_0.495 PV_370 PATRIOT PL_FOXBORO | PV | SUN |  | 2013-04-10 | Massachusetts Electric Company | MA | Foxboro | RI | SEMA |  | 0.495 | 0 | 0 | 0.179
42631 | CABRAL-247BAKER-02777-PV | 41370 | MA_343_0.5 PV_247 BAKER RD_SWANSEA | PV | SUN |  | 2013-04-12 | Massachusetts Electric Company | MA | Swansea | SEMA | SEMA |  | 0.5 | 0 | 0 | 0.152
42641 | NATICKMEMORIALSCHOOL_PV_ID1892 |  | NO RESOURCE | PV | SUN |  | 2013-04-22 | NSTAR Electric Company | MA | Natick | BOSTON | NEMA |  | 0.14 | 0 | 0 | 0.032
42812 | PEGASUS_PV_ID1809 |  | NO RESOURCE | PV | SUN |  | 2013-05-01 | NSTAR Electric Company | MA | Acushnet | SEMA | SEMA |  | 1 | 0 | 0 | 0.38
42817 | IKEA 158-0223PV520QF |  | NO RESOURCE | PV | SUN |  | 2013-05-06 | Massachusetts Electric Company | MA | Avon | SEMA | SEMA |  | 0.52 | 0 | 0 | 0
42821 | GLC-MA ACUSHNET_PV_ID2109 |  | NO RESOURCE | PV | SUN |  | 2013-05-01 | NSTAR Electric Company | MA | Freetown | SEMA | SEMA |  | 0.649 | 0 | 0 | 0.21
42893 | BISCO FALLS HYDRO |  | NO RESOURCE | HDR | WAT |  | 2013-05-08 | Union Atlantic Electricity | ME | West Paris | ME | ME |  | 0.093 | 0 | 0 | 0.093
43409 | GLC-MA ACUSHNET_PV_ID1827 |  | NO RESOURCE | PV | SUN |  | 2013-05-23 | NSTAR Electric Company | MA | Freetown | SEMA | SEMA |  | 1.304 | 0 | 0 | 0.431
43422 | EPG SOLAR 1 - 01550PV1500NM | 41209 | MA_318_1.5 PV_247 BLACKMERE RD_SOUTHBRIDGE | PV | SUN |  | 2013-06-12 | Massachusetts Electric Company | MA | Southbridge | WMA | WCMA |  | 1.5 | 0 | 0 | 0.472
43423 | EPG SOLAR 2 - 01550PV1500NM | 41214 | MA_319_1.5 PV_247 BLACKMERE RD_SOUTHBRIDGE | PV | SUN |  | 2013-06-12 | Massachusetts Electric Company | MA | Southbridge | WMA | WCMA |  | 1.5 | 0 | 0 | 0.51
43424 | PINGREE SCHL - 01982PV200QF |  | NO RESOURCE | PV | SUN |  | 2013-06-14 | Massachusetts Electric Company | MA | Hamilton | BOSTON | NEMA |  | 0.2 | 0 | 0 | 0.033
43426 | ABBOTT MILL - 01886PV235NM |  | NO RESOURCE | PV | SUN |  | 2013-06-17 | Massachusetts Electric Company | MA | Westford | CMA/NEMA | WCMA |  | 0.235 | 0 | 0 | 0.078
43491 | 146 CAMPANELLI-02072PV332NM | 41429 | MA_366_0.332 PV_146 CAMPANELLI PK_STOUGHTON | PV | SUN |  | 2013-07-03 | Massachusetts Electric Company | MA | Stoughton | SEMA | SEMA |  | 0.332 | 0 | 0 | 0.101
43492 | NARR BAY - 02903WT4500NM |  | NO RESOURCE | WT | WND |  | 2013-07-09 | The Narragansett Electric Company | RI | Providence | RI | RI |  | 4.5 | 0 | 0 | 0
43509 | DOUGLAS SOLAR-01516PV2000NM |  | NO RESOURCE | PV | SUN |  | 2013-07-15 | Massachusetts Electric Company | MA | Douglas | RI | SEMA |  | 2 | 0 | 0 | 0.823
43510 | SANDF MGMNT-02725PV623NM |  | NO RESOURCE | PV | SUN |  | 2013-07-15 | Massachusetts Electric Company | MA | Somerset | RI | SEMA |  | 0.623 | 0 | 0 | 0.201
43512 | WEST GREENWICH - 02817PV2000DG | 38834 | DGSC PV1666_179 PLAIN MEETING HOUSE RD_WEST GREENWICH | PV | SUN |  | 2013-07-18 | The Narragansett Electric Company | RI | West Greenwich | RI | RI |  | 2 | 0 | 0 | 0.735
43527 | STUART THOMAS - 02842PV500DG | 38833 | DGSC PV405_28 JACOME WAY_MIDDLETOWN | PV | SUN |  | 2013-07-18 | The Narragansett Electric Company | RI | Middletown | SEMA | RI |  | 0.5 | 0 | 0 | 0.109
43531 | 28 HASTINGS - 01756PV100NM |  | NO RESOURCE | PV | SUN |  | 2013-07-22 | Massachusetts Electric Company | MA | Mendon | RI | SEMA |  | 0.1 | 0 | 0 | 0.031
43572 | JDH_SOLAR_SYSTEMS_PV_2221 |  | NO RESOURCE | PV | SUN |  | 2013-08-01 | NSTAR Electric Company | MA | Plymouth | SEMA | SEMA |  | 0.65 | 0 | 0 | 0.216
43573 | NEW_ENGLAND_RESINS_PV_2309 |  | NO RESOURCE | PV | SUN |  | 2013-08-01 | NSTAR Electric Company | MA | Woburn | BOSTON | NEMA |  | 0.06 | 0 | 0 | 0.143
43574 | TOWN_OF_FAIRHAVEN_LF_PV_1714 |  | NO RESOURCE | PV | SUN |  | 2013-08-05 | NSTAR Electric Company | MA | Fairhaven | SEMA | SEMA |  | 0.5 | 0 | 0 | 0.105
43575 | NE_ELEMENTARY_WALTHAM_PV_1872 |  | NO RESOURCE | PV | SUN |  | 2013-08-05 | NSTAR Electric Company | MA | Waltham | BOSTON | NEMA |  | 0.259 | 0 | 0 | 0.086
43576 | GLC_ACUSHNET_PV_1888 |  | NO RESOURCE | PV | SUN |  | 2013-08-05 | NSTAR Electric Company | MA | North Dartmouth | SEMA | SEMA |  | 0.917 | 0 | 0 | 0.402
43577 | GLC_ACUSHNET_PV_1889 |  | NO RESOURCE | PV | SUN |  | 2013-08-05 | NSTAR Electric Company | MA | North Dartmouth | SEMA | SEMA |  | 0.917 | 0.016 | 0.016 | 0.297
43578 | GLC_ACUSHNET_PV_1890 |  | NO RESOURCE | PV | SUN |  | 2013-08-05 | NSTAR Electric Company | MA | North Dartmouth | SEMA | SEMA |  | 0.917 | 0 | 0 | 0.402
43579 | GOIS_SOLAR_ONE_PV_2040 |  | NO RESOURCE | PV | SUN |  | 2013-08-05 | NSTAR Electric Company | MA | Ashland | BOSTON | NEMA |  | 0.822 | 0 | 0 | 0.316
43580 | JERICHO WIND | 38421 | JERICHO POWER | WT | WND |  | 2016-01-23 | Jericho Power LLC | NH | Berlin | NH | NH | 59070 | 13.5375 | 2.833 | 2.833 | 1.552
43586 | COMTRAN CABLE-02864PV400DG | 38853 | DGSC PV400_1 RALCO WAY_CUMBERLAND | PV | SUN |  | 2013-08-15 | The Narragansett Electric Company | RI | Cumberland | RI | RI |  | 0.4 | 0 | 0 | 0.181
43587 | TRAVIS_HOSPITALITY_PV_2239 |  | NO RESOURCE | PV | SUN |  | 2013-08-21 | NSTAR Electric Company | MA | Yarmouth | SEMA | SEMA |  | 0.145 | 0 | 0 | 0.056
43607 | COX PRTSMTH-02871PV500DG | 38855 | DGSC PV500_1060 WEST MAIN RD_PORTSMOUTH | PV | SUN |  | 2013-09-03 | The Narragansett Electric Company | RI | Portsmouth | RI | RI |  | 0.5 | 0 | 0 | 0.218
43623 | E BRIDGEWATER-02333PV2000NM | 38114 | EAST BRIDGEWATER SOLAR ENERGY PROJECT | PV | SUN |  | 2013-09-12 | Massachusetts Electric Company | MA | East Bridgewater | SEMA | SEMA |  | 2 | 0 | 0 | 0.468
43643 | SUNGEN UXBRIDGE1-01569PV950NM | 38558 | FALL RIVER- UXBRIDGE | PV | SUN |  | 2013-09-25 | Massachusetts Electric Company | MA | Uxbridge | RI | SEMA |  | 0.95 | 0 | 0 | 0.365
43644 | SUNGEN UXBRIDGE2-01569PV950NM | 38558 | FALL RIVER- UXBRIDGE | PV | SUN |  | 2013-09-25 | Massachusetts Electric Company | MA | Uxbridge | RI | SEMA |  | 0.95 | 0 | 0 | 0.263
43645 | SUNGEN UXBRIDGE3-01569PV950NM | 38558 | FALL RIVER- UXBRIDGE | PV | SUN |  | 2013-09-25 | Massachusetts Electric Company | MA | Uxbridge | RI | SEMA |  | 0.95 | 0 | 0 | 0.289
43652 | TWN W BRDGEWTR-02379PV1500NM |  | NO RESOURCE | PV | SUN |  | 2013-09-30 | Massachusetts Electric Company | MA | West Bridgewater | SEMA | SEMA |  | 1.5 | 0 | 0 | 0.593
43654 | 3 COUNTY FAIR ASN-01060PV250NM |  | NO RESOURCE | PV | SUN |  | 2013-09-30 | Massachusetts Electric Company | MA | Northampton | WMA | WCMA |  | 0.25 | 0 | 0 | 0.084
43657 | RIPTA - 02907PV300NM |  | NO RESOURCE | PV | SUN |  | 2013-09-27 | The Narragansett Electric Company | RI | Providence | RI | RI |  | 0.3 | 0 | 0 | 0
43658 | TWN LANCASTER-01523PV500QF | 41038 | MA_299_0.5 PV_0 LUNENBURG RD_LANCASTER | PV | SUN |  | 2013-10-04 | Massachusetts Electric Company | MA | Lancaster | CMA/NEMA | WCMA |  | 0.5 | 0 | 0 | 0.134
43659 | TWN OF SCITUATE2-02066PV1500NM | 41380 | MA_377_1.5 PV_280 DRIFTWAY_SCITUATE | PV | SUN |  | 2013-10-10 | Massachusetts Electric Company | MA | Scituate | SEMA | SEMA |  | 1.5 | 0 | 0 | 0.604
43678 | DISCOVER MARBLE - 01527PV142NM |  | NO RESOURCE | PV | SUN |  | 2013-10-16 | Massachusetts Electric Company | MA | Millbury | CMA/NEMA | WCMA |  | 0.142 | 0 | 0 | 0
43682 | NEXTSUN ENERGY-01516PV3000NM | 41376 | MA_351_3 PV_436 NE MAIN ST_DOUGLAS | PV | SUN |  | 2013-10-22 | Massachusetts Electric Company | MA | Douglas | RI | SEMA |  | 3 | 0 | 0 | 1.022
43683 | TWN OF SCITUATE1-02066PV1500NM | 41378 | MA_376_1.5 PV_280 DRIFTWAY_SCITUATE | PV | SUN |  | 2013-10-22 | Massachusetts Electric Company | MA | Scituate | SEMA | SEMA |  | 1.5 | 0 | 0 | 0.265
43684 | KEY BOSTON-02038PV2000NM |  | NO RESOURCE | PV | SUN |  | 2013-10-24 | Massachusetts Electric Company | MA | Franklin | RI | SEMA |  | 2 | 0 | 0 | 0.571
43685 | CONANICUT MARINE-02835PV120DG |  | NO RESOURCE | PV | SUN |  | 2013-10-18 | The Narragansett Electric Company | RI | Jamestown | SEMA | RI |  | 0.12 | 0 | 0 | 0.041
43687 | SUNGEN ORANGE1-01364PV1500NM |  | NO RESOURCE | PV | SUN |  | 2013-10-24 | Massachusetts Electric Company | MA | Orange | WMA | WCMA |  | 1.5 | 0 | 0 | 0.668
43688 | SUNGEN ORANGE2-01364PV1500NM |  | NO RESOURCE | PV | SUN |  | 2013-10-24 | Massachusetts Electric Company | MA | Orange | WMA | WCMA |  | 0.5 | 0 | 0 | 0.171
43698 | NTHBRDGE SOLAR-01560PV1910NM | 41374 | MA_350_1.91 PV_116 MILFORD ROAD_SOUTH GRAFTON | PV | SUN |  | 2013-10-25 | Massachusetts Electric Company | MA | South Grafton | RI | SEMA |  | 1.91 | 0 | 0 | 0.907
43706 | CITY OF LOWELL1-01364PV2000NM | 41324 | MA_406_2 PV_702 S MAIN ST_ORANGE | PV | SUN |  | 2013-11-01 | Massachusetts Electric Company | MA | Orange | WMA | WCMA |  | 2 | 0 | 0 | 0.278
43707 | CITY OF LOWELL2-01364PV1000NM | 41322 | MA_405_1 PV_702 S MAIN ST_ORANGE | PV | SUN |  | 2013-11-01 | Massachusetts Electric Company | MA | Orange | WMA | WCMA |  | 1 | 0 | 0 | 0.716
43709 | CITY OF LOWELL 1-01331PV1000NM |  | NO RESOURCE | PV | SUN |  | 2013-11-04 | Massachusetts Electric Company | MA | Athol | WMA | WCMA |  | 1 | 0 | 0 | 0.338
43710 | CITY OF LOWELL 2-01331PV1000NM |  | NO RESOURCE | PV | SUN |  | 2013-11-04 | Massachusetts Electric Company | MA | Athol | WMA | WCMA |  | 1 | 0 | 0 | 0.43
43711 | CITY OF LOWELL 3-01331PV1000NM |  | NO RESOURCE | PV | SUN |  | 2013-11-04 | Massachusetts Electric Company | MA | Athol | WMA | WCMA |  | 1 | 0 | 0 | 0.417
43716 | NEXAMP-02852PV2000DG | 38843 | DGSC PV2000_338 COMPASS CIRCLE_NORTH KINGSTOWN | PV | SUN |  | 2013-11-06 | The Narragansett Electric Company | RI | North Kingstown | RI | RI |  | 2 | 0 | 0 | 0.712
43717 | ASSUMPTION-01562PV2000NM |  | NO RESOURCE | PV | SUN |  | 2013-11-08 | Massachusetts Electric Company | MA | Spencer | CMA/NEMA | WCMA |  | 2 | 0 | 0 | 0.795
43729 | GRAFTON WATER-01519PV1500NM | 38527 | GRAFTON WD | PV | SUN |  | 2013-11-18 | Massachusetts Electric Company | MA | Grafton | CMA/NEMA | WCMA |  | 1.5 | 0 | 0 | 0.539
43734 | TOWN EASTON-02375PV1500NM | 41184 | MA_363_1.5 PV_114 PROSPECT ST_SOUTH EASTON | PV | SUN |  | 2013-11-26 | Massachusetts Electric Company | MA | South Easton | SEMA | SEMA |  | 1.5 | 0 | 0 | 0.659
43750 | CANTON HIGH SCHOOL 2009 |  | NO RESOURCE | PV | SUN |  | 2013-12-01 | NSTAR Electric Company | MA | Canton | SEMA | SEMA |  | 0.5 | 0 | 0 | 0.146
43762 | FORBES STREET 1-02914PV3000DG | 38842 | DGSC PV3000_FORBES ST LANDFILL_EAST PROVIDENCE | PV | SUN |  | 2013-12-10 | The Narragansett Electric Company | RI | East Providence | RI | RI |  | 3 | 0 | 0 | 1.056
43840 | SOLVENTERRA-01069PV1000NM |  | NO RESOURCE | PV | SUN |  | 2014-01-02 | Massachusetts Electric Company | MA | Palmer | WMA | WCMA |  | 1 | 0 | 0 | 0.417
43841 | FLAIR ONE-01507PV950NM | 41141 | MA_305_0.95 PV_0 BAY-PATH RD_CHARLTON | PV | SUN |  | 2014-01-02 | Massachusetts Electric Company | MA | Charlton | WMA | WCMA |  | 0.95 | 0 | 0 | 0.271
43842 | FORRESTALL-01507PV950NM | 41143 | MA_306_0.95 PV_0 BAY-PATH RD_CHARLTON | PV | SUN |  | 2014-01-02 | Massachusetts Electric Company | MA | Charlton | WMA | WCMA |  | 0.95 | 0 | 0 | 0.138
43869 | FRPV WEST-02720PV1000NM |  | NO RESOURCE | PV | SUN |  | 2014-01-07 | Massachusetts Electric Company | MA | Fall River | SEMA | SEMA |  | 1 | 0 | 0 | 0.435
43870 | FRPV EAST-02720PV1000NM |  | NO RESOURCE | PV | SUN |  | 2014-01-09 | Massachusetts Electric Company | MA | Fall River | SEMA | SEMA |  | 1 | 0 | 0 | 0.43
43871 | SYNAGRO-02895CHP2000QF |  | NO RESOURCE | ST | NG |  | 2014-01-07 | The Narragansett Electric Company | RI | Woonsocket | RI | RI |  | 2 | 0 | 0 | 2
43874 | MASS MOCA1-01247PV225NM |  | NO RESOURCE | PV | SUN |  | 2014-01-09 | Massachusetts Electric Company | MA | North Adams | WMA | WCMA |  | 0.225 | 0 | 0 | 0
43884 | MASS MOCA3 01247PV177NM |  | NO RESOURCE | PV | SUN |  | 2014-01-16 | Massachusetts Electric Company | MA | North Adams | WMA | WCMA |  | 0.177 | 0 | 0 | 0.027
43885 | NM-HP HOOD AND SONS | 38575 | AGAWAM SOLAR | PV | SUN |  | 2014-02-01 | NSTAR Electric Company | MA | Agawam | WMA | WCMA |  | 1.5 | 0 | 0 | 0.584
43886 | NM-FRANKLIN COUNTY SHERIFF | 38576 | WHATELY | PV | SUN |  | 2014-02-01 | NSTAR Electric Company | MA | Whately | WMA | WCMA |  | 1.5 | 0 | 0 | 0.502
43887 | NM-TOWN OF AGAWAM SOLAR | 38574 | ROUTE 57 | PV | SUN |  | 2014-02-01 | NSTAR Electric Company | MA | Agawam | WMA | WCMA |  | 1.5 | 0 | 0 | 0.74
43892 | SYNCARPHA SOLAR-01740PV4950NM | 41356 | MA_297_4.95 PV_125 STILL-RIVER RD_BOLTON | PV | SUN |  | 2014-01-24 | Massachusetts Electric Company | MA | Bolton | CMA/NEMA | WCMA |  | 4.95 | 0 | 0 | 1.843
43893 | HUBBARDSTON-01452PV2000NM | 38815 | HUBBARDSTON PV | PV | SUN |  | 2014-01-28 | Massachusetts Electric Company | MA | Hubbardston | WMA | WCMA |  | 2 | 0 | 0 | 0.87
43903 | SUNGEN-02720PV2850NM | 38551 | FASLL RIVER - INNOVATION | PV | SUN |  | 2014-01-29 | Massachusetts Electric Company | MA | Fall River | SEMA | SEMA |  | 2.85 | 0 | 0 | 1.174
43904 | CITY OF METHUEN-01523PV3000NM | 41160 | MA_296_3 PV_267 BROCKELMAN RD_LANCASTER | PV | SUN |  | 2014-01-29 | Massachusetts Electric Company | MA | Lancaster | CMA/NEMA | WCMA |  | 3 | 0 | 0 | 0.83
43907 | PALMER SOLAR-01069PV2000NM | 41320 | MA_399_2 PV_105 NORTH ST_PALMER | PV | SUN |  | 2014-02-04 | Massachusetts Electric Company | MA | Palmer | WMA | WCMA |  | 2 | 0 | 0 | 0.843
43908 | NEXTSUN ENERGY-02370PV2000NM | 41319 | MA_365_2 PV_880 BEECH ST_ROCKLAND | PV | SUN |  | 2014-02-04 | Massachusetts Electric Company | MA | Rockland | SEMA | SEMA |  | 2 | 0 | 0 | 0.558
43915 | CITIZENS-02769PV2000NM | 38579 | REHOBOTH | PV | SUN |  | 2014-02-07 | Massachusetts Electric Company | MA | Rehoboth | RI | SEMA |  | 2 | 0 | 0 | 0.555
43916 | TOWN OF ADAMS-01220PV1000NM | 41330 | MA_414_1 PV_300 EAST RD_ADAMS | PV | SUN |  | 2014-02-07 | Massachusetts Electric Company | MA | Adams | WMA | WCMA |  | 1 | 0 | 0 | 0.256
43918 | CITY OF LOWELL-01851PV1333NM | 41387 | MA_427_1.31101 PV_1020 WESTFORD ST_LOWELL | PV | SUN |  | 2014-02-10 | Massachusetts Electric Company | MA | Lowell | CMA/NEMA | WCMA |  | 1.333 | 0 | 0 | 0.255
43919 | SOLVENTERRA 1-01535PV1000NM | 41217 | MA_334_1 PV_12A ORCHARD RD_N BROOKFIELD | PV | SUN |  | 2014-02-10 | Massachusetts Electric Company | MA | North Brookfield | WMA | WCMA |  | 1 | 0 | 0 | 0.436
43920 | SOLVENTERRA 2-01535PV1000NM | 41043 | MA_335_1 PV_12 ORCHARD RD_N BROOKFIELD | PV | SUN |  | 2014-02-14 | Massachusetts Electric Company | MA | North Brookfield | WMA | WCMA |  | 1 | 0 | 0 | 0.436
43921 | COXCOM-02893PV135DG |  | NO RESOURCE | PV | SUN |  | 2014-02-11 | The Narragansett Electric Company | RI | West Warwick | RI | RI |  | 0.135 | 0 | 0 | 0.062
43922 | SOLVENTERRA 4-01083PV1000NM | 41340 | MA_393_1 PV_414 LITTLE-REST RD_WARREN | PV | SUN |  | 2014-02-12 | Massachusetts Electric Company | MA | Warren | WMA | WCMA |  | 1 | 0 | 0 | 0.413
43923 | PLYMOUTH PUBLIC SCHOOLS-#2062 |  | NO RESOURCE | PV | SUN |  | 2014-02-13 | NSTAR Electric Company | MA | Plympton | SEMA | SEMA |  | 4 | 0 | 0 | 1.479
43924 | TOWN OF DARTMOUTH #1777 |  | NO RESOURCE | PV | SUN |  | 2014-02-13 | NSTAR Electric Company | MA | Dartmouth | SEMA | SEMA |  | 1.25 | 0 | 0 | 0.457
43927 | SOUTHERN SKY-CARVER #1 (1997) |  | NO RESOURCE | PV | SUN |  | 2014-02-13 | NSTAR Electric Company | MA | Carver | SEMA | SEMA |  | 1 | 0 | 0 | 0.428
43928 | SOUTHERN SKY-CARVER #2 (1998) |  | NO RESOURCE | PV | SUN |  | 2014-02-13 | NSTAR Electric Company | MA | Carver | SEMA | SEMA |  | 1 | 0 | 0 | 0.376
43929 | SOUTHERN SKY-CARVER #4 (2000) |  | NO RESOURCE | PV | SUN |  | 2014-02-13 | NSTAR Electric Company | MA | Carver | SEMA | SEMA |  | 1 | 0 | 0 | 0.41
43930 | SOUTHERN SKY-CARVER #5 (2001) |  | NO RESOURCE | PV | SUN |  | 2014-02-13 | NSTAR Electric Company | MA | Carver | SEMA | SEMA |  | 1 | 0 | 0 | 0.407
43932 | SOUTHERN SKY-CARVER #3 (1999) |  | NO RESOURCE | PV | SUN |  | 2014-02-13 | NSTAR Electric Company | MA | Carver | SEMA | SEMA |  | 1 | 0 | 0 | 0.422
43936 | SOLVENTERRA 1-01083PV1000NM | 41420 | MA_389_1 PV_547-A LITTLE-REST RD_WARREN | PV | SUN |  | 2014-02-12 | Massachusetts Electric Company | MA | Warren | WMA | WCMA |  | 1 | 0 | 0 | 0.459
43937 | SOLVENTERRA 2-01083PV1000NM | 41409 | MA_388_1 PV_547-B LITTLE-REST RD_WARREN | PV | SUN |  | 2014-02-12 | Massachusetts Electric Company | MA | Warren | WMA | WCMA |  | 1 | 0 | 0 | 0.485
43938 | SOLVENTERRA 3-01083PV1000NM | 41430 | MA_387_1 PV_547 LITTLE-REST RD_WARREN | PV | SUN |  | 2014-02-12 | Massachusetts Electric Company | MA | Warren | WMA | WCMA |  | 1 | 0 | 0 | 0.485
43948 | SUNGEN 1-01810PV950NM | 38532 | LEOMINSTER- SOUTH ST. | PV | SUN |  | 2014-03-03 | Massachusetts Electric Company | MA | Andover | BOSTON | NEMA |  | 0.95 | 0 | 0 | 0.273
43949 | SUNGEN 2-01810PV950NM | 38532 | LEOMINSTER- SOUTH ST. | PV | SUN |  | 2014-03-03 | Massachusetts Electric Company | MA | Andover | BOSTON | NEMA |  | 0.95 | 0 | 0 | 0.263
43950 | SUNGEN 3-01810PV950NM | 38532 | LEOMINSTER- SOUTH ST. | PV | SUN |  | 2014-03-03 | Massachusetts Electric Company | MA | Andover | BOSTON | NEMA |  | 0.95 | 0 | 0 | 0.206
43951 | SUNGEN-02720PV950NM | 38548 | FALL RIVER- COMMERCE | PV | SUN |  | 2014-03-05 | Massachusetts Electric Company | MA | Fall River | SEMA | SEMA |  | 0.95 | 0 | 0 | 0.447
43952 | KEARSARGE SOLAR-02038PV3000NM | 38562 | FRANKLIN 1 | PV | SUN |  | 2014-03-05 | Massachusetts Electric Company | MA | Franklin | RI | SEMA |  | 3 | 0 | 0 | 1.109
43953 | KEARSARGE SOLAR-02038PV4000NM | 38565 | FRANKLIN 2 | PV | SUN |  | 2014-03-05 | Massachusetts Electric Company | MA | Franklin | RI | SEMA |  | 4 | 0 | 0 | 1.295
43954 | NM-LUDLOW LANDFILL |  | NO RESOURCE | PV | SUN |  | 2014-03-04 | NSTAR Electric Company | MA | Ludlow | WMA | WCMA |  | 2 | 0 | 0 | 0.628
43955 | CITY OF METHUEN-01844PV1000NM | 41295 | MA_436_1 PV_0 KENSINGTON AV_METHUEN | PV | SUN |  | 2014-03-07 | Massachusetts Electric Company | MA | Methuen | BOSTON | NEMA |  | 1 | 0 | 0 | 0.433
43956 | MILLWORK-02920PV495NM |  | NO RESOURCE | PV | SUN |  | 2014-03-07 | The Narragansett Electric Company | RI | Cranston | RI | RI |  | 0.495 | 0 | 0 | 0.057
43991 | PROFETTY-02379PV300NM | 41328 | MA_375_0.3 PV_454 S MAIN ST_W BRIDGEWATER | PV | SUN |  | 2014-03-19 | Massachusetts Electric Company | MA | West Bridgewater | SEMA | SEMA |  | 0.3 | 0 | 0 | 0.113
43993 | CITY OF MELROSE-02176PV260NM | 41393 | MA_441_0.26 PV_360 LYNN-FELLS PK_MELROSE | PV | SUN |  | 2014-03-19 | Massachusetts Electric Company | MA | Melrose | BOSTON | NEMA |  | 0.26 | 0 | 0 | 0.095
44003 | ALTUS-02907PV1225DG | 38858 | DGSC PV1225_100 DUPONT DR_PROVIDENCE | PV | SUN |  | 2014-03-25 | The Narragansett Electric Company | RI | Providence | RI | RI |  | 1.225 | 0 | 0 | 0.481
44004 | ALTUS-02907PV300DG | 38861 | DGSC PV225_225 DUPONT DR_PROVIDENCE | PV | SUN |  | 2014-03-25 | The Narragansett Electric Company | RI | Providence | RI | RI |  | 0.3 | 0 | 0 | 0.095
44005 | ALTUS 1-02864PV450DG | 38860 | DGSC PV450_0 MARTIN ST_CUBMERLAND | PV | SUN |  | 2014-03-27 | The Narragansett Electric Company | RI | Cumberland | RI | RI |  | 0.45 | 0 | 0 | 0.176
44006 | ALTUS 2-02864PV450DG | 38862 | DGSC PV450_35 MARTIN ST_CUMBERLAND | PV | SUN |  | 2014-03-27 | The Narragansett Electric Company | RI | Cumberland | RI | RI |  | 0.45 | 0 | 0 | 0.167
44007 | MILLBURY SOLAR-01527PV3000NM | 38534 | MILLBURY SOLAR | PV | SUN |  | 2014-03-25 | Massachusetts Electric Company | MA | Millbury | CMA/NEMA | WCMA |  | 3 | 0 | 0 | 0.908
44010 | GOLDEN-02920PV300DG | 38867 | DGSC PV300_45 SHARP DR_CRANSTON | PV | SUN |  | 2014-03-31 | The Narragansett Electric Company | RI | Cranston | RI | RI |  | 0.3 | 0 | 0 | 0.13
44023 | WRTA-01608PV75QF |  | NO RESOURCE | PV | SUN |  | 2014-04-04 | Massachusetts Electric Company | MA | Worcester | WMA | WCMA |  | 0.075 | 0 | 0 | 0
44030 | WARREN PV | 38500 | MASS MID-STATE SOLAR | PV | SUN |  | 2014-05-30 | Mass Solar 1, LLC | MA | Warren | WMA | WCMA |  | 14 | 0 | 0 | 5.443
46206 | ENERGY STREAM HYDRO | 806 | MECHANICSVILLE | HDP | WAT |  | 2014-05-01 | Sterling Municipal Electric Light Department | CT | Putnam | CT | CT |  | 0.12 | 0.081 | 0.081 | 0.081
46210 | NEXAMP-01475PV1900NM | 41145 | MA_337_1.9 PV_800 SPRING ST_WINCHENDON | PV | SUN |  | 2014-04-17 | Massachusetts Electric Company | MA | Winchendon | WMA | WCMA |  | 1.9 | 0 | 0 | 0.814
46220 | BERKELEY-01844PV2000NM | 41389 | MA_435_1.8 PV_100 DANTON DR_METHUEN | PV | SUN |  | 2014-04-24 | Massachusetts Electric Company | MA | Methuen | BOSTON | NEMA |  | 2 | 0 | 0 | 0.726
46267 | COTTAGE STREET SOLAR FACILITY | 38440 | COTTAGE ST PV | PV | SUN |  | 2014-05-05 | NSTAR Electric Company | MA | Springfield | WMA | WCMA |  | 3.894 | 0 | 0 | 0.975
46294 | LAWRENCE 1-01840PV100NM |  | NO RESOURCE | PV | SUN |  | 2014-05-12 | Massachusetts Electric Company | MA | Lawrence | CMA/NEMA | WCMA |  | 0.1 | 0 | 0 | 0.023
46295 | LAWRENCE 2-01840PV100NM |  | NO RESOURCE | PV | SUN |  | 2014-05-12 | Massachusetts Electric Company | MA | Lawrence | CMA/NEMA | WCMA |  | 0.1 | 0 | 0 | 0.029
46479 | CANTON_MIDDLE_SCHOOL_2013 |  | NO RESOURCE | PV | SUN |  | 2014-05-23 | NSTAR Electric Company | MA | Canton | SEMA | SEMA |  | 0.225 | 0 | 0 | 0.093
46480 | CEDAR_SOLAR1_2411 |  | NO RESOURCE | PV | SUN |  | 2014-05-23 | NSTAR Electric Company | MA | Dorchester | BOSTON | NEMA |  | 0.085 | 0 | 0 | 0.029
46481 | TOWN_OF_MARSHFIELD_1865 |  | NO RESOURCE | PV | SUN |  | 2014-05-23 | NSTAR Electric Company | MA | Marshfield | SEMA | SEMA |  | 3 | 0 | 0 | 1.486
46482 | NEWBEDFORD_DPI_1843_1844 |  | NO RESOURCE | PV | SUN |  | 2014-05-23 | NSTAR Electric Company | MA | East Freetown | SEMA | SEMA |  | 3.5 | 0 | 0 | 1.453
46483 | MILFORD INDUSTRIAL-0175PV82NM |  | NO RESOURCE | PV | SUN |  | 2014-05-27 | Massachusetts Electric Company | MA | Milford | RI | SEMA |  | 0.082 | 0 | 0 | 0.026
46539 | BCC SEA QALIBC-01854PV66NM |  | NO RESOURCE | PV | SUN |  | 2014-06-04 | Massachusetts Electric Company | MA | Lowell | CMA/NEMA | WCMA |  | 0.066 | 0 | 0 | 0.023
46540 | NPP DEVELOPMENT-02035PV62NM |  | NO RESOURCE | PV | SUN |  | 2014-06-04 | Massachusetts Electric Company | MA | Foxboro | RI | SEMA |  | 0.062 | 0 | 0 | 0.014
46564 | EPG SOLAR-01005PV2000NM | 38944 | BARRE I | PV | SUN |  | 2014-06-25 | Massachusetts Electric Company | MA | Barre | WMA | WCMA |  | 2 | 0.004 | 0.004 | 0.68
46565 | CABOT BEVERLY-01915PV2000NM | 41421 | MA_424_2 PV_3 CAILIN RD_BEVERLY | PV | SUN |  | 2014-06-25 | Massachusetts Electric Company | MA | Beverly | BOSTON | NEMA |  | 2 | 0.216 | 0.216 | 0.818
46566 | PRECISE PACKAGING-02720PV250NM | 41365 | MA_345_0.25 PV_1140 AIRPORT RD_FALL RIVER | PV | SUN |  | 2014-07-01 | Massachusetts Electric Company | MA | Fall River | SEMA | SEMA |  | 0.25 | 0 | 0 | 0.059
46567 | NORTH BROOKFIELD-01535PV3000NM | 41354 | MA_333_3 PV_38 MADBROOK RD_N BROOKFIELD | PV | SUN |  | 2014-07-01 | Massachusetts Electric Company | MA | North Brookfield | WMA | WCMA |  | 3 | 0 | 0 | 1.144
46568 | GLC-MA SOLAR-01440PV1000NM | 38510 | CITY OF GARDNER - MILL ST. SOLAR | PV | SUN |  | 2014-07-01 | Massachusetts Electric Company | MA | Gardner | WMA | WCMA |  | 1 | 0 | 0 | 0.307
46569 | NUGEN NCMC (PV) |  | NO RESOURCE | PV | SUN |  | 2014-07-01 | Fitchburg Gas & Electric Light Company | MA | Lunenburg | WMA | WCMA |  | 1 | 0 | 0 | 0.36
46570 | NUGEN LUN (PV) |  | NO RESOURCE | PV | SUN |  | 2014-07-01 | Fitchburg Gas & Electric Light Company | MA | Lunenburg | WMA | WCMA |  | 2.5 | 0 | 0 | 1.115
46607 | HARVARD SOLAR-01451PV460NM | 41272 | MA_291_0.26 PV_297 AYER RD_HARVARD | PV | SUN |  | 2014-07-10 | Massachusetts Electric Company | MA | Harvard | CMA/NEMA | WCMA |  | 0.46 | 0 | 0 | 0.163
46641 | 205 STURBRIDGE-01010PV3000NM | 41476 | MA_394_2 PV_205 STURBRIDGE RD_BRIMFIELD | PV | SUN |  | 2014-08-05 | Massachusetts Electric Company | MA | Brimfield | WMA | WCMA |  | 3 | 0 | 0 | 0.692
46643 | EPG SOLAR-01005PV1500NM | 38970 | BARRE II | PV | SUN |  | 2014-08-05 | Massachusetts Electric Company | MA | Barre | WMA | WCMA |  | 1.5 | 0 | 0 | 0.62
46644 | UGT RENEW ENERGY-01540PV2750NM | 41360 | MA_304_2.75 PV_51 FEDERAL-HILL RD_OXFORD | PV | SUN |  | 2014-08-07 | Massachusetts Electric Company | MA | Oxford | WMA | WCMA |  | 2.75 | 0 | 0 | 0.854
46645 | NEXAMP CAPITAL-01007PV1300NM | 38381 | BELCHERTOWN SED | PV | SUN |  | 2014-08-05 | Massachusetts Electric Company | MA | Belchertown | WMA | WCMA |  | 1.3 | 0 | 0 | 0.364
46646 | SOLTAS ENERGY-01010PV2000NM | 41237 | MA_395_2 PV_201 STURBRIDGE ROAD_BRIMFIELD | PV | SUN |  | 2014-08-07 | Massachusetts Electric Company | MA | Brimfield | WMA | WCMA |  | 2 | 0 | 0 | 1.185
46647 | BLUEWAVE CAPITAL-02769PV1000NM |  | NO RESOURCE | PV | SUN |  | 2014-08-07 | Massachusetts Electric Company | MA | Rehoboth | RI | SEMA |  | 1 | 0 | 0 | 0.295
46653 | WESTBORO SOLAR-01581PV1820NM | 41367 | MA_348_1.82 PV_120 SOUTH STREET_WESTBOROUGH | PV | SUN |  | 2014-08-15 | Massachusetts Electric Company | MA | Westborough | CMA/NEMA | WCMA |  | 1.82 | 0 | 0 | 0.456
46657 | INDIAN HILL-01069PV1000NM | 41383 | MA_396_1 PV_203 STATE ST_PALMER | PV | SUN |  | 2014-08-20 | Massachusetts Electric Company | MA | Palmer | WMA | WCMA |  | 1 | 0 | 0 | 0.424
46659 | BROWN SOLAR-01069PV1000NM | 41385 | MA_398_1 PV_203 STATE ST_PALMER | PV | SUN |  | 2014-08-20 | Massachusetts Electric Company | MA | Palmer | WMA | WCMA |  | 1 | 0 | 0 | 0.442
46660 | STATE SOLAR-01069PV1000NM | 41384 | MA_397_1 PV_203 STATE ST_PALMER | PV | SUN |  | 2014-08-20 | Massachusetts Electric Company | MA | Palmer | WMA | WCMA |  | 1 | 0 | 0 | 0.542
46664 | NEXAMP CAPITAL-01543PV4999NM | 38380 | TREASURE VALLEY- SE | PV | SUN |  | 2014-09-03 | Massachusetts Electric Company | MA | Rutland | WMA | WCMA |  | 4.999 | 0 | 0 | 2.026
46691 | CORNERSTONE-01057PV3000NM |  | NO RESOURCE | PV | SUN |  | 2014-09-12 | Massachusetts Electric Company | MA | Monson | WMA | WCMA |  | 3 | 0 | 0 | 1.258
46717 | EAST BAY-02915PV70NM |  | NO RESOURCE | PV | SUN |  | 2014-09-19 | The Narragansett Electric Company | RI | East Providence | RI | RI |  | 0.07 | 0 | 0 | 0
46721 | ALL AMERICAN-02852PV250DG | 38864 | DGSC PV250_65 ALL AMERICAN WAY_NORTH KINGSTOWN | PV | SUN |  | 2014-09-24 | The Narragansett Electric Company | RI | North Kingstown | RI | RI |  | 0.25 | 0 | 0 | 0.096
46731 | BILLERICA-01821PV4999NM | 38567 | BILLERICA | PV | SUN |  | 2014-09-26 | Massachusetts Electric Company | MA | Billerica | CMA/NEMA | WCMA |  | 4.999 | 0 | 0 | 1.599
46733 | TKS SOLAR-02301PV180NM |  | NO RESOURCE | PV | SUN |  | 2014-09-26 | Massachusetts Electric Company | MA | Brockton | SEMA | SEMA |  | 0.18 | 0 | 0 | 0.034
46911 | NEXTSUN ENERGY-02896PV850DG | 38865 | DGSC PV850_582 GREAT RD_NORTH SMITHFIELD | PV | SUN |  | 2014-12-04 | The Narragansett Electric Company | RI | North Smithfield | RI | RI |  | 0.85 | 0 | 0 | 0.423
46913 | WOONSOCKET-02895PV190DG |  | NO RESOURCE | PV | SUN |  | 2014-12-10 | The Narragansett Electric Company | RI | Woonsocket | RI | RI |  | 0.19 | 0 | 0 | 0.057
46914 | BILLERICA-01523PV2499NM | 41347 | MA_301_2 PV_0 SHIRLEY RD_LANCASTER | PV | SUN |  | 2014-12-15 | Massachusetts Electric Company | MA | Lancaster | CMA/NEMA | WCMA |  | 2.499 | 0 | 0 | 0.865
46915 | NEXAMP-01844PV2000NM | 41238 | MA_440_2 PV_48 AYERS VILLAGE RD_METHUEN | PV | SUN |  | 2014-12-12 | Massachusetts Electric Company | MA | Methuen | BOSTON | NEMA |  | 2 | 0 | 0 | 0.83
46917 | NEWPORT VINEYARDS-02882PV50DG |  | NO RESOURCE | PV | SUN |  | 2014-12-15 | The Narragansett Electric Company | RI | Middletown | SEMA | RI |  | 0.05 | 0 | 0 | 0.02
46918 | TOWN OF WESTFORD-01452PV2800NM | 38480 | HUBBARDSTON SE | PV | SUN |  | 2014-12-17 | Massachusetts Electric Company | MA | Hubbardston | CMA/NEMA | WCMA |  | 2.8 | 0 | 0 | 0.011
46924 | BILLERICA-01523PV2500NM | 41359 | MA_300_2.5 PV_0 SHIRLEY RD_LANCASTER | PV | SUN |  | 2014-12-15 | Massachusetts Electric Company | MA | Lancaster | CMA/NEMA | WCMA |  | 2.5 | 0 | 0 | 0.886
46925 | GLC-MA SOLAR-01440PV1980NM | 41182 | MA_338_2 PV_808 WEST ST_GARDNER | PV | SUN |  | 2014-12-17 | Massachusetts Electric Company | MA | Gardner | CMA/NEMA | WCMA |  | 1.98 | 0 | 0 | 0.879
46926 | STILLWATER-02917PV56DG |  | NO RESOURCE | PV | SUN |  | 2014-12-17 | The Narragansett Electric Company | RI | Smithfield | RI | RI |  | 0.056 | 0 | 0 | 0.017
46948 | MILFORD IND-01757PV170NM |  | NO RESOURCE | PV | SUN |  | 2015-01-12 | Massachusetts Electric Company | MA | Milford | RI | SEMA |  | 0.17 | 0 | 0 | 0.069
46949 | NEW SALEM-01452PV675NM |  | NO RESOURCE | PV | SUN |  | 2015-01-12 | Massachusetts Electric Company | MA | Hubbardston | WMA | WCMA |  | 0.675 | 0 | 0 | 0.216
46951 | OAKFIELD WIND |  | NO RESOURCE | WT | WND |  | 2015-10-29 | Evergreen Wind Power II, LLC | ME | Oakfield | BHE | ME | 57002 | 140.6 | 43.799 | 43.799 | 20.822
46952 | TOWN OF WENDELL-01876PV260NM |  | NO RESOURCE | PV | SUN |  | 2015-01-16 | Massachusetts Electric Company | MA | Tewksbury | CMA/NEMA | WCMA |  | 0.26 | 0 | 0 | 0.093
46984 | FIVEMILE RIVER1-01503PV750NM | 38533 | BERLIN 1 | PV | SUN |  | 2015-01-29 | Massachusetts Electric Company | MA | Berlin | CMA/NEMA | WCMA |  | 0.75 | 0 | 0 | 0.206
46985 | FIVEMILE RIVER2-01503PV750NM | 38555 | BERLIN 2 | PV | SUN |  | 2015-01-29 | Massachusetts Electric Company | MA | Berlin | CMA/NEMA | WCMA |  | 0.75 | 0 | 0 | 0.227
46986 | FIVEMILE RIVER3-01503PV750NM | 38556 | BERLIN 3 | PV | SUN |  | 2015-01-29 | Massachusetts Electric Company | MA | Berlin | CMA/NEMA | WCMA |  | 0.75 | 0 | 0 | 0.164
46987 | FIVEMILE RIVER4-01503PV750NM | 38559 | BERLIN 4 | PV | SUN |  | 2015-01-29 | Massachusetts Electric Company | MA | Berlin | CMA/NEMA | WCMA |  | 0.75 | 0 | 0 | 0.287
46992 | RIN LOGISTICS-02720PV1500NM |  | NO RESOURCE | PV | SUN |  | 2015-02-02 | Massachusetts Electric Company | MA | Fall River | SEMA | SEMA |  | 1.5 | 0 | 0 | 0.633
46998 | STEERE ELECTRIC-02814PV72DG |  | NO RESOURCE | PV | SUN |  | 2015-02-02 | The Narragansett Electric Company | RI | Chepachet | RI | RI |  | 0.072 | 0 | 0 | 0.029
47002 | ONE KENWOOD-02038PV266NM | 41151 | MA_355_0.266 PV_1 KENWOOD CI_FRANKLIN | PV | SUN |  | 2015-02-10 | Massachusetts Electric Company | MA | Franklin | RI | SEMA |  | 0.266 | 0 | 0 | 0.098
47020 | NEXAMP-02898PV499DG | 38869 | DGSC PV499_76 SILSON RD_RICHMOND | PV | SUN |  | 2015-02-19 | The Narragansett Electric Company | RI | Richmond | RI | RI |  | 0.499 | 0 | 0 | 0.169
47061 | WHITTIER FARMS-01590PV114NM |  | NO RESOURCE | PV | SUN |  | 2015-03-18 | Massachusetts Electric Company | MA | Sutton | CMA/NEMA | WCMA |  | 0.114 | 0 | 0 | 0.058
47095 | MILFORD IND PLAZA-01757PV170NM |  | NO RESOURCE | PV | SUN |  | 2015-04-23 | Massachusetts Electric Company | MA | Milford | RI | SEMA |  | 0.17 | 0 | 0 | 0.072
47125 | BOW STREET HYDRO | 875 | RIVER BEND | HDR | WAT |  | 2015-05-01 | Massachusetts Municipal Wholesale Electric Company | NH | Franklin | NH | NH |  | 0.236 | 0.068 | 0.068 | 0.073
47210 | LEICESTER ONE-01524PV4883NM | 41395 | MA_281_4.883 PV_370 AUBURN ST_LEICESTER | PV | SUN |  | 2015-05-21 | Massachusetts Electric Company | MA | Leicester | WMA | WCMA |  | 4.883 | 0 | 0 | 1.732
47211 | SYNCARPHA-01453PV2000NM | 40664 | SYNCARPHA MASSACHUSETTS | PV | SUN |  | 2015-05-21 | Massachusetts Electric Company | MA | Leominster | CMA/NEMA | WCMA |  | 2 | 0 | 0 | 0.843
47265 | LMP FRANKLIN-02038PV490NM |  | NO RESOURCE | PV | SUN |  | 2015-06-15 | Massachusetts Electric Company | MA | Franklin | RI | SEMA |  | 0.49 | 0 | 0 | 0.089
47281 | SWANSEA MALL-02777PV260QF |  | NO RESOURCE | PV | SUN |  | 2015-06-19 | Massachusetts Electric Company | MA | Swansea | RI | SEMA |  | 0.26 | 0 | 0 | 0.204
47283 | NATIONAL MARKER-02896PV186NM |  | NO RESOURCE | PV | SUN |  | 2015-06-22 | The Narragansett Electric Company | RI | North Smithfield | RI | RI |  | 0.186 | 0 | 0 | 0
47284 | LARRY LUNDIN-02333PV180NM |  | NO RESOURCE | PV | SUN |  | 2015-06-22 | Massachusetts Electric Company | MA | East Bridgewater | SEMA | SEMA |  | 0.18 | 0 | 0 | 0.04
47311 | PETERBOROUGH WWTF PV |  | NO RESOURCE | PV | SUN |  | 2015-07-24 | Public Service Company of New Hampshire | NH | Peterborough | NH | NH |  | 0.75 | 0 | 0 | 0.238
47357 | JOHNSTON SOLAR-02919PV1375DG | 38868 | DGSC PV1375_101 PECK HILL RD_JOHNSTON | PV | SUN |  | 2015-07-21 | The Narragansett Electric Company | RI | Johnston | RI | RI |  | 1.375 | 0 | 0 | 0.41
47364 | HA MA SOLAR-01222PV999NM | 41333 | MA_415_0.999 PV_76 E STAHL RD_ASHLEY FALLS | PV | SUN |  | 2015-07-22 | Massachusetts Electric Company | MA | Ashley Falls | WMA | WCMA |  | 0.999 | 0 | 0 | 0.457
47366 | COMERFORD 1 | 380 | COMERFORD | HW | WAT |  | 1930-01-01 | Great River Hydro, LLC | NH | Monroe | NH | NH | 2349 | 35.1 | 21.937 | 21.937 | 21.789
47367 | COMERFORD 2 | 380 | COMERFORD | HW | WAT |  | 1930-01-01 | Great River Hydro, LLC | NH | Monroe | NH | NH | 2349 | 48.6 | 48.861 | 48.861 | 48.531
47368 | COMERFORD 3 | 380 | COMERFORD | HW | WAT |  | 1930-01-01 | Great River Hydro, LLC | NH | Monroe | NH | NH | 2349 | 48.6 | 48.861 | 48.861 | 48.531
47369 | COMERFORD 4 | 380 | COMERFORD | HW | WAT |  | 1930-01-01 | Great River Hydro, LLC | NH | Monroe | NH | NH | 2349 | 48.6 | 48.861 | 48.861 | 48.531
47370 | MOORE 1 | 496 | MOORE | HW | WAT |  | 1956-01-01 | Great River Hydro, LLC | NH | Littleton | NH | NH | 2351 / 1-4 | 47.7 | 47.793 | 47.793 | 47.258
47371 | MOORE 2 | 496 | MOORE | HW | WAT |  | 1956-01-01 | Great River Hydro, LLC | NH | Littleton | NH | NH | 2351 / 1-4 | 47.7 | 47.794 | 47.794 | 47.258
47372 | MOORE 3 | 496 | MOORE | HW | WAT |  | 1956-01-01 | Great River Hydro, LLC | NH | Littleton | NH | NH | 2351 / 1-4 | 47.7 | 47.794 | 47.794 | 47.258
47373 | MOORE 4 | 496 | MOORE | HW | WAT |  | 1956-01-01 | Great River Hydro, LLC | NH | Littleton | NH | NH | 2351 / 1-4 | 47.7 | 47.794 | 47.794 | 47.258
47374 | NEW BEDFORD RED AUTH #2283 | 38374 | PLYMOUTH | PV | SUN |  | 2015-08-04 | NSTAR Electric Company | MA | Plymouth | SEMA | SEMA |  | 4.26 | 0 | 0 | 1.389
47377 | BLUEWAVE - MATTAPOISETT 2260 | 38531 | MATTAPOISETT 1 | PV | SUN |  | 2015-08-07 | NSTAR Electric Company | MA | Mattapoisett | SEMA | SEMA |  | 0.75 | 0 | 0 | 0.317
47378 | BLUEWAVE - MATTAPOISETT 2261 | 38530 | MATTAPOISETT 2 | PV | SUN |  | 2015-08-07 | NSTAR Electric Company | MA | Mattapoisett | SEMA | SEMA |  | 0.75 | 0 | 0 | 0.32
47390 | BUCKSPORT | 1288 | BUCKSPORT ENERGY 4 | GT | NG | DFO | 2001-01-01 | Bucksport Generation LLC | ME | Bucksport | BHE | ME |  | 282.744 | 172.831 | 172.831 | 165.668
47391 | CHELMSFORD DPW-01824PV335NM |  | NO RESOURCE | PV | SUN |  | 2015-08-25 | Massachusetts Electric Company | MA | Chelmsford | CMA/NEMA | WCMA |  | 0.335 | 0 | 0 | 0.129
47392 | MCCARTHY SCHOOL-01824PV300NM |  | NO RESOURCE | PV | SUN |  | 2015-08-25 | Massachusetts Electric Company | MA | Chelmsford | CMA/NEMA | WCMA |  | 0.3 | 0 | 0 | 0.101
47393 | HARRINGTON SCHOOL-01824PV295NM |  | NO RESOURCE | PV | SUN |  | 2015-08-27 | Massachusetts Electric Company | MA | North Chelmsford | CMA/NEMA | WCMA |  | 0.295 | 0 | 0 | 0.099
47399 | NM-BWC ORIGINATION |  | NO RESOURCE | PV | SUN |  | 2015-08-24 | NSTAR Electric Company | MA | Hadley | WMA | WCMA |  | 0.833 | 0 | 0 | 0.338
47407 | NM-LYNN EDWARDS |  | NO RESOURCE | PV | SUN |  | 2015-08-24 | NSTAR Electric Company | MA | Hadley | WMA | WCMA |  | 0.095 | 0 | 0 | 0.033
47410 | CHELMSFORD HIGH-01824PV225NM |  | NO RESOURCE | PV | SUN |  | 2015-08-27 | Massachusetts Electric Company | MA | North Chelmsford | CMA/NEMA | WCMA |  | 0.225 | 0 | 0 | 0.086
47411 | PARKER SCHOOL-01824PV225NM |  | NO RESOURCE | PV | SUN |  | 2015-08-27 | Massachusetts Electric Company | MA | Chelmsford | CMA/NEMA | WCMA |  | 0.225 | 0 | 0 | 0.073
47412 | BYAM SCHOOL-01824-PV225NM |  | NO RESOURCE | PV | SUN |  | 2015-09-01 | Massachusetts Electric Company | MA | Chelmsford | CMA/NEMA | WCMA |  | 0.225 | 0 | 0 | 0.065
47419 | NM-TOWN OF WEST SPRINGFIELD | 40595 | SOUTHWICK | PV | SUN |  | 2015-08-24 | NSTAR Electric Company | MA | Southwick | WMA | WCMA |  | 3.3 | 0 | 0 | 1.65
47420 | NM-TOWN OF LONGMEADOW |  | NO RESOURCE | PV | SUN |  | 2015-08-24 | NSTAR Electric Company | MA | Tolland | WMA | WCMA |  | 3.34 | 0 | 0 | 1.511
47421 | NM-TOWN OF ASHFIELD |  | NO RESOURCE | PV | SUN |  | 2015-08-24 | NSTAR Electric Company | MA | Hadley | WMA | WCMA |  | 2.5 | 0 | 0 | 1.035
47422 | NM-UMASS AMHERST |  | NO RESOURCE | PV | SUN |  | 2015-08-24 | NSTAR Electric Company | MA | Whately | WMA | WCMA |  | 2 | 0 | 0 | 0.836
47424 | SUN EDISON - SUDBURY 2417 | 38378 | LSRHS | PV | SUN |  | 2015-09-01 | NSTAR Electric Company | MA | Sudbury | BOSTON | NEMA |  | 0.98 | 0 | 0 | 0.321
47443 | HA MA SOLAR-01036PV3500NM | 41419 | MA_421_3.5 PV_229 SOMERS RD_HAMPDEN | PV | SUN |  | 2015-09-23 | Massachusetts Electric Company | MA | Hampden | WMA | WCMA |  | 3.5 | 0 | 0 | 1.41
47444 | SUN EDISON ORIG3-02769PV3334NM | 41352 | MA_340_3.334 PV_280 SUMMER ST_REHOBOTH | PV | SUN |  | 2015-09-23 | Massachusetts Electric Company | MA | Rehoboth | RI | SEMA |  | 3.334 | 0 | 0 | 0.859
47445 | NORTH ADAMS-01247PV2250NM | 40698 | SYNCARPHA NORTH ADAMS | PV | SUN |  | 2015-09-23 | Massachusetts Electric Company | MA | North Adams | WMA | WCMA |  | 2.25 | 0 | 0 | 1.173
47446 | BWC 5 MILE RIVER-01519PV2000NM | 38560 | GRAFTON | PV | SUN |  | 2015-09-25 | Massachusetts Electric Company | MA | Grafton | CMA/NEMA | WCMA |  | 2 | 0 | 0 | 0.784
47447 | BWC 5 MILE RIVER-01031PV1890NM | 41413 | MA_380_1.89 PV_262 LOWER RD_GILBERTVILLE | PV | SUN |  | 2015-09-25 | Massachusetts Electric Company | MA | Gilbertville | WMA | WCMA |  | 1.89 | 0 | 0 | 0.749
47448 | BWC 5 MILE RIVER-01031PV1000NM | 41417 | MA_381_1 PV_262 LOWER RD_GILBERTVILLE | PV | SUN |  | 2015-09-25 | Massachusetts Electric Company | MA | Gilbertville | WMA | WCMA |  | 1 | 0 | 0 | 0.374
47455 | BROCKTON WALMART-02301PV252QF |  | NO RESOURCE | PV | SUN |  | 2015-09-28 | Massachusetts Electric Company | MA | Brockton | SEMA | SEMA |  | 0.252 | 0 | 0 | 0
47477 | TOWN OF WAREHAM 2155 |  | NO RESOURCE | PV | SUN |  | 2015-09-29 | NSTAR Electric Company | MA | Plymouth | SEMA | SEMA |  | 4.75 | 0 | 0 | 2.144
47484 | TOWN OF DARTMOUTH 1924 |  | NO RESOURCE | PV | SUN |  | 2015-10-05 | NSTAR Electric Company | MA | Dartmouth | SEMA | SEMA |  | 2.75 | 0 | 0 | 1.164
47485 | TOWN OF DARTMOUTH 1925 |  | NO RESOURCE | PV | SUN |  | 2015-10-05 | NSTAR Electric Company | MA | Dartmouth | SEMA | SEMA |  | 4 | 0 | 0 | 1.29
47486 | PLAINVILLE GAMING-02762PV615QF |  | NO RESOURCE | PV | SUN |  | 2015-10-08 | Massachusetts Electric Company | MA | Plainville | RI | SEMA |  | 0.615 | 0 | 0 | 0
47487 | N KINGSTOWN SOLAR-02852PV495DG | 38881 | DGSC PV495_1720 DAVISVILLE RD_NORTH KINGSTOWN | PV | SUN |  | 2015-10-16 | The Narragansett Electric Company | RI | North Kingstown | RI | RI |  | 0.495 | 0 | 0 | 0.179
47504 | CVEC EDGARTOWN - 1886 | 40765 | CVEC EDGARTOWN - 1886 | PV | SUN |  | 2015-10-29 | NSTAR Electric Company | MA | Edgartown | SEMA | SEMA |  | 1.083 | 0 | 0 | 0.376
47505 | CVEC EDGARTOWN - 1887 | 40778 | CVEC EDGARTOWN - 1887 | PV | SUN |  | 2015-10-29 | NSTAR Electric Company | MA | Edgartown | SEMA | SEMA |  | 1.083 | 0 | 0 | 0.433
47506 | CVEC HARWICH - 1913 | 40777 | CVEC HARWICH - 1913 | PV | SUN |  | 2015-10-29 | NSTAR Electric Company | MA | Harwich | SEMA | SEMA |  | 4 | 0 | 0 | 1.605
47530 | SEEKONK WALMART-02771PV230QF |  | NO RESOURCE | PV | SUN |  | 2015-11-03 | Massachusetts Electric Company | MA | Seekonk | RI | SEMA |  | 0.23 | 0 | 0 | 0
47703 | WEST ST NOMINEE-01747PV490NM | 41150 | MA_354_0.49 PV_142 WEST ST_HOPEDALE | PV | SUN |  | 2015-12-04 | Massachusetts Electric Company | MA | Hopedale | RI | SEMA |  | 0.49 | 0 | 0 | 0.135
47731 | 245 RIVER STREET PLACE LLC |  | NO RESOURCE | PV | SUN |  | 2015-12-14 | Fitchburg Gas & Electric Light Company | MA | Fitchburg | WMA | WCMA |  | 0.4 | 0 | 0 | 0.124
47741 | FUTURE GEN WIND | 38669 | FUTURE GEN WIND | WT | WND |  | 2016-08-16 | Consolidated Edison Energy, Inc | MA | Plymouth | SEMA | SEMA | 59622 | 7.6 | 1.119 | 1.119 | 1.19
47749 | UI RCP BGPT PV |  | NO RESOURCE | PV | SUN |  | 2015-12-17 | United Illuminating Company, The | CT | Bridgeport | SWCT | CT |  | 2.2 | 0 | 0 | 0.588
47752 | AMPERSAND BROOKLYN DAM HYDRO |  | NO RESOURCE | HDR | WAT |  | 2015-12-18 | Public Service Company of New Hampshire | NH | Northumberland | NH | NH |  | 0.6 | 0.196 | 0.196 | 0.07
47836 | QUABBIN WIRE-01082PV70NM |  | NO RESOURCE | PV | SUN |  | 2015-12-29 | Massachusetts Electric Company | MA | Ware | WMA | WCMA |  | 0.07 | 0 | 0 | 0
47837 | QUABBIN WIRE-01082PV224NM |  | NO RESOURCE | PV | SUN |  | 2015-12-29 | Massachusetts Electric Company | MA | Ware | WMA | WCMA |  | 0.224 | 0 | 0 | 0
47838 | GOODING FAMILY-02302PV250NM |  | NO RESOURCE | PV | SUN |  | 2015-12-29 | Massachusetts Electric Company | MA | Brockton | SEMA | SEMA |  | 0.25 | 0 | 0 | 0.081
47950 | LANDOFTHESKY250-01005PVNM | 41186 | MA_402_0.48 PV_250 SPRING-HILL RD_BARRE | PV | SUN |  | 2016-02-16 | Massachusetts Electric Company | MA | Barre | WMA | WCMA |  | 0.48 | 0 | 0 | 0.228
47951 | LANDOFTHESKY251-01005PVNM | 41297 | MA_437_0.48 PV_251 SPRING HILL ROAD_BARRE | PV | SUN |  | 2016-02-16 | Massachusetts Electric Company | MA | Barre | WMA | WCMA |  | 0.48 | 0 | 0 | 0.202
47952 | LANDOFTHESKY252-01005PVNM | 41188 | MA_403_0.48 PV_252 SPRING-HILL RD_BARRE | PV | SUN |  | 2016-02-16 | Massachusetts Electric Company | MA | Barre | WMA | WCMA |  | 0.48 | 0 | 0 | 0.156
47953 | LANDOFTHESKY253-01005PVNM | 41190 | MA_404_0.48 PV_253 SPRING-HILL RD_BARRE | PV | SUN |  | 2016-02-16 | Massachusetts Electric Company | MA | Barre | WMA | WCMA |  | 0.48 | 0 | 0 | 0.163
47954 | WINN SOLAR THREE-01841PV115NM |  | NO RESOURCE | PV | SUN |  | 2016-02-12 | Massachusetts Electric Company | MA | Lawrence | CMA/NEMA | WCMA |  | 0.115 | 0 | 0 | 0.04
47955 | BELLINGHAM PLAZA-02019PV198QF |  | NO RESOURCE | PV | SUN |  | 2016-02-12 | Massachusetts Electric Company | MA | Bellingham | RI | SEMA |  | 0.198 | 0.001 | 0.001 | 0.08
47956 | ANDOVER COMPANIES-01810PV494NM | 41132 | MA_103_0.494 PV_95 OLD-RIVER RD_ANDOVER | PV | SUN |  | 2016-02-12 | Massachusetts Electric Company | MA | Andover | CMA/NEMA | WCMA |  | 0.494 | 0 | 0 | 0.219
47959 | ZORENA-01590PV100NM |  | NO RESOURCE | PV | SUN |  | 2016-02-22 | Massachusetts Electric Company | MA | Sutton | CMA/NEMA | WCMA |  | 0.1 | 0 | 0 | 0.034
47985 | DENNISON LUBRICANT01607PV308QF |  | NO RESOURCE | PV | SUN |  | 2016-03-11 | Massachusetts Electric Company | MA | Worcester | CMA/NEMA | WCMA |  | 0.308 | 0 | 0 | 0.072
47991 | SOLTERRA LLC SOLAR PROJECT |  | NO RESOURCE | PV | SUN |  | 2017-01-04 | Clearway Power Marketing LLC | MA | Spencer | WMA | WCMA | 60391 | 15.7035 | 0 | 0 | 6.045
47992 | BREAKAWAY ICE-01876PV120NM |  | NO RESOURCE | PV | SUN |  | 2016-03-22 | Massachusetts Electric Company | MA | Tewksbury | BOSTON | NEMA |  | 0.12 | 0 | 0 | 0
47993 | 217 EAST RD SOLAR-01220PV996NM |  | NO RESOURCE | PV | SUN |  | 2016-03-24 | Massachusetts Electric Company | MA | Adams | WMA | WCMA |  | 0.996 | 0 | 0 | 0.507
47994 | NAT GRID ATTLEBORO02703PV996QF | 38704 | RICHARDSON AVE ATTLEBORO PV 2 | PV | SUN |  | 2016-03-24 | Massachusetts Electric Company | MA | Attleboro | RI | SEMA |  | 0.996 | 0 | 0 | 0.141
47995 | NATL GRID SHIRLEY-01464PV996QF | 38538 | GROTON ROAD SHIRLEY PV | PV | SUN |  | 2016-03-24 | Massachusetts Electric Company | MA | Shirley | CMA/NEMA | WCMA |  | 0.996 | 0 | 0 | 0.282
47996 | NAT GRID CHARLTON-01507PV684QF | 38528 | 29 OXFORD RD CHARLTON PV | PV | SUN |  | 2016-03-28 | Massachusetts Electric Company | MA | Charlton | WMA | WCMA |  | 0.684 | 0 | 0 | 0.255
48022 | WINN SOLAR THREE-01852PV120NM |  | NO RESOURCE | PV | SUN |  | 2016-03-30 | Massachusetts Electric Company | MA | Lowell | CMA/NEMA | WCMA |  | 0.12 | 0 | 0 | 0.051
48075 | STONY HILL SOLAR-01036PV499NM | 41250 | MA_82_0.499 PV_39 STONY-HILL RD_HAMPDEN | PV | SUN |  | 2016-04-01 | Massachusetts Electric Company | MA | Hampden | WMA | WCMA |  | 0.499 | 0 | 0 | 0.127
48081 | APOLLO SOLAR-01876PV268NM |  | NO RESOURCE | PV | SUN |  | 2016-04-01 | Massachusetts Electric Company | MA | Tewksbury | CMA/NEMA | WCMA |  | 0.268 | 0 | 0 | 0
48082 | HANCOCK WIND |  | NO RESOURCE | WT | WND |  | 2016-12-14 | Hancock Wind, LLC | ME | Hancock County | BHE | ME | 58686 | 61.37 | 15.469 | 15.469 | 7.516
48083 | FRENCH RIVER | 40896 | BWC FRENCH RIVER SOLAR, LLC | PV | SUN |  | 2016-12-02 | Boston Energy Trading and Marketing LLC | MA | Oxford | WMA | WCMA | 61342 | 12.35 | 0 | 0 | 4.861
48120 | GRANITE RIDGE ENERGY 1A | 1625 | GRANITE RIDGE ENERGY | CC | NG |  | 2003-04-01 | Calpine Energy Services, LP | NH | Londonderry | NH | NH | 55170 | 395.25 | 370.33 | 370.33 | 331.165
48121 | GRANITE RIDGE ENERGY 1B | 1625 | GRANITE RIDGE ENERGY | CC | NG |  | 2003-04-01 | Calpine Energy Services, LP | NH | Londonderry | NH | NH | 55170 | 395.25 | 370.33 | 370.33 | 331.165
48166 | MAYBURY01028SOLAR250NM |  | NO RESOURCE | PV | SUN |  | 2016-04-11 | Massachusetts Electric Company | MA | East Longmeadow | WMA | WCMA |  | 0.25 | 0 | 0 | 0.07
48167 | RANDOLP & BALDWIN-01432PV80QF |  | NO RESOURCE | PV | SUN |  | 2016-04-13 | Massachusetts Electric Company | MA | Ayer | CMA/NEMA | WCMA |  | 0.08 | 0 | 0 | 0.004
48170 | SYNCARPHA PALMER-01069PV4995NM | 41309 | MA_4_4.995 PV_311 EMERY ST_PALMER | PV | SUN |  | 2016-04-14 | Massachusetts Electric Company | MA | Palmer | WMA | WCMA |  | 4.995 | 0 | 0 | 1.998
48171 | HALIFAX SOLAR NG-02338PV2500NM | 41436 | MA_372_2.492 PV_0 MONPONSETT ST_HALIFAX | PV | SUN |  | 2016-04-14 | Massachusetts Electric Company | MA | Halifax | SEMA | SEMA |  | 2.5 | 0 | 0 | 1.077
48172 | BLUEWAVE CAPITAL-02769PV1670NM | 41083 | MA_22_1.67 PV_60 MARTIN ST_REHOBOTH | PV | SUN |  | 2016-04-15 | Massachusetts Electric Company | MA | Rehoboth | RI | SEMA |  | 1.67 | 0 | 0 | 0.763
48177 | PARKRIDGE-01835PV92.4NM |  | NO RESOURCE | PV | SUN |  | 2016-04-15 | Massachusetts Electric Company | MA | Haverhill | BOSTON | NEMA |  | 0.092 | 0 | 0 | 0.04
48178 | PLAINVILLE TARGET-02762PV414QF |  | NO RESOURCE | PV | SUN |  | 2016-04-19 | Massachusetts Electric Company | MA | Plainville | RI | SEMA |  | 0.414 | 0 | 0 | 0
48205 | GENERAL WOODWKNG2-01851PV100NM |  | NO RESOURCE | PV | SUN |  | 2016-04-22 | Massachusetts Electric Company | MA | Lowell | CMA/NEMA | WCMA |  | 0.1 | 0 | 0 | 0.027
48206 | GENERAL WOODWKNG1-01851PV224NM |  | NO RESOURCE | PV | SUN |  | 2016-04-22 | Massachusetts Electric Company | MA | Lowell | CMA/NEMA | WCMA |  | 0.224 | 0 | 0 | 0.033
48221 | 146 SUPPLY CTR-01527PV98NM |  | NO RESOURCE | PV | SUN |  | 2016-05-05 | Massachusetts Electric Company | MA | Millbury | CMA/NEMA | WCMA |  | 0.098 | 0 | 0 | 0.012
48225 | SWANSEA TARGET-02777PV483QF |  | NO RESOURCE | PV | SUN |  | 2016-05-02 | Massachusetts Electric Company | MA | Swansea | RI | SEMA |  | 0.483 | 0 | 0 | 0.014
48226 | UXBRIDGE PRO STGE-01569PV265QF |  | NO RESOURCE | PV | SUN |  | 2016-05-02 | Massachusetts Electric Company | MA | Uxbridge | RI | SEMA |  | 0.265 | 0.093 | 0.093 | 0
48232 | TOWN OF WENDELL-01473PV600NM | 41341 | MA_422_0.6 PV_100 SIMPLEX DR_WESTMINSTER | PV | SUN |  | 2016-05-09 | Massachusetts Electric Company | MA | Westminster | WMA | WCMA |  | 0.6 | 0 | 0 | 0.043
48239 | CYN OIL CORP-02072PV100NM |  | NO RESOURCE | PV | SUN |  | 2016-05-11 | Massachusetts Electric Company | MA | Stoughton | SEMA | SEMA |  | 0.1 | 0 | 0 | 0.025
48249 | WORC BURNCOAT-01606PV252QF |  | NO RESOURCE | PV | SUN |  | 2016-05-11 | Massachusetts Electric Company | MA | Worcester | CMA/NEMA | WCMA |  | 0.252 | 0.083 | 0.083 | 0
48250 | WORC FOREST GROVE-01605PV87QF |  | NO RESOURCE | PV | SUN |  | 2016-05-13 | Massachusetts Electric Company | MA | Worcester | CMA/NEMA | WCMA |  | 0.087 | 0 | 0 | 0
48314 | NAT GRID MILLBURY-01527PV684QF | 38539 | 40 AUBURN RD MILLBURY PV | PV | SUN |  | 2016-05-18 | Massachusetts Electric Company | MA | Millbury | WMA | WCMA |  | 0.684 | 0 | 0 | 0.081
48321 | WORC CHANDLER-01602PV100QF |  | NO RESOURCE | PV | SUN |  | 2016-05-17 | Massachusetts Electric Company | MA | Worcester | CMA/NEMA | WCMA |  | 0.1 | 0 | 0 | 0
48400 | SOMERSET SCHOOL-02726PV240NM |  | NO RESOURCE | PV | SUN |  | 2016-05-18 | Massachusetts Electric Company | MA | Somerset | RI | SEMA |  | 0.24 | 0 | 0 | 0
48401 | EVERSOURCE PV N2123 |  | NO RESOURCE | PV | SUN |  | 2016-05-19 | Public Service Company of New Hampshire | NH | Londonderry | NH | NH |  | 0.121 | 0 | 0 | 0.002
48402 | MERCURY WIRE-01562PV224NM |  | NO RESOURCE | PV | SUN |  | 2016-05-19 | Massachusetts Electric Company | MA | Spencer | CMA/NEMA | WCMA |  | 0.224 | 0 | 0 | 0
48403 | FACILITY MGT CORP-01747PV200NM |  | NO RESOURCE | PV | SUN |  | 2016-05-19 | Massachusetts Electric Company | MA | Hopedale | RI | SEMA |  | 0.2 | 0 | 0 | 0.042
48406 | HERRICKS INC-01364PV112NM |  | NO RESOURCE | PV | SUN |  | 2016-05-20 | Massachusetts Electric Company | MA | Orange | WMA | WCMA |  | 0.112 | 0 | 0 | 0.021
48407 | ENRIGHT LLC-01879PV300NM |  | NO RESOURCE | PV | SUN |  | 2016-05-24 | Massachusetts Electric Company | MA | Tyngsboro | CMA/NEMA | WCMA |  | 0.3 | 0 | 0 | 0.119
48426 | 19 POND RD LLC-01930PV200NM |  | NO RESOURCE | PV | SUN |  | 2016-05-26 | Massachusetts Electric Company | MA | Gloucester | BOSTON | NEMA |  | 0.2 | 0 | 0 | 0.063
48584 | LAND OF THE SKY1-01550PV480NM | 41159 | MA_202_0.48 PV_719 GUELPHWOOD RD_SOUTHBRIDGE | PV | SUN |  | 2016-06-01 | Massachusetts Electric Company | MA | Southbridge | WMA | WCMA |  | 0.48 | 0 | 0 | 0.207
48585 | LAND OF THE SKY2-01550PV480NM | 41173 | MA_312_0.48 PV_720 GUELPHWOOD RD_SOUTHBRIDGE | PV | SUN |  | 2016-06-01 | Massachusetts Electric Company | MA | Southbridge | WMA | WCMA |  | 0.48 | 0 | 0 | 0.21
48586 | LAND OF THE SKY3-01550PV480NM | 41174 | MA_313_0.48 PV_721 GUELPHWOOD RD_SOUTHBRIDGE | PV | SUN |  | 2016-06-01 | Massachusetts Electric Company | MA | Southbridge | WMA | WCMA |  | 0.48 | 0 | 0 | 0.207
48587 | LAND OF THE SKY4-01550PV480NM | 41175 | MA_314_0.48 PV_722 GUELPHWOOD RD_SOUTHBRIDGE | PV | SUN |  | 2016-06-01 | Massachusetts Electric Company | MA | Southbridge | WMA | WCMA |  | 0.48 | 0 | 0 | 0.233
48588 | SOLARCITY CORP-01096PV2266NM |  | NO RESOURCE | PV | SUN |  | 2016-06-01 | Massachusetts Electric Company | MA | Williamsburg | WMA | WCMA |  | 2.266 | 0 | 0 | 0.756
48643 | DURHAM PV N3524 |  | NO RESOURCE | PV | SUN |  | 2016-06-27 | Public Service Company of New Hampshire | NH | Lee | NH | NH |  | 0.504 | 0 | 0 | 0.2
48645 | PISGAH MOUNTAIN WIND |  | NO RESOURCE | WT | WND |  | 2016-12-16 | SWEB Development USA, LLC | ME | Clifton | BHE | ME | 60404 | 9.5 | 3.391 | 3.391 | 1.545
48651 | TRINITY EMS-01853PV64.8QF |  | NO RESOURCE | PV | SUN |  | 2016-07-06 | Massachusetts Electric Company | MA | Lowell | CMA/NEMA | WCMA |  | 0.065 | 0 | 0 | 0.003
48659 | MILTON PV N3084 |  | NO RESOURCE | PV | SUN |  | 2016-07-12 | Public Service Company of New Hampshire | NH | Milton | NH | NH |  | 0.75 | 0 | 0 | 0.335
48664 | S COUNTY-02822PV878DG | 38884 | DGSC PV912_260 SOUTH COUNTY TRAIL_EXETER | PV | SUN |  | 2016-07-19 | The Narragansett Electric Company | RI | Exeter | RI | RI |  | 0.878 | 0 | 0 | 0.39
48665 | IMPERIAL DELTAH-02914PV264NM |  | NO RESOURCE | PV | SUN |  | 2016-07-27 | The Narragansett Electric Company | RI | East Providence | RI | RI |  | 0.264 | 0 | 0 | 0.035
48674 | RES.RD.HOLDINGS-02136PV2500NM | 41338 | MA_420_2.5 PV_293 PARK ST_HOUSATONIC | PV | SUN |  | 2016-07-27 | Massachusetts Electric Company | MA | Housatonic | WMA | WCMA |  | 2.5 | 0 | 0 | 1.002
48675 | HARBOR02324PV2967NM |  | NO RESOURCE | PV | SUN |  | 2016-07-28 | Massachusetts Electric Company | MA | Bridgewater | SEMA | SEMA |  | 2.967 | 0 | 0 | 0.268
48694 | MERCURY (198)-01543PV2000NM |  | NO RESOURCE | PV | SUN |  | 2016-08-02 | Massachusetts Electric Company | MA | Rutland | WMA | WCMA |  | 2 | 0 | 0 | 0.265
48695 | SALEM 5 | 38089 | FOOTPRINT COMBINED CYCLE | CC | NG |  | 2018-05-31 | Footprint Power Salem Harbor Development LP | MA | Salem | BOSTON | NEMA | 60903 | 304.13 | 350.409 | 350.409 | 337.244
48696 | SALEM 6 | 38089 | FOOTPRINT COMBINED CYCLE | CC | NG |  | 2018-05-31 | Footprint Power Salem Harbor Development LP | MA | Salem | BOSTON | NEMA | 60903 | 304.13 | 353.839 | 353.839 | 339.105
48697 | MCI TELECOM-01507PV772.8QF |  | NO RESOURCE | PV | SUN |  | 2016-08-03 | Massachusetts Electric Company | MA | Charlton | WMA | WCMA |  | 0.772 | 0 | 0 | 0
48698 | STORZ 2101B-01507PV2000NM | 41044 | MA_323_2 PV_19 CARPENTER-HILL RD_CHARLTON | PV | SUN |  | 2016-08-02 | Massachusetts Electric Company | MA | Charlton | WMA | WCMA |  | 2 | 0 | 0 | 0.416
48705 | SUN E. BRDGEWTR-02324PV3000NM | 38376 | LANDCRAFT | PV | SUN |  | 2016-08-02 | Massachusetts Electric Company | MA | Bridgewater | SEMA | SEMA |  | 3 | 0 | 0 | 1.339
48713 | STORZ 2101A-01507PV2000NM | 41050 | MA_325_2 PV_91 CARPENTER-HILL RD_CHARLTON | PV | SUN |  | 2016-08-01 | Massachusetts Electric Company | MA | Charlton | WMA | WCMA |  | 2 | 0 | 0 | 0.74
48714 | ONSET EAST | 38701 | ONSET EAST | PV | SUN |  | 2016-08-04 | NSTAR Electric Company | MA | Wareham | SEMA | SEMA |  | 1 | 0 | 0 | 0.358
48715 | ONSET WEST | 38702 | ONSET WEST | PV | SUN |  | 2016-08-04 | NSTAR Electric Company | MA | Wareham | SEMA | SEMA |  | 1 | 0 | 0 | 0.482
48718 | BRODIE MT RD-01237PV2000NM | 41152 | MA_378_2 PV_0 BRODIE-MOUNTAIN RD_HANCOCK | PV | SUN |  | 2016-08-03 | Massachusetts Electric Company | MA | Hancock | WMA | WCMA |  | 2 | 0 | 0 | 0.77
48719 | HOUSATONIC-WARE-01092PV960NM | 41337 | MA_391_0.96 PV_70 WARE RD_WEST WARREN | PV | SUN |  | 2016-08-04 | Massachusetts Electric Company | MA | West Warren | WMA | WCMA |  | 0.96 | 0 | 0 | 0.427
48720 | WESTBROOKFIELD-01585PV1400NM | 41351 | MA_330_1.4 PV_175-185 E MAIN RD_W BROOKFIELD | PV | SUN |  | 2016-08-09 | Massachusetts Electric Company | MA | West Brookfield | WMA | WCMA |  | 1.4 | 0 | 0 | 0.396
48721 | HOUSATONIC SPRING-01092PV952NM | 41213 | MA_390_0.952 PV_87 SPRING ST_WEST WARREN | PV | SUN |  | 2016-08-09 | Massachusetts Electric Company | MA | West Warren | WMA | WCMA |  | 0.952 | 0 | 0 | 0.421
48722 | BURTON VILLAGE-01452PV96QF |  | NO RESOURCE | PV | SUN |  | 2016-08-11 | Massachusetts Electric Company | MA | Hubbardston | CMA/NEMA | WCMA |  | 0.096 | 0 | 0 | 0.009
48723 | INDEPENDENCE2575-02072PV1725NM |  | NO RESOURCE | PV | SUN |  | 2016-08-11 | Massachusetts Electric Company | MA | Stoughton | SEMA | SEMA |  | 1.725 | 0 | 0 | 0.654
48726 | 510PV DEV. 2-01566PV996QF | 38545 | 90 RIVER RD STURBRIDGE PV | PV | SUN |  | 2016-08-08 | Massachusetts Electric Company | MA | Sturbridge | WMA | WCMA |  | 0.996 | 0 | 0 | 0.327
48727 | 510PVDEVKELLY1-01566PV996QF | 38544 | 17 KELLY RD STURBRIDGE PV | PV | SUN |  | 2016-08-08 | Massachusetts Electric Company | MA | Sturbridge | WMA | WCMA |  | 0.996 | 0 | 0 | 0.204
48728 | MECO.LCSTR-01524PV684QF | 38494 | 24 BOUTILIER RD LEICESTER PV | PV | SUN |  | 2016-08-11 | Massachusetts Electric Company | MA | Leicester | WMA | WCMA |  | 0.684 | 0 | 0 | 0.224
48741 | CECSOLAR#1050-01569PV950NM | 41270 | MA_65_0.95 PV_890 MONAHAN DR_UXBRIDGE | PV | SUN |  | 2016-08-16 | Massachusetts Electric Company | MA | Uxbridge | RI | SEMA |  | 0.95 | 0 | 0 | 0.445
48742 | HOUSATONIC 1734-01236PV2100NM | 41422 | MA_416_1.988 PV_67 VAN-DEUSENVILLE RD_HOUSATONIC | PV | SUN |  | 2016-08-16 | Massachusetts Electric Company | MA | Housatonic | WMA | WCMA |  | 2.1 | 0 | 0 | 0.975
48743 | ECASOLAR39TOZERRD-01915PV840NM | 41221 | MA_425_0.84 PV_39 TOZER RD_BEVERLY | PV | SUN |  | 2016-08-12 | Massachusetts Electric Company | MA | Beverly | BOSTON | NEMA |  | 0.84 | 0.009 | 0.009 | 0.373
48747 | BRAUNSEXPRESS-01747PV164NM |  | NO RESOURCE | PV | SUN |  | 2016-08-18 | Massachusetts Electric Company | MA | Hopedale | RI | SEMA |  | 0.164 | 0 | 0 | 0.07
48749 | ARSENAULT2103-01585PV800NM | 41353 | MA_331_0.8 PV_94 JOHN-GILBERT RD_W BROOKFIELD | PV | SUN |  | 2016-08-23 | Massachusetts Electric Company | MA | West Brookfield | WMA | WCMA |  | 0.8 | 0 | 0 | 0.352
48750 | BLUEWAVE 8861-01540PV1500NM |  | NO RESOURCE | PV | SUN |  | 2016-08-24 | Massachusetts Electric Company | MA | Oxford | WMA | WCMA |  | 1.5 | 0 | 0 | 0.502
48751 | BLUEWAVE5149-02766PV750NM | 41091 | MA_361_0.75 PV_0 FAIRLEE LN_NORTON | PV | SUN |  | 2016-08-24 | Massachusetts Electric Company | MA | Norton | SEMA | SEMA |  | 0.75 | 0 | 0 | 0.275
48752 | BLUEWAVE 5161-02766PV750NM | 41092 | MA_362_0.75 PV_0 FAIRLEE LN_NORTON | PV | SUN |  | 2016-08-24 | Massachusetts Electric Company | MA | Norton | SEMA | SEMA |  | 0.75 | 0 | 0 | 0.253
48754 | NEA BELLINGHAM 1A | 507 | NEA BELLINGHAM | CC | NG | DFO | 1991-10-01 | NextEra Energy Marketing, LLC | MA | Bellingham | RI | SEMA | 10307 | 272.46 | 166.311 | 166.311 | 142.661
48755 | NEA BELLINGHAM 1B | 507 | NEA BELLINGHAM | CC | NG | DFO | 1991-10-01 | NextEra Energy Marketing, LLC | MA | Bellingham | RI | SEMA | 10307 | 258.12 | 166.311 | 166.311 | 142.661
48757 | SAFEHARBOROTIS-01581PV741NM | 41148 | MA_349_0.741 PV_53 OTIS ST_WESTBOROUGH | PV | SUN |  | 2016-08-26 | Massachusetts Electric Company | MA | Westborough | CMA/NEMA | WCMA |  | 0.741 | 0 | 0 | 0.296
48758 | CEDEV.MEETINGST-02905PV75NM |  | NO RESOURCE | PV | SUN |  | 2016-08-18 | The Narragansett Electric Company | RI | Providence | RI | RI |  | 0.075 | 0 | 0 | 0
48766 | CECSOLAR#1045-01569PV728NM | 41202 | MA_352_0.728 PV_62 COMMERCE DR_UXBRIDGE | PV | SUN |  | 2016-08-26 | Massachusetts Electric Company | MA | Uxbridge | RI | SEMA |  | 0.728 | 0 | 0 | 0.308
48767 | 510PVDEVNASHUARD-01463PV990NM | 41259 | MA_50_0.984 PV_173 NASHUA RD_PEPPERELL | PV | SUN |  | 2016-08-26 | Massachusetts Electric Company | MA | Pepperell | CMA/NEMA | WCMA |  | 0.99 | 0 | 0 | 0.418
48774 | FOSTER-SOLAR-02857PV1170RIDG | 38883 | DGSC PV1170_23 THEODORE FOSTER RD_FOSTER | PV | SUN |  | 2016-08-19 | The Narragansett Electric Company | RI | North Scituate | RI | RI |  | 1.17 | 0 | 0 | 0.398
48778 | CECSOLAR#1051-01569PV450NM | 41434 | MA_116_0.45 PV_891 MONAHAN DR_UXBRIDGE | PV | SUN |  | 2016-08-24 | Massachusetts Electric Company | MA | Uxbridge | RI | SEMA |  | 0.45 | 0 | 0 | 0.2
48787 | KNIGHT FARM-02828PV70NM |  | NO RESOURCE | PV | SUN |  | 2016-08-25 | The Narragansett Electric Company | RI | Greenville | RI | RI |  | 0.07 | 0 | 0 | 0.012
48788 | HOWLANDASS.-02865PV136NM |  | NO RESOURCE | PV | SUN |  | 2016-08-26 | The Narragansett Electric Company | RI | Lincoln | RI | RI |  | 0.136 | 0 | 0 | 0.02
48801 | BELLAENERGY5140-02715PV499NM | 41355 | MA_83_0.499 PV_1401 WILLIAMS ST_DIGHTON | PV | SUN |  | 2016-08-26 | Massachusetts Electric Company | MA | Dighton | SEMA | SEMA |  | 0.499 | 0 | 0 | 0.202
48810 | 510PVDEV.ELLIS RD-01473PV480NM | 41112 | MA_108_0.48 PV_51 ELLIS RD_WESTMINSTER | PV | SUN |  | 2016-09-01 | Massachusetts Electric Company | MA | Westminster | WMA | WCMA |  | 0.48 | 0 | 0 | 0.222
48811 | ALVES238E.MAINRD-02842PV86.4NM |  | NO RESOURCE | PV | SUN |  | 2016-09-01 | The Narragansett Electric Company | RI | Middletown | RI | RI |  | 0.086 | 0 | 0 | 0.037
48815 | NEXTSUNWALKERRD-01464PV2000NM | 41274 | MA_293_2 PV_56 WALKER RD_SHIRLEY | PV | SUN |  | 2016-08-31 | Massachusetts Electric Company | MA | Shirley | CMA/NEMA | WCMA |  | 2 | 0 | 0 | 0.904
48816 | 510PVDEVBARRE-01005PV480NM | 41121 | MA_109_0.48 PV_771 S BARRE RD_BARRE | PV | SUN |  | 2016-08-31 | Massachusetts Electric Company | MA | Barre | WMA | WCMA |  | 0.48 | 0 | 0 | 0.227
48818 | 510PV_NBROOKFIELD-01535PV480NM | 41120 | MA_110_0.48 PV_107 NEW-BRAINTREE RD_N BROOKFIELD | PV | SUN |  | 2016-08-31 | Massachusetts Electric Company | MA | North Brookfield | WMA | WCMA |  | 0.48 | 0 | 0 | 0.238
48819 | BLUEWAVE7629-02766PV500NM | 41318 | MA_360_0.75 PV_0 FAIRLEE LN_NORTON | PV | SUN |  | 2016-08-30 | Massachusetts Electric Company | MA | Norton | SEMA | SEMA |  | 0.75 | 0 | 0 | 0.254
48820 | WNEWBURYMAINSTLLC-01985PV354NM | 41060 | MA_133_0.354 PV_694 MAIN ST_WEST NEWBURY | PV | SUN |  | 2016-09-02 | Massachusetts Electric Company | MA | West Newbury | BOSTON | NEMA |  | 0.354 | 0 | 0 | 0.17
48824 | KJA PROPERTIES-02842PV63NM |  | NO RESOURCE | PV | SUN |  | 2016-09-07 | The Narragansett Electric Company | RI | Middletown | SEMA | RI |  | 0.063 | 0 | 0 | 0
48828 | WINNSOLARWATERST-01604PV75.6NM |  | NO RESOURCE | PV | SUN |  | 2016-09-02 | Massachusetts Electric Company | MA | Worcester | CMA/NEMA | WCMA |  | 0.076 | 0 | 0 | 0.03
48858 | 530MAINSTR.E.LLC-01510PV183NM |  | NO RESOURCE | PV | SUN |  | 2016-09-12 | Massachusetts Electric Company | MA | Clinton | CMA/NEMA | WCMA |  | 0.183 | 0 | 0 | 0.011
48859 | BROOKFIELDWASTE-01506PV333NM | 41036 | MA_332_0.333 PV_0 QUABOAG ST_BROOKFIELD | PV | SUN |  | 2016-09-12 | Massachusetts Electric Company | MA | Brookfield | WMA | WCMA |  | 0.333 | 0 | 0 | 0.117
48862 | R.E.DEV.WILBRAHAM-01095PV750NM | 41273 | MA_74_0.75 PV_2720 BOSTON RD_WILBRAHAM | PV | SUN |  | 2016-09-09 | Massachusetts Electric Company | MA | Wilbraham | WMA | WCMA |  | 0.75 | 0 | 0 | 0.362
48863 | WESTBOROTENNIS-01510PV486QF |  | NO RESOURCE | PV | SUN |  | 2016-09-13 | Massachusetts Electric Company | MA | Westborough | CMA/NEMA | WCMA |  | 0.486 | 0 | 0 | 0.079
48874 | CLARKUNIVERSITY-01610PV140QF |  | NO RESOURCE | PV | SUN |  | 2016-09-28 | Massachusetts Electric Company | MA | Worcester | WMA | WCMA |  | 0.14 | 0.013 | 0.013 | 0.008
48876 | CVEC_CHATHAM_ID1911 | 40775 | CVEC CHATHAM 1911 | PV | SUN |  | 2016-10-03 | NSTAR Electric Company | MA | Chatham | SEMA | SEMA |  | 1.5 | 0 | 0 | 0.66
48877 | CVEC_BREWSTER_ID1912 | 40776 | CVEC BREWSTER 1912 | PV | SUN |  | 2016-10-03 | NSTAR Electric Company | MA | Brewster | SEMA | SEMA |  | 1.083 | 0 | 0 | 0.426
48879 | WAREHAM_MA1_LLC_ID1972361 |  | NO RESOURCE | PV | SUN |  | 2016-10-03 | NSTAR Electric Company | MA | Wareham | SEMA | SEMA |  | 2 | 0 | 0 | 0.806
48880 | TOWN_OF_MASHPEE_ID2049 |  | NO RESOURCE | PV | SUN |  | 2016-10-03 | NSTAR Electric Company | MA | Mashpee | SEMA | SEMA |  | 1.5 | 0 | 0 | 0.651
48881 | CITY_OF_NEWBEDFORD_ID1939 |  | NO RESOURCE | PV | SUN |  | 2016-10-03 | NSTAR Electric Company | MA | New Bedford | SEMA | SEMA |  | 1.5 | 0 | 0 | 0.601
48882 | CVEC_MARSTON_MILLS_ID1965 | 40770 | CVEC MARSTON MILLS 1964 1965 | PV | SUN |  | 2016-10-03 | NSTAR Electric Company | MA | Marstons Mills | SEMA | SEMA |  | 1.416 | 0 | 0 | 0.647
48883 | TOWN_OF_DENNIS_ID1712 |  | NO RESOURCE | PV | SUN |  | 2016-10-03 | NSTAR Electric Company | MA | Dennis | SEMA | SEMA |  | 2.5 | 0 | 0 | 1.037
48884 | CVEC_HYANNIS_ID2181 | 40774 | CVEC HYANNIS 2181 | PV | SUN |  | 2016-10-03 | NSTAR Electric Company | MA | Hyannis | SEMA | SEMA |  | 4.5 | 0 | 0 | 2.139
48885 | UMASS_DARTMOUTH_ID1849 |  | NO RESOURCE | PV | SUN |  | 2016-10-03 | NSTAR Electric Company | MA | East Freetown | SEMA | SEMA |  | 4.5 | 0 | 0 | 1.989
48886 | TOWN_OF_SANDWICH_ID2043 |  | NO RESOURCE | PV | SUN |  | 2016-10-03 | NSTAR Electric Company | MA | Sandwich | SEMA | SEMA |  | 3.5 | 0 | 0 | 1.454
48887 | PLYMOUTH_PUB_SCHS_ID1895 |  | NO RESOURCE | PV | SUN |  | 2016-10-03 | NSTAR Electric Company | MA | East Freetown | SEMA | SEMA |  | 2.9 | 0 | 0 | 1.063
48888 | TOWN_OF_DENNIS_ID2115 |  | NO RESOURCE | PV | SUN |  | 2016-10-03 | NSTAR Electric Company | MA | Dennis | SEMA | SEMA |  | 2.5 | 0 | 0 | 1.162
48889 | CVEC_MARSTON_MILLS_ID1964 | 40770 | CVEC MARSTON MILLS 1964 1965 | PV | SUN |  | 2016-10-03 | NSTAR Electric Company | MA | Marstons Mills | SEMA | SEMA |  | 2 | 0 | 0 | 0.51
48899 | BRANDYWICKLLC-02896PV1000RIDG | 38885 | DGSC PV1000_90 TIFT RD_NORTH SMITHFIELD | PV | SUN |  | 2016-10-11 | The Narragansett Electric Company | RI | North Smithfield | RI | RI |  | 1 | 0 | 0 | 0.345
48913 | VALLEYST.MILL-02909PV98NM |  | NO RESOURCE | PV | SUN |  | 2016-10-20 | The Narragansett Electric Company | RI | Providence | RI | RI |  | 0.098 | 0 | 0 | 0.036
48914 | DRACUTHOUS.AUTH-01507PV1980NM | 41053 | MA_329_1.98 PV_53 CITY-DEPOT RD_CHARLTON | PV | SUN |  | 2016-10-19 | Massachusetts Electric Company | MA | Charlton | WMA | WCMA |  | 1.98 | 0 | 0 | 0.939
48915 | 510PVMOSSBERG-02703PV684QF | 38709 | FRANK MOSSBERG DR ATTELEBORO PV | PV | SUN |  | 2016-10-25 | Massachusetts Electric Company | MA | Attleboro | RI | SEMA |  | 0.684 | 0 | 0 | 0.192
48960 | ATHENS ENERGY LLC_1 | 38943 | ATHENS ENERGY LLC_1 | ST | WDS |  | 2017-02-18 | Engie Energy Marketing NA, Inc. | ME | Athens | ME | ME | 60457 | 8.5 | 7.1 | 7.1 | 7.1
48975 | FISHER ROAD PV | 38961 | FITCHBURG SOLAR, LLC | PV | SUN |  | 2016-12-01 | Fitchburg Gas & Electric Light Company | MA | Fitchburg | WMA | WCMA |  | 0.54 | 0 | 0 | 0.221
49000 | AQUILACURTISHILL-01507PV1980NM | 41086 | MA_336_1.98 PV_28 CURTIS-HILL RD_CHARLTON | PV | SUN |  | 2016-12-01 | Massachusetts Electric Company | MA | Charlton | WMA | WCMA |  | 1.98 | 0 | 0 | 0.848
49001 | NEXAMPFACTORYST-02893PV384NM |  | NO RESOURCE | PV | SUN |  | 2016-12-01 | The Narragansett Electric Company | RI | West Warwick | RI | RI |  | 0.384 | 0 | 0 | 0.149
49010 | ROCHESTER PV N3365 |  | NO RESOURCE | PV | SUN |  | 2016-12-01 | Public Service Company of New Hampshire | NH | Rochester | NH | NH |  | 0.5 | 0 | 0 | 0.019
49029 | HOPE FARM SOLAR | 41557 | HOPE FARM SOLAR | PV | SUN |  | 2019-09-30 | Galt Power Inc. | RI | Hope | RI | RI |  | 8.32 | 0 | 0 | 3.857
49055 | TOWN_OF_SUDBURY_ID2176 | 38661 | HELIOVAAS - SUDBURY SOLAR | PV | SUN |  | 2016-12-12 | NSTAR Electric Company | MA | Sudbury | BOSTON | NEMA |  | 1.333 | 0 | 0 | 0.421
49063 | TOWN_OF_MEDWAY_ID1972386 |  | NO RESOURCE | PV | SUN |  | 2016-12-13 | NSTAR Electric Company | MA | Carver | SEMA | SEMA |  | 4.5 | 0 | 0 | 2.117
49064 | TOWN_OF_WESTON_ID2055868 |  | NO RESOURCE | PV | SUN |  | 2016-12-13 | NSTAR Electric Company | MA | Weston | BOSTON | NEMA |  | 1.795 | 0 | 0 | 0.795
49065 | DOVER PV N3015 |  | NO RESOURCE | PV | SUN |  | 2016-12-21 | Public Service Company of New Hampshire | NH | Dover | NH | NH |  | 0.267 | 0 | 0 | 0.117
49070 | TOWN_OF_NEEDHAM_ID1989732 |  | NO RESOURCE | PV | SUN |  | 2016-12-13 | NSTAR Electric Company | MA | Needham | BOSTON | NEMA |  | 3.12 | 0 | 0 | 1.078
49071 | CVEC_INC_VINEYARDHAVEN_ID1923 | 40772 | CVEC VINEYARD HAVEN 1923 | PV | SUN |  | 2016-12-13 | NSTAR Electric Company | MA | Vineyard Haven | SEMA | SEMA |  | 1.083 | 0 | 0 | 0.425
49072 | TOWN_OF_ACTON_ID2056 | 38657 | HELIOVAAS - ACTON SOLAR | PV | SUN |  | 2016-12-13 | NSTAR Electric Company | MA | Acton | BOSTON | NEMA |  | 1.5 | 0 | 0 | 0.438
49073 | CES_TIHONET_SOLAR_ID2350 |  | NO RESOURCE | PV | SUN |  | 2016-12-14 | NSTAR Electric Company | MA | Wareham | SEMA | SEMA |  | 1 | 0 | 0 | 0.48
49074 | WAREHAM_FIRE_DISTRICT_ID2128 |  | NO RESOURCE | PV | SUN |  | 2016-12-14 | NSTAR Electric Company | MA | Wareham | SEMA | SEMA |  | 0.583 | 0 | 0 | 0.221
49075 | TOPEKA_SOLAR1_ID2191 |  | NO RESOURCE | PV | SUN |  | 2016-12-14 | NSTAR Electric Company | MA | Assonet/Freetown | SEMA | SEMA |  | 1 | 0 | 0 | 0.376
49076 | MASSDOT_ID1977739 |  | NO RESOURCE | PV | SUN |  | 2016-12-14 | NSTAR Electric Company | MA | Plymouth | SEMA | SEMA |  | 0.5 | 0 | 0 | 0.18
49077 | IGS_SOLARLLC_ID2094068 |  | NO RESOURCE | PV | SUN |  | 2016-12-14 | NSTAR Electric Company | MA | Dennis | SEMA | SEMA |  | 0.3 | 0 | 0 | 0.095
49078 | BWC_ORIGIN_FAIRHAVEN_ID1964211 |  | NO RESOURCE | PV | SUN |  | 2016-12-14 | NSTAR Electric Company | MA | Fairhaven | SEMA | SEMA |  | 0.75 | 0 | 0 | 0.324
49081 | TOWN_OF_DUXBURY_ID2143 |  | NO RESOURCE | PV | SUN |  | 2016-12-14 | NSTAR Electric Company | MA | Duxbury | SEMA | SEMA |  | 0.5 | 0 | 0 | 0.135
49082 | GLC_ACUSHNET_ID1819 |  | NO RESOURCE | PV | SUN |  | 2016-12-14 | NSTAR Electric Company | MA | Carver | SEMA | SEMA |  | 1 | 0 | 0 | 0.274
49083 | TOWN_OF_CHILMARK_ID1981127 |  | NO RESOURCE | PV | SUN |  | 2016-12-14 | NSTAR Electric Company | MA | Chilmark | SEMA | SEMA |  | 0.173 | 0 | 0 | 0.035
49084 | CVEC_INC_WESTTISBURY_ID2189 | 40771 | CVEC WEST TISBURY 2189 | PV | SUN |  | 2016-12-14 | NSTAR Electric Company | MA | West Tisbury | SEMA | SEMA |  | 0.6 | 0 | 0 | 0.273
49085 | MARGUERITE_SMALL_SCHOOL_ID2168 | 40769 | CVEC MARGUERITE SMALL SCHOOL 2168 | PV | SUN |  | 2016-12-14 | NSTAR Electric Company | MA | West Yarmouth | SEMA | SEMA |  | 0.75 | 0 | 0 | 0.291
49086 | BRALEY_ROAD_SOLAR4_ID1896 |  | NO RESOURCE | PV | SUN |  | 2016-12-14 | NSTAR Electric Company | MA | East Freetown | SEMA | SEMA |  | 1 | 0 | 0 | 0.373
49087 | SIPPICAN_COMM_SOLAR_ID2029145 |  | NO RESOURCE | PV | SUN |  | 2016-12-14 | NSTAR Electric Company | MA | Marion | SEMA | SEMA |  | 0.783 | 0 | 0 | 0.329
49088 | CVEC_INC_ORLEANS_ID2217 | 40773 | CVEC ORLEANS 2217 | PV | SUN |  | 2016-12-14 | NSTAR Electric Company | MA | Orleans | SEMA | SEMA |  | 0.5 | 0 | 0 | 0.175
49094 | FRIENDS_ACADEMY_ID2326 |  | NO RESOURCE | PV | SUN |  | 2016-12-14 | NSTAR Electric Company | MA | Dartmouth | SEMA | SEMA |  | 0.134 | 0 | 0 | 0.052
49095 | DY_HIGH_SCHOOL_ID2173 | 40767 | CVEC DY HIGH SCHOOL 2175 2173 | PV | SUN |  | 2016-12-14 | NSTAR Electric Company | MA | South Yarmouth | SEMA | SEMA |  | 0.5 | 0 | 0 | 0.261
49096 | MCCARTHY_PROPERTIES_ID2077939 |  | NO RESOURCE | PV | SUN |  | 2016-12-14 | NSTAR Electric Company | MA | West Wareham | SEMA | SEMA |  | 0.2 | 0 | 0 | 0.077
49097 | 815_MAIN_ST_SOLARLLC_ID2077567 |  | NO RESOURCE | PV | SUN |  | 2016-12-14 | NSTAR Electric Company | MA | Wareham | SEMA | SEMA |  | 0.13 | 0 | 0 | 0.047
49197 | SHREDKING-02343PV180NM |  | NO RESOURCE | PV | SUN |  | 2016-12-19 | Massachusetts Electric Company | MA | Holbrook | SEMA | SEMA |  | 0.18 | 0 | 0 | 0.066
49214 | APE.1788GARHWY-02777PV476NM | 41149 | MA_113_0.476 PV_1788 G-A-R HW_SWANSEA | PV | SUN |  | 2016-12-27 | Massachusetts Electric Company | MA | Swansea | RI | SEMA |  | 0.476 | 0 | 0 | 0.204
49222 | NEXAMP-LOGEE-02895PV153RE | 40640 | RI_24_RE GROWTH PV_800 LOGEE ST_WOONSOCKET | PV | SUN |  | 2017-01-10 | The Narragansett Electric Company | RI | Woonsocket | RI | RI |  | 0.153 | 0 | 0 | 0.066
49241 | DINO'SPARK&SHOP-02814PV196RE |  | NO RESOURCE | PV | SUN |  | 2017-01-18 | The Narragansett Electric Company | RI | Chepachet | RI | RI |  | 0.196 | 0 | 0 | 0.076
49243 | 510PVDEVDIGHTON-01851PV996QF | 38707 | MAIN ST DIGHTON PV | PV | SUN |  | 2017-01-19 | Massachusetts Electric Company | MA | Dighton | SEMA | SEMA |  | 0.996 | 0 | 0 | 0.339
49244 | 510PVDEVGRAFTON-01519PV672QF | 38706 | OLD UPTON RD GRAFTON PV 2 | PV | SUN |  | 2017-01-19 | Massachusetts Electric Company | MA | Grafton | CMA/NEMA | WCMA |  | 0.672 | 0 | 0 | 0.174
49245 | 510PVDEVAYER-01432PV996QF | 38708 | GROTON SCHOOL RD AYER PV 2 | PV | SUN |  | 2017-01-20 | Massachusetts Electric Company | MA | Ayer | CMA/NEMA | WCMA |  | 0.996 | 0 | 0 | 0.326
49247 | 510PVDEVABINGTON-02351PV996QF | 38699 | GROVELAND ST ABINGTON PV | PV | SUN |  | 2017-01-20 | Massachusetts Electric Company | MA | Abington | SEMA | SEMA |  | 0.996 | 0 | 0 | 0.329
49248 | GE.TINKHAMRD-01095PV496NM | 41336 | MA_386_0.496 PV_0 TINKHAM RD_WILBRAHAM | PV | SUN |  | 2017-01-19 | Massachusetts Electric Company | MA | Wilbraham | WMA | WCMA |  | 0.496 | 0 | 0 | 0.225
49251 | SUTTONSOLARLLC-01590PV1950NM | 41040 | MA_19_1.95 PV_0 OAKHURST RD_SUTTON | PV | SUN |  | 2017-01-20 | Massachusetts Electric Company | MA | Sutton | RI | SEMA |  | 1.95 | 0 | 0 | 0.844
49252 | BUXTONRDSOLARLLC-01569PV1000NM |  | NO RESOURCE | PV | SUN |  | 2017-01-20 | Massachusetts Electric Company | MA | Uxbridge | RI | SEMA |  | 1 | 0 | 0 | 0.448
49253 | VIRGINIOSARDINIA-01757PV270QF |  | NO RESOURCE | PV | SUN |  | 2017-01-20 | Massachusetts Electric Company | MA | Milford | RI | SEMA |  | 0.27 | 0 | 0 | 0.047
49254 | TANGLEWOODFARM-02814PV196RE | 38950 | RE GROWTH PV196_65 PUTNAM PIKE_GLOCESTER | PV | SUN |  | 2017-01-20 | The Narragansett Electric Company | RI | Glocester | RI | RI |  | 0.196 | 0 | 0 | 0.079
49255 | CONWELLSEMINARY-01982PV187QF |  | NO RESOURCE | PV | SUN |  | 2017-01-24 | Massachusetts Electric Company | MA | South Hamilton | BOSTON | NEMA |  | 0.187 | 0 | 0 | 0
49256 | RICARBIDETOOLCO-02917PV196RE | 38949 | RE GROWTH PV196_339 FARNUM PIKE_SMITHFIELD | PV | SUN |  | 2017-01-23 | The Narragansett Electric Company | RI | Smithfield | RI | RI |  | 0.196 | 0 | 0 | 0.081
49260 | USFLUIDS-01028PV110QF |  | NO RESOURCE | PV | SUN |  | 2017-01-25 | Massachusetts Electric Company | MA | East Longmeadow | WMA | WCMA |  | 0.11 | 0 | 0 | 0.031
49276 | ROCKY'SELONGMEADOW-01028PV86QF |  | NO RESOURCE | PV | SUN |  | 2017-01-26 | Massachusetts Electric Company | MA | East Longmeadow | WMA | WCMA |  | 0.086 | 0 | 0 | 0.007
49277 | KEARSARGE188EAST-01033PV450NM | 41275 | MA_84_0.452 PV_188 EAST ST_GRANBY | PV | SUN |  | 2017-01-26 | Massachusetts Electric Company | MA | Granby | WMA | WCMA |  | 0.45 | 0 | 0 | 0.235
49278 | KEARSARGE190EAST-01033PV450NM | 41276 | MA_85_0.452 PV_190 EAST ST_GRANBY | PV | SUN |  | 2017-02-01 | Massachusetts Electric Company | MA | Granby | WMA | WCMA |  | 0.45 | 0 | 0 | 0.236
49280 | KEARSARGE229REAST-01033PV450NM | 41278 | MA_86_0.452 PV_229R EAST ST_GRANBY | PV | SUN |  | 2017-02-01 | Massachusetts Electric Company | MA | Granby | WMA | WCMA |  | 0.45 | 0 | 0 | 0.202
49282 | KEARSARGE914WEST-01056PV450NM | 41216 | MA_400_0.452 PV_914 WEST ST_LUDLOW | PV | SUN |  | 2017-02-02 | Massachusetts Electric Company | MA | Ludlow | WMA | WCMA |  | 0.45 | 0 | 0 | 0.231
49283 | KEARSARGE220REAST-01033PV450NM | 41279 | MA_87_0.452 PV_220R EAST ST_GRANBY | PV | SUN |  | 2017-02-01 | Massachusetts Electric Company | MA | Granby | WMA | WCMA |  | 0.45 | 0 | 0 | 0.214
49288 | BLUEWAVEWEBSTER-01570PV1380NM | 41363 | MA_311_1.38 PV_23 CUDWORTH RD_WEBSTER | PV | SUN |  | 2017-02-03 | Massachusetts Electric Company | MA | Webster | WMA | WCMA |  | 1.38 | 0 | 0 | 0.516
49289 | FUREYROOFINGCO-02888PV29NM |  | NO RESOURCE | PV | SUN |  | 2017-02-03 | The Narragansett Electric Company | RI | Warwick | RI | RI |  | 0.029 | 0 | 0 | 0.002
49292 | NATCOPRODUCTS-02893PV375NM |  | NO RESOURCE | PV | SUN |  | 2017-02-07 | The Narragansett Electric Company | RI | West Warwick | RI | RI |  | 0.375 | 0 | 0 | 0.034
49306 | SAFEHARBORSOLAR-01581PV886NM | 41063 | MA_69_0.866 PV_57 BRIGHAM ST_WESTBOROUGH | PV | SUN |  | 2017-02-16 | Massachusetts Electric Company | MA | Westborough | CMA/NEMA | WCMA |  | 0.886 | 0 | 0 | 0.311
49324 | PITTSFIELD SOLAR |  | NO RESOURCE | PV | SUN |  | 2017-12-23 | Cianbro Energy, LLC | ME | Pittsfield | ME | ME |  | 7.92 | 0 | 0 | 4.067
49325 | CPV TOWANTIC 1A | 38297 | CPV_TOWANTIC | CC | NG | DFO | 2018-05-21 | CPV Towantic, LLC | CT | Oxford | SWCT | CT | 56047 | 470.25 | 438.25 | 438.25 | 394.485
49326 | CPV TOWANTIC 1B | 38297 | CPV_TOWANTIC | CC | NG | DFO | 2018-05-21 | CPV Towantic, LLC | CT | Oxford | SWCT | CT | 56047 | 470.25 | 438.25 | 438.25 | 394.485
49328 | MILLREALTYTRUST-02370PV86QF |  | NO RESOURCE | PV | SUN |  | 2017-03-01 | Massachusetts Electric Company | MA | Rockland | SEMA | SEMA |  | 0.086 | 0 | 0 | 0
49331 | SHALOMHOUSING-02886WT100NM |  | NO RESOURCE | WT | WND |  | 2017-03-01 | The Narragansett Electric Company | RI | Warwick | RI | RI |  | 0.1 | 0 | 0 | 0
49354 | SEAVIEWINNLLC-02842PV180NM |  | NO RESOURCE | PV | SUN |  | 2017-03-02 | The Narragansett Electric Company | RI | Middletown | SEMA | RI |  | 0.18 | 0 | 0 | 0
49359 | MILFORDGERIATRIC-01757PV225QF |  | NO RESOURCE | PV | SUN |  | 2017-03-07 | Massachusetts Electric Company | MA | Milford | RI | SEMA |  | 0.225 | 0 | 0 | 0.001
49360 | TYNGS.LANDFILL#2-01879PV900NM | 41311 | MA_68_0.9 PV_500 DUNSTABLE RD_TYNGSBORO | PV | SUN |  | 2017-03-08 | Massachusetts Electric Company | MA | Tyngsboro | CMA/NEMA | WCMA |  | 0.9 | 0 | 0 | 0.436
49361 | CROMWELLVENTURES-02907PV69NM |  | NO RESOURCE | PV | SUN |  | 2017-03-06 | The Narragansett Electric Company | RI | Providence | RI | RI |  | 0.069 | 0 | 0 | 0.022
49365 | NORTONLANDFILL-02766PV1500NM | 38582 | NORTON MA | PV | SUN |  | 2017-03-08 | Massachusetts Electric Company | MA | Norton | SEMA | SEMA |  | 1.5 | 0 | 0 | 0.626
49366 | RUTLANDSOLAR-01543PV990NM | 41269 | MA_289_0.99 PV_3 KENWOOD CT_RUTLAND | PV | SUN |  | 2017-03-09 | Massachusetts Electric Company | MA | Rutland | WMA | WCMA |  | 0.99 | 0 | 0 | 0.402
49370 | 90 WOODS HILL RD. POMFRET CT | 41516 | WODS | PV | SUN |  | 2018-12-26 | Woods Hill Solar, LLC | CT | Pomfret | CT | CT |  | 19 | 0 | 0 | 7.103
49371 | ECASOLARAFF.INT.-01453PV2800QF |  | NO RESOURCE | PV | SUN |  | 2017-03-10 | Massachusetts Electric Company | MA | Leominster | CMA/NEMA | WCMA |  | 2.8 | 0 | 0 | 0.127
49374 | BLUEWAVE CAPITAL-01069PV3800NM | 41334 | MA_384_3.8 PV_2189 BAPTIST-HILL RD_PALMER | PV | SUN |  | 2017-03-14 | Massachusetts Electric Company | MA | Palmer | WMA | WCMA |  | 3.8 | 0 | 0 | 1.431
49376 | SYNC.STILLRIVER-01740PV1980NM |  | NO RESOURCE | PV | SUN |  | 2017-03-15 | Massachusetts Electric Company | MA | Bolton | CMA/NEMA | WCMA |  | 1.98 | 0 | 0 | 0.918
49383 | EASTONHS-02356PV370NM | 41207 | MA_364_0.420147 PV_100 LOTHROP ST_NORTH EASTON | PV | SUN |  | 2017-03-15 | Massachusetts Electric Company | MA | North Easton | SEMA | SEMA |  | 0.37 | 0 | 0 | 0.158
49397 | NEXTSUNSHIRLEY-01464PV920NM | 41248 | MA_66_0.85 PV_56 WALKER RD_SHIRLEY | PV | SUN |  | 2017-03-21 | Massachusetts Electric Company | MA | Shirley | CMA/NEMA | WCMA |  | 0.92 | 0 | 0 | 0.254
49398 | MADBURY PV N5466 |  | NO RESOURCE | PV | SUN |  | 2017-03-27 | Public Service Company of New Hampshire | NH | Madbury | NH | NH |  | 0.222 | 0 | 0 | 0
49399 | PORTSMOUTH PV N5465A |  | NO RESOURCE | PV | SUN |  | 2017-03-27 | Public Service Company of New Hampshire | NH | Portsmouth | NH | NH |  | 0.108 | 0 | 0 | 0
49400 | PORTSMOUTH PV N5465 |  | NO RESOURCE | PV | SUN |  | 2017-03-27 | Public Service Company of New Hampshire | NH | Portsmouth | NH | NH |  | 0.144 | 0 | 0 | 0
49401 | ROCHESTER PV N5486 |  | NO RESOURCE | PV | SUN |  | 2017-03-27 | Public Service Company of New Hampshire | NH | Rochester | NH | NH |  | 0.2 | 0 | 0 | 0.021
49402 | NASHUA PV N5606 |  | NO RESOURCE | PV | SUN |  | 2017-03-27 | Public Service Company of New Hampshire | NH | Nashua | VT | NH |  | 0.833 | 0 | 0 | 0.042
49404 | PKPROPERTIES-02914PV120NM |  | NO RESOURCE | PV | SUN |  | 2017-03-27 | The Narragansett Electric Company | RI | East Providence | RI | RI |  | 0.12 | 0 | 0 | 0.024
49405 | SFP&L HYDRO |  | NO RESOURCE | HDR | WAT |  | 2017-04-03 | Public Service Company of New Hampshire | NH | Rochester | NH | NH |  | 0.189 | 0.072 | 0.072 | 0.032
49406 | DEERFIELD WIND | 38438 | DEERFIELD WIND PROJECT | WT | WND |  | 2017-12-29 | Avangrid Renewables, LLC | VT | Searsburg | WMA | VT |  | 29.94 | 11.511 | 11.511 | 4.751
49408 | CAVALLO-INC.-01069PV499NM | 41108 | MA_88_0.499 PV_100 WARE ST_PALMER | PV | SUN |  | 2017-03-29 | Massachusetts Electric Company | MA | Palmer | WMA | WCMA |  | 0.499 | 0 | 0 | 0.21
49409 | GMHMIL.HOUSING-02842PV612NM |  | NO RESOURCE | PV | SUN |  | 2017-03-30 | The Narragansett Electric Company | RI | Middletown | SEMA | RI |  | 0.612 | 0 | 0 | 0
49411 | NBC COV WIND |  | NO RESOURCE | WT | WND |  | 2016-08-31 | Green Development, LLC | RI | Coventry | RI | RI |  | 4.1625 | 0.82 | 0.82 | 0.426
49412 | W WARWICK COV WIND |  | NO RESOURCE | WT | WND |  | 2016-08-31 | Green Development, LLC | RI | Coventry | RI | RI |  | 4.1625 | 0.892 | 0.892 | 0.444
49413 | WED COV WIND |  | NO RESOURCE | WT | WND |  | 2016-08-31 | Green Development, LLC | RI | Coventry | RI | RI |  | 5.55 | 1.078 | 1.078 | 0.534
49414 | LUCY'SHEARTH-02842PV29NM |  | NO RESOURCE | PV | SUN |  | 2017-04-04 | The Narragansett Electric Company | RI | Middletown | SEMA | RI |  | 0.029 | 0 | 0 | 0
49427 | ANWELT APTS PV |  | NO RESOURCE | PV | SUN |  | 2017-04-03 | Fitchburg Gas & Electric Light Company | MA | Fitchburg | WMA | WCMA |  | 0.185 | 0 | 0 | 0.061
49428 | REM.PUBLICATION-01028PV73QF |  | NO RESOURCE | PV | SUN |  | 2017-04-06 | Massachusetts Electric Company | MA | East Longmeadow | WMA | WCMA |  | 0.073 | 0 | 0 | 0.013
49431 | STONYHILLSOLAR-01036PV499NM | 41130 | MA_89_0.499 PV_61 STONY-HILL RD_HAMPDEN | PV | SUN |  | 2017-04-10 | Massachusetts Electric Company | MA | Hampden | WMA | WCMA |  | 0.499 | 0 | 0 | 0.158
49435 | SYNC.BONDSVILLE-01069PV4400NM | 40700 | SYNCARPHA BONDSVILLE | PV | SUN |  | 2017-04-11 | Massachusetts Electric Company | MA | Palmer | WMA | WCMA |  | 4.4 | 0 | 0 | 1.769
49511 | KEARSARGENORWELL-02061PV419NM | 41082 | MA_122_0.419 PV_600 LONGWATER DR_NORWELL | PV | SUN |  | 2017-04-11 | Massachusetts Electric Company | MA | Norwell | RI | SEMA |  | 0.419 | 0 | 0 | 0.204
49512 | SCHNEIDERELECF-01801PV143QF |  | NO RESOURCE | PV | SUN |  | 2017-04-13 | Massachusetts Electric Company | MA | Andover | CMA/NEMA | WCMA |  | 0.143 | 0 | 0 | 0
49513 | SCHNEIDERELECA&B-01810PV161QF |  | NO RESOURCE | PV | SUN |  | 2017-04-13 | Massachusetts Electric Company | MA | Andover | CMA/NEMA | WCMA |  | 0.161 | 0 | 0 | 0
49588 | 510PVDEVHARDWICK-01037PV480NM | 41300 | MA_383_0.48 PV_0 CLEVELAND RD_HARDWICK | PV | SUN |  | 2017-04-17 | Massachusetts Electric Company | MA | Hardwick | WMA | WCMA |  | 0.48 | 0 | 0 | 0.222
49636 | 510PVHARDWICK#2-01037PV480NM | 41299 | MA_382_0.48 PV_2553 BARRE RD_HARDWICK | PV | SUN |  | 2017-04-17 | Massachusetts Electric Company | MA | Hardwick | WMA | WCMA |  | 0.48 | 0 | 0 | 0.229
49637 | EQUITYINDUSTRIAL-02301PV998NM |  | NO RESOURCE | PV | SUN |  | 2017-04-17 | Massachusetts Electric Company | MA | Brockton | SEMA | SEMA |  | 0.998 | 0.018 | 0.018 | 0.506
49641 | KEARSARGESATHOL-01331PV455NM | 41078 | MA_77_0.455 PV_5567R S ATHOL RD_ATHOL | PV | SUN |  | 2017-04-18 | Massachusetts Electric Company | MA | Athol | WMA | WCMA |  | 0.455 | 0 | 0 | 0.233
49668 | IRONHORSESOLAR-01862PV2850NM | 41425 | MA_439_2.85 PV_200 IRON-HORSE PA_BILLERICA | PV | SUN |  | 2017-04-18 | Massachusetts Electric Company | MA | North Billerica | CMA/NEMA | WCMA |  | 2.85 | 0 | 0 | 1.196
49669 | OUTLANDRENEWABLE-01562PV3000NM |  | NO RESOURCE | PV | SUN |  | 2017-04-19 | Massachusetts Electric Company | MA | Spencer | WMA | WCMA |  | 3 | 0 | 0 | 1.372
49672 | NEWBRAINTREESOLAR-01531PV499NM | 41084 | MA_90_0.499 PV_1940 BARRE RD_NEW BRAINTREE | PV | SUN |  | 2017-04-24 | Massachusetts Electric Company | MA | New Braintree | WMA | WCMA |  | 0.499 | 0 | 0 | 0.243
49689 | PELHAMAVEREALTY-01844PV120QF |  | NO RESOURCE | PV | SUN |  | 2017-04-27 | Massachusetts Electric Company | MA | Methuen | BOSTON | NEMA |  | 0.12 | 0.011 | 0.011 | 0.032
49693 | LOWER VILLAGE |  | NO RESOURCE | HDR | WAT |  | 2017-04-22 | Green Mountain Power Corporation | NH | Claremont | NH | NH |  | 1.4 | 0.511 | 0.511 | 0.5
49695 | 225 INDUSTRIAL RD SOLAR |  | NO RESOURCE | PV | SUN |  | 2017-05-01 | Fitchburg Gas & Electric Light Company | MA | Fitchburg | WMA | WCMA |  | 0.488 | 0 | 0 | 0.178
49762 | NORTONDEV.INC-02766PV1000NM | 41147 | MA_339_1 PV_0 HILL ST_NORTON | PV | SUN |  | 2017-05-11 | Massachusetts Electric Company | MA | Norton | RI | SEMA |  | 1 | 0 | 0 | 0.434
49767 | 510PVDEVWARREN-01083PV990NM | 41301 | MA_392_0.99 PV_581 SOUTH ST_WARREN | PV | SUN |  | 2017-05-18 | Massachusetts Electric Company | MA | Warren | WMA | WCMA |  | 0.99 | 0 | 0 | 0.507
49768 | AQUIDNECKCUSTOM-02809PV28NM |  | NO RESOURCE | PV | SUN |  | 2017-05-17 | The Narragansett Electric Company | RI | Bristol | RI | RI |  | 0.028 | 0 | 0 | 0
49770 | NEISOLARLLCUPTON-01568PV300NM | 41032 | MA_139_0.2997 PV_1-3 WALKER DR_UPTON | PV | SUN |  | 2017-05-18 | Massachusetts Electric Company | MA | Upton | RI | SEMA |  | 0.3 | 0 | 0 | 0.128
49788 | 510PV232GARDNERRD-01452PV960NM | 41245 | MA_62_0.96 PV_232 GARDNER RD_HUBBARDSTON | PV | SUN |  | 2017-05-18 | Massachusetts Electric Company | MA | Hubbardston | WMA | WCMA |  | 0.96 | 0 | 0 | 0.409
49793 | 510PV240GARDNERRD-01452PV960NM | 41246 | MA_63_0.96 PV_240 GARDNER RD_HUBBARDSTON | PV | SUN |  | 2017-05-18 | Massachusetts Electric Company | MA | Hubbardston | WMA | WCMA |  | 0.96 | 0 | 0 | 0.457
49863 | STERGISALUMINUM-02703PV250QF |  | NO RESOURCE | PV | SUN |  | 2017-05-24 | Massachusetts Electric Company | MA | Attleboro | RI | SEMA |  | 0.25 | 0 | 0 | 0
49867 | GIDEONLLC-02189PV428NM |  | NO RESOURCE | PV | SUN |  | 2017-05-24 | Massachusetts Electric Company | MA | Weymouth | SEMA | SEMA |  | 0.428 | 0 | 0 | 0.156
49895 | SHIRLEYLANDFILL-01464PV1000NM | 41348 | MA_302_1.5 PV_169 LEOMINSTER RD_SHIRLEY | PV | SUN |  | 2017-05-30 | Massachusetts Electric Company | MA | Shirley | CMA/NEMA | WCMA |  | 1 | 0 | 0 | 0.008
49930 | FINEEDGETOOL-02703PV72QF |  | NO RESOURCE | PV | SUN |  | 2017-06-02 | Massachusetts Electric Company | MA | Attleboro | RI | SEMA |  | 0.072 | 0 | 0 | 0.016
49931 | KEARSARGEBELL.-02019PV3108NM |  | NO RESOURCE | PV | SUN |  | 2017-06-02 | Massachusetts Electric Company | MA | Bellingham | RI | SEMA |  | 3.108 | 0 | 0 | 1.338
49934 | CECSOLAR#1062-01364PV792NM | 41249 | MA_67_0.92 PV_7 NEW-ATHOL RD_ORANGE | PV | SUN |  | 2017-06-09 | Massachusetts Electric Company | MA | Orange | WMA | WCMA |  | 0.792 | 0 | 0 | 0.342
49935 | 510PVDEVNEWBURY-01951PV1992NM | 41192 | MA_434_1.992 PV_4 MIDDLE RD_NEWBURY | PV | SUN |  | 2017-06-09 | Massachusetts Electric Company | MA | Newbury | BOSTON | NEMA |  | 1.992 | 0 | 0 | 0.863
49937 | TOWN_OF_ORLEANS_ID2058041 | 38841 | SYNCARPHA FREETOWN | PV | SUN |  | 2017-06-03 | NSTAR Electric Company | MA | East Freetown | SEMA | SEMA |  | 3.96 | 0 | 0 | 1.84
49951 | IRONHORSE4LLC-01862PV4999NM | 40736 | SYNCARPHA BILLERICA | PV | SUN |  | 2017-06-21 | Massachusetts Electric Company | MA | North Billerica | CMA/NEMA | WCMA |  | 4.999 | 0 | 0 | 2.145
50001 | SHEACONCRETE-01913PV80QF |  | NO RESOURCE | PV | SUN |  | 2017-06-22 | Massachusetts Electric Company | MA | Amesbury | BOSTON | NEMA |  | 0.08 | 0 | 0 | 0.004
50002 | CURRYHARDWARE-02339PV84QF |  | NO RESOURCE | PV | SUN |  | 2017-06-27 | Massachusetts Electric Company | MA | Hanover | SEMA | SEMA |  | 0.084 | 0 | 0 | 0.013
50025 | WALLINGFORD UNIT 6 | 38278 | WALLINGFORD UNIT 6 AND UNIT 7 | GT | NG |  | 2018-05-09 | Engie Energy Marketing NA, Inc. | CT | Wallingford | SWCT | CT | 55517 | 58.8999 | 50 | 50 | 46.19
50026 | WALLINGFORD UNIT 7 | 38278 | WALLINGFORD UNIT 6 AND UNIT 7 | GT | NG |  | 2018-05-09 | Engie Energy Marketing NA, Inc. | CT | Wallingford | SWCT | CT | 55517 | 58.8999 | 50 | 50 | 46.367
50048 | UNICORRPACKAGING-01752PV480QF |  | NO RESOURCE | PV | SUN |  | 2017-07-19 | Massachusetts Electric Company | MA | Marlborough | CMA/NEMA | WCMA |  | 0.48 | 0 | 0 | 0
50052 | CECSOLAR#1052-01032PV852NM | 41313 | MA_70_0.99 PV_194 BERKSHIRE TR E_GOSHEN | PV | SUN |  | 2017-07-19 | Massachusetts Electric Company | MA | Goshen | WMA | WCMA |  | 0.852 | 0 | 0 | 0.367
50057 | ORBITENERGY-02919PV3200DG |  | NO RESOURCE | IC | OBG |  | 2017-07-19 | The Narragansett Electric Company | RI | Johnston | RI | RI |  | 3.2 | 0 | 0 | 3.2
50058 | CECSOLAR#1058-01096PV990NM | 41261 | MA_51_0.99 PV_127 GOSHEN RD_WILLIAMSBURG | PV | SUN |  | 2017-07-19 | Massachusetts Electric Company | MA | Williamsburg | WMA | WCMA |  | 0.99 | 0 | 0 | 0.473
50059 | CECSOLAR#1084-01569PV990NM | 41339 | MA_52_0.99 PV_189 MENDON ST_UXBRIDGE | PV | SUN |  | 2017-07-19 | Massachusetts Electric Company | MA | Uxbridge | RI | SEMA |  | 0.99 | 0 | 0 | 0.442
50060 | QUALITYDRIVELLC-02865PV1116NM |  | NO RESOURCE | PV | SUN |  | 2017-07-25 | The Narragansett Electric Company | RI | Lincoln | RI | RI |  | 1.116 | 0 | 0 | 0.4
50072 | LAMPLIGHTERINC-02837PV216RE | 40641 | RI_25_RE GROWTH PV_50 SNELL RD_LITTLE COMPTON | PV | SUN |  | 2017-07-26 | The Narragansett Electric Company | RI | Little Compton | SEMA | RI |  | 0.216 | 0 | 0 | 0.118
50073 | BRISTOLBUFFETLLC-02809PV46NM |  | NO RESOURCE | PV | SUN |  | 2017-07-25 | The Narragansett Electric Company | RI | Bristol | RI | RI |  | 0.046 | 0 | 0 | 0.015
50077 | NRGDIGHTONLLC-02715PV3130NM | 41371 | MA_344_3.13 PV_2729 ELM ST_DIGHTON | PV | SUN |  | 2017-07-27 | Massachusetts Electric Company | MA | Dighton | SEMA | SEMA |  | 3.13 | 0 | 0 | 1.371
50078 | EMBRACELOANS#25-02842PV133NM |  | NO RESOURCE | PV | SUN |  | 2017-07-28 | The Narragansett Electric Company | RI | Middletown | SEMA | RI |  | 0.133 | 0 | 0 | 0
50087 | RGCMILLWESTBLDG36-01845PV108QF |  | NO RESOURCE | PV | SUN |  | 2017-08-02 | Massachusetts Electric Company | MA | North Andover | BOSTON | NEMA |  | 0.108 | 0 | 0 | 0
50088 | RICANNONBLDG-02904PV40NM |  | NO RESOURCE | PV | SUN |  | 2017-08-02 | The Narragansett Electric Company | RI | Providence | RI | RI |  | 0.04 | 0 | 0 | 0
50090 | NM HADLEY 2 SOLAR LLC | 38795 | HADLEY 2 | PV | SUN |  | 2017-08-01 | NSTAR Electric Company | MA | Hadley | WMA | WCMA |  | 1.95 | 0 | 0 | 0.811
50091 | VHWBROOKFIELDLLC-01082PV4008NM | 41264 | MA_200_4.016 PV_33 GILBERTVILLE RD_WARE | PV | SUN |  | 2017-08-07 | Massachusetts Electric Company | MA | Ware | WMA | WCMA |  | 4.008 | 0 | 0 | 2.23
50097 | NEXAMPPALMER-01069PV2550NM | 41154 | MA_385_2.55 PV_0 PETERSON ST_PALMER | PV | SUN |  | 2017-08-08 | Massachusetts Electric Company | MA | Palmer | WMA | WCMA |  | 2.55 | 0 | 0 | 1.086
50100 | FOXBOROLANDFILL-02035PV1200NM | 41204 | MA_358_1.2 PV_40 E BELCHER RD_FOXBORO | PV | SUN |  | 2017-08-08 | Massachusetts Electric Company | MA | Foxboro | RI | SEMA |  | 1.2 | 0 | 0 | 0.489
50104 | NM SPRFLD TECH COMM COLLEGE | 38583 | AGAWAM II | PV | SUN |  | 2017-08-01 | NSTAR Electric Company | MA | West Springfield | WMA | WCMA |  | 1.936 | 0 | 0 | 0.622
50106 | SALISBURYHOUSING-01830PV4968NM | 41438 | MA_2_4.968 PV_0 WILLOW AV_HAVERHILL | PV | SUN |  | 2017-08-09 | Massachusetts Electric Company | MA | Haverhill | BOSTON | NEMA |  | 4.968 | 0 | 0 | 1.963
50107 | CECSOLAR#1059-01331PV990NM | 41244 | MA_53_0.99 PV_190 BALDWINVILLE RD_PHILLIPSTON | PV | SUN |  | 2017-08-02 | Massachusetts Electric Company | MA | Phillipston | WMA | WCMA |  | 0.99 | 0 | 0 | 0.418
50108 | CECSOLAR#1081-01247PV990NM | 41262 | MA_54_0.99 PV_1006 RIVER RD_CLARKSBURG | PV | SUN |  | 2017-08-03 | Massachusetts Electric Company | MA | Clarksburg | WMA | WCMA |  | 0.99 | 0 | 0 | 0.451
50109 | ALTUSPOWER-01007PV999NM | 41126 | MA_30_1 PV_225 OLD-SPRINGFIELD RD_BELCHERTOWN | PV | SUN |  | 2017-08-09 | Massachusetts Electric Company | MA | Belchertown | WMA | WCMA |  | 0.999 | 0 | 0 | 0.444
50111 | CECSolar#1079-01247PV990NM | 41263 | MA_55_0.99 PV_251 RESERVOIR RD_NORTH ADAMS | PV | SUN |  | 2017-08-03 | Massachusetts Electric Company | MA | North Adams | WMA | WCMA |  | 0.99 | 0 | 0 | 0.401
50112 | CECSolar#1080-01247PV990NM | 41265 | MA_56_0.99 PV_251 RESERVOIR RD_NORTH ADAMS | PV | SUN |  | 2017-08-03 | Massachusetts Electric Company | MA | North Adams | WMA | WCMA |  | 0.99 | 0.002 | 0.002 | 0.389
50113 | WEBSTERHOUSING-01519PV2700NM | 41201 | MA_303_2.7 PV_43 ESTABROOK ST_GRAFTON | PV | SUN |  | 2017-08-09 | Massachusetts Electric Company | MA | Grafton | CMA/NEMA | WCMA |  | 2.7 | 0 | 0 | 1.261
50115 | WEST MEDWAY JET 4 | 38289 | MEDWAY PEAKER - SEMARI | GT | NG | DFO | 2019-03-28 | West Medway II, LLC | MA | Medway | RI | SEMA |  | 97.75 | 103.467 | 103.467 | 96.274
50116 | WEST MEDWAY JET 5 | 38289 | MEDWAY PEAKER - SEMARI | GT | NG | DFO | 2019-05-02 | West Medway II, LLC | MA | Medway | RI | SEMA |  | 97.75 | 103.467 | 103.467 | 92.485
50119 | BWCBASSRIVERLLC-02790PV2000NM | 41104 | MA_21_1.725 PV_139 SHUMAN AV_STOUGHTON | PV | SUN |  | 2017-08-14 | Massachusetts Electric Company | MA | Westport | SEMA | SEMA |  | 2 | 0 | 0 | 1.009
50120 | MWRAFISHHATCHERY-01082PV65NM |  | NO RESOURCE | HDR | WAT |  | 2017-08-14 | Massachusetts Electric Company | MA | Ware | WMA | WCMA |  | 0.065 | 0.05 | 0.05 | 0.054
50122 | FAIRGROUNDSREALTY-01230PV499NM | 41219 | MA_417_0.499 PV_659 S MAIN ST_GT BARRINGTON | PV | SUN |  | 2017-08-14 | Massachusetts Electric Company | MA | Great Barrington | WMA | WCMA |  | 0.499 | 0 | 0 | 0.22
50124 | LODESTARSOLAR-01225PV499NM | 41329 | MA_413_0.499 PV_926 N STATE RD_CHESHIRE | PV | SUN |  | 2017-08-16 | Massachusetts Electric Company | MA | Cheshire | WMA | WCMA |  | 0.499 | 0 | 0 | 0.222
50127 | CLARKSBURGSOLAR-01247PV499NM | 41326 | MA_411_0.4995 PV_650 W CROSS RD_CLARKSBURG | PV | SUN |  | 2017-08-16 | Massachusetts Electric Company | MA | Clarksburg | WMA | WCMA |  | 0.499 | 0 | 0 | 0.196
50128 | TIVERTONPOWER-02878PV200RE | 40644 | RI_27_RE GROWTH PV_304 PROGRESS RD_TIVERTON | PV | SUN |  | 2017-08-14 | The Narragansett Electric Company | RI | Tiverton | SEMA | RI |  | 0.2 | 0 | 0 | 0.052
50129 | GRANITE&MARBLEINC-01507PV100QF |  | NO RESOURCE | PV | SUN |  | 2017-08-14 | Massachusetts Electric Company | MA | Charlton | WMA | WCMA |  | 0.1 | 0 | 0 | 0.004
50130 | VHWBROOKFIELD#2-01082PV936NM | 41332 | MA_379_0.936 PV_33 GILBERTVILLE RD_WARE | PV | SUN |  | 2017-08-16 | Massachusetts Electric Company | MA | Ware | WMA | WCMA |  | 0.936 | 0 | 0 | 0.482
50131 | AMERESCOMENDON-01756PV1000NM | 41128 | MA_31_1 PV_36 MILFORD ST_MENDON | PV | SUN |  | 2017-08-15 | Massachusetts Electric Company | MA | Mendon | RI | SEMA |  | 1 | 0 | 0 | 0.5
50132 | SHIRLEYSOLAR3-01464PV936NM | 41199 | MA_298_0.9976 PV_0 LAWTON RD_SHIRLEY | PV | SUN |  | 2017-08-16 | Massachusetts Electric Company | MA | Shirley | CMA/NEMA | WCMA |  | 0.936 | 0 | 0 | 0.44
50133 | TUFTSUNIVERSITY-01536PV2000NM |  | NO RESOURCE | PV | SUN |  | 2017-08-16 | Massachusetts Electric Company | MA | North Grafton | CMA/NEMA | WCMA |  | 2 | 0 | 0 | 0
50146 | WORC.LANDFILL#1-01602PV4400NM | 41266 | MA_280_6.5 PV_20 NIPPNAPP TR_WORCESTER | PV | SUN |  | 2017-08-23 | Massachusetts Electric Company | MA | Worcester | CMA/NEMA | WCMA |  | 4.4 | 0 | 0 | 0.294
50147 | BWC19LLCHOPEDALE-01747PV1000NM | 41228 | MA_32_1 PV_300 S MAIN ST_HOPEDALE | PV | SUN |  | 2017-08-23 | Massachusetts Electric Company | MA | Hopedale | RI | SEMA |  | 1 | 0 | 0 | 0.45
50148 | SHMASHEFFIELD-01257PV499NM | 41335 | MA_418_0.499 PV_49 LIME-KILN RD_SHEFFIELD | PV | SUN |  | 2017-08-24 | Massachusetts Electric Company | MA | Sheffield | WMA | WCMA |  | 0.499 | 0 | 0 | 0.245
50155 | SEDTHREELLC-02375PV270NM | 41134 | MA_143_0.27 PV_58 NORFOLK AV_SOUTH EASTON | PV | SUN |  | 2017-08-23 | Massachusetts Electric Company | MA | South Easton | SEMA | SEMA |  | 0.27 | 0 | 0 | 0.097
50156 | SHMASHEFFIELD3-01257PV250NM | 41423 | MA_419_0.25 PV_1399 N MAIN ST_SHEFFIELD | PV | SUN |  | 2017-08-24 | Massachusetts Electric Company | MA | Sheffield | WMA | WCMA |  | 0.25 | 0 | 0 | 0.115
50157 | CECSOLAR#1054-01590PV960NM | 41267 | MA_57_0.96 PV_80 WORCESTER-PROVIDENCE TP_SUTTON | PV | SUN |  | 2017-08-29 | Massachusetts Electric Company | MA | Sutton | CMA/NEMA | WCMA |  | 0.96 | 0 | 0 | 0.329
50169 | WESTMINSTERSOLAR-01473PV450NM |  | NO RESOURCE | PV | SUN |  | 2017-08-24 | Massachusetts Electric Company | MA | Westminster | WMA | WCMA |  | 0.45 | 0 | 0 | 0
50182 | PLANETAID-01757PV400NM | 41123 | MA_131_0.3663 PV_47 SUMNER ST_MILFORD | PV | SUN |  | 2017-08-28 | Massachusetts Electric Company | MA | Milford | RI | SEMA |  | 0.4 | 0 | 0 | 0.157
50183 | GREENDOTSOLARLLC-01952PV500NM | 41222 | MA_431_0.5 PV_105 RABBIT RD_SALISBURY | PV | SUN |  | 2017-09-06 | Massachusetts Electric Company | MA | Salisbury | BOSTON | NEMA |  | 0.5 | 0 | 0 | 0.225
50185 | CECSOLAR#1063-02379PV1656NM |  | NO RESOURCE | PV | SUN |  | 2017-09-07 | Massachusetts Electric Company | MA | West Bridgewater | SEMA | SEMA |  | 1.656 | 0 | 0 | 0.741
50190 | FLINTRDSOLARLLC-01527PV499NM | 41195 | MA_287_0.499 PV_0 WESTBOROUGH ST_MILLBURY | PV | SUN |  | 2017-09-06 | Massachusetts Electric Company | MA | Millbury | CMA/NEMA | WCMA |  | 0.499 | 0 | 0 | 0.176
50196 | SOLTENPLAINVILLE-02762PV4890NM | 41105 | MA_3_4.89 PV_14 BELCHER ST_PLAINVILLE | PV | SUN |  | 2017-08-30 | Massachusetts Electric Company | MA | Plainville | RI | SEMA |  | 4.89 | 0 | 0 | 1.68
50197 | ARDENJEWELRY-02919PV108NM |  | NO RESOURCE | PV | SUN |  | 2017-09-06 | The Narragansett Electric Company | RI | Johnston | RI | RI |  | 0.108 | 0 | 0 | 0.027
50201 | BROCKTONHOUSING-02302PV3720NM | 41350 | MA_8_3.72 PV_0 THATCHER ST_BROCKTON | PV | SUN |  | 2017-09-07 | Massachusetts Electric Company | MA | Brockton | SEMA | SEMA |  | 3.72 | 0 | 0 | 1.619
50202 | WORC.LANDFILL#2-01602PV2100NM |  | NO RESOURCE | PV | SUN |  | 2017-09-06 | Massachusetts Electric Company | MA | Worcester | CMA/NEMA | WCMA |  | 2.1 | 0 | 0 | 1.573
50203 | HOLLANDCOMPANY-01247PV499NM | 41251 | MA_92_0.499 PV_0 S STATE ST_NORTH ADAMS | PV | SUN |  | 2017-09-07 | Massachusetts Electric Company | MA | North Adams | WMA | WCMA |  | 0.499 | 0 | 0 | 0.168
50208 | COHSOLARLLC-02025PV420NM | 41211 | MA_368_0.42 PV_81 CEDAR ST_COHASSET | PV | SUN |  | 2017-09-11 | Massachusetts Electric Company | MA | Cohasset | SEMA | SEMA |  | 0.42 | 0 | 0 | 0.162
50212 | JAMESPETERSEN-02814PV196RE | 40642 | RI_26_RE GROWTH PV_451 PUTNAM PIKE_GLOCESTER | PV | SUN |  | 2017-09-08 | The Narragansett Electric Company | RI | Chepatchet | RI | RI |  | 0.196 | 0 | 0 | 0.081
50213 | UPTONSOLARLLC213-01568PV1000NM |  | NO RESOURCE | PV | SUN |  | 2017-09-18 | Massachusetts Electric Company | MA | Upton | RI | SEMA |  | 1 | 0 | 0 | 0.435
50215 | UPTONSOLARLLC#2-01568PV1000NM |  | NO RESOURCE | PV | SUN |  | 2017-09-20 | Massachusetts Electric Company | MA | Upton | RI | SEMA |  | 1 | 0 | 0 | 0.414
50216 | PRINCETONWORC.-01886PV323NM | 41424 | MA_430_0.308 PV_500 PRINCETON WA_WESTFORD | PV | SUN |  | 2017-09-18 | Massachusetts Electric Company | MA | Westford | CMA/NEMA | WCMA |  | 0.323 | 0 | 0 | 0.094
50219 | BANKSTHOLDINGS-02832PV400RE | 40654 | RI_29_RE GROWTH PV_44 BANK ST_HOPKINTON | PV | SUN |  | 2017-09-22 | The Narragansett Electric Company | RI | Hope Valley | RI | RI |  | 0.4 | 0 | 0 | 0.159
50223 | COV.SCHOOL-SOLECT-02816PV100NM |  | NO RESOURCE | PV | SUN |  | 2017-09-27 | The Narragansett Electric Company | RI | Coventry | RI | RI |  | 0.1 | 0 | 0 | 0.01
50229 | FARLEYRDSOLAR-01571PV1000NM | 41144 | MA_310_1 PV_0 FARLEY RD_DUDLEY | PV | SUN |  | 2017-09-28 | Massachusetts Electric Company | MA | Dudley | WMA | WCMA |  | 1 | 0.005 | 0.005 | 0.406
50230 | EMBRACELOANS110-02842PV133NM |  | NO RESOURCE | PV | SUN |  | 2017-10-02 | The Narragansett Electric Company | RI | Middletown | SEMA | RI |  | 0.133 | 0 | 0 | 0
50231 | ATTLEBOROHOUSING-02777PV1656NM | 41113 | MA_201_1.656 PV_788 WOOD ST_SWANSEA | PV | SUN |  | 2017-09-28 | Massachusetts Electric Company | MA | Swansea | RI | SEMA |  | 1.656 | 0 | 0 | 0.597
50232 | AAANORTHEASTLNC-02915PV150NM |  | NO RESOURCE | PV | SUN |  | 2017-09-28 | The Narragansett Electric Company | RI | Riverside | RI | RI |  | 0.15 | 0 | 0 | 0.02
50233 | DUDLEYSOLAR#2-01571PV500NM | 41142 | MA_100_0.5 PV_55 DUDLEY OXFORD RD_DUDLEY | PV | SUN |  | 2017-10-02 | Massachusetts Electric Company | MA | Dudley | WMA | WCMA |  | 0.5 | 0 | 0 | 0.187
50234 | DUDLEYSOLAR#4-01571PV500NM | 41358 | MA_99_0.5 PV_55 W DUDLEY RD_DUDLEY | PV | SUN |  | 2017-10-03 | Massachusetts Electric Company | MA | Dudley | WMA | WCMA |  | 0.5 | 0 | 0 | 0.212
50235 | DUDLEYSOLAR#1-01571PV400NM | 41085 | MA_118_0.4 PV_55 DUDLEY OXFORD RD_DUDLEY | PV | SUN |  | 2017-10-04 | Massachusetts Electric Company | MA | Dudley | WMA | WCMA |  | 0.4 | 0 | 0 | 0.208
50241 | SPOFFORDRDSOLAR-01921PV750NM | 41298 | MA_432_0.75 PV_7A SPOFFORD RD_BOXFORD | PV | SUN |  | 2017-10-02 | Massachusetts Electric Company | MA | Boxford | BOSTON | NEMA |  | 0.75 | 0 | 0 | 0.296
50242 | DUDLEYSOLAR#3-01571PV500NM | 41146 | MA_101_0.5 PV_55 DUDLEY OXFORD RD_DUDLEY | PV | SUN |  | 2017-10-03 | Massachusetts Electric Company | MA | Dudley | WMA | WCMA |  | 0.5 | 0 | 0 | 0.166
50310 | PLEASANTDALERD-01543PV1000NM | 41140 | MA_290_1 PV_394 PLEASANTDALE RD_RUTLAND | PV | SUN |  | 2017-10-12 | Massachusetts Electric Company | MA | Rutland | WMA | WCMA |  | 1 | 0 | 0 | 0.35
50412 | TOWNOFWENDELL-01510PV1954NM | 41368 | MA_295_2.196 PV_100 ADAMS RD_CLINTON | PV | SUN |  | 2017-10-13 | Massachusetts Electric Company | MA | Clinton | CMA/NEMA | WCMA |  | 1.954 | 0 | 0 | 1.044
50413 | BWCFIVEMILERIVER-01832PV3000NM | 41345 | MA_433_3 PV_1050 HILLDALE AV_HAVERHILL | PV | SUN |  | 2017-10-11 | Massachusetts Electric Company | MA | Haverhill | BOSTON | NEMA |  | 3 | 0 | 0 | 1.47
50415 | TOWNOFDUNSTABLE-02196PV4680NM | 41139 | MA_288_4.68 PV_67 PLEASANTDALE RD_RUTLAND | PV | SUN |  | 2017-10-17 | Massachusetts Electric Company | MA | Rutland | WMA | WCMA |  | 4.68 | 0 | 0 | 1.876
50430 | TOURBILLONTRAILER-02857PV196RE | 40647 | RI_28_RE GROWTH PV_401 SNAKE HILL RD_GLOCESTER | PV | SUN |  | 2017-10-18 | The Narragansett Electric Company | RI | North Scituate | RI | RI |  | 0.196 | 0 | 0 | 0.095
50440 | INCOMINCCHARLTON-01507PV2000NM | 41203 | MA_317_2.5 PV_294 SOUTHBRIDGE RD_CHARLTON | PV | SUN |  | 2017-10-18 | Massachusetts Electric Company | MA | Charlton | WMA | WCMA |  | 2 | 0 | 0 | 0.932
50448 | FOXBOROELMLLC-02035PV2000NM | 41198 | MA_357_2 PV_65 ELM ST_FOXBORO | PV | SUN |  | 2017-10-23 | Massachusetts Electric Company | MA | Foxboro | RI | SEMA |  | 2 | 0 | 0 | 0.87
50449 | MASOLARHGWYLLC-01266PV500NM | 41081 | MA_80_0.5 PV_36 STOCKBRIDGE RD_W STOCKBRIDGE | PV | SUN |  | 2017-10-23 | Massachusetts Electric Company | MA | West Stockbridge | WMA | WCMA |  | 0.5 | 0 | 0 | 0.227
50456 | BWCSTURBRIDGE#2-01566PV1000NM | 41349 | MA_322_1 PV_1 HARE RD_STURBRIDGE | PV | SUN |  | 2017-11-01 | Massachusetts Electric Company | MA | Sturbridge | WMA | WCMA |  | 1 | 0 | 0 | 0.33
50457 | BWCSTURBRIDGE#1-01566PV1000NM | 41280 | MA_321_1 PV_1 HARE RD_STURBRIDGE | PV | SUN |  | 2017-11-08 | Massachusetts Electric Company | MA | Sturbridge | WMA | WCMA |  | 1 | 0 | 0 | 0.399
50459 | ZPTPHILLIPSTON-01331PV1000NM | 41107 | MA_61_0.972 PV_0 STATE RD_PHILLIPSTON | PV | SUN |  | 2017-11-06 | Massachusetts Electric Company | MA | Phillipston | WMA | WCMA |  | 1 | 0 | 0 | 0.476
50460 | MAINSAUGUSLLC-01906PV1296NM | 41220 | MA_423_1.296 PV_515 MAIN ST_SAUGUS | PV | SUN |  | 2017-11-07 | Massachusetts Electric Company | MA | Saugus | BOSTON | NEMA |  | 1.296 | 0 | 0 | 0.582
50461 | WESTSHAFTSOLAR-01247PV996NM | 41302 | MA_412_0.996 PV_700 W SHAFT RD_NORTH ADAMS | PV | SUN |  | 2017-11-06 | Massachusetts Electric Company | MA | North Adams | WMA | WCMA |  | 0.996 | 0 | 0 | 0.447
50462 | CASSIOPEIA SOLAR |  | NO RESOURCE | PV | SUN |  | 2017-11-07 | Fitchburg Gas & Electric Light Company | MA | Ashby | WMA | WCMA |  | 1.848 | 0 | 0 | 0.818
50525 | AYERSOLARLLCI-01432PV864NM |  | NO RESOURCE | PV | SUN |  | 2017-11-14 | Massachusetts Electric Company | MA | Ayer | CMA/NEMA | WCMA |  | 0.864 | 0 | 0 | 0.406
50574 | LODESTARSOLAR-01230PV1000NM |  | NO RESOURCE | PV | SUN |  | 2017-11-30 | Massachusetts Electric Company | MA | Great Barrington | WMA | WCMA |  | 1 | 0 | 0 | 0.469
50577 | DUDLEYRIVERSLR2-01550PV1000NM | 41054 | MA_36_1 PV_307 DUDLEY-RIVER RD_SOUTHBRIDGE | PV | SUN |  | 2017-12-05 | Massachusetts Electric Company | MA | Southbridge | WMA | WCMA |  | 1 | 0 | 0 | 0.468
50584 | SOLARWAY (PV) | 41535 | FGE SOLARWAY CAPACITY | PV | SUN |  | 2017-11-30 | Fitchburg Gas & Electric Light Company | MA | Fitchburg | WMA | WCMA |  | 1 | 0 | 0 | 0.436
50590 | CLARKUNIV.CHP-01610CHP2000QF |  | NO RESOURCE | GT | NG |  | 2017-11-29 | Massachusetts Electric Company | MA | Worcester | WMA | WCMA |  | 2 | 0.013 | 0.013 | 2
50592 | SOLTENRANDOLPH-02368PV3780NM | 41231 | MA_7_3.78 PV_2 JOHNSON DR_RANDOLPH | PV | SUN |  | 2017-11-29 | Massachusetts Electric Company | MA | Randolph | SEMA | SEMA |  | 3.78 | 0 | 0 | 1.315
50593 | CHERRYVALLEYSLR-01524PV1000NM |  | NO RESOURCE | PV | SUN |  | 2017-11-29 | Massachusetts Electric Company | MA | Leicester | WMA | WCMA |  | 1 | 0 | 0 | 0.473
50594 | MILLSCOFFEEROAST-02905PV37.8NM |  | NO RESOURCE | PV | SUN |  | 2017-11-29 | The Narragansett Electric Company | RI | Providence | RI | RI |  | 0.038 | 0 | 0 | 0.007
50595 | FAIRGROUNDSREALTY-02892PV144NM |  | NO RESOURCE | PV | SUN |  | 2017-11-29 | The Narragansett Electric Company | RI | West Kingston | RI | RI |  | 0.144 | 0 | 0 | 0.031
50598 | EPPING PV N3455 |  | NO RESOURCE | PV | SUN |  | 2017-12-06 | Public Service Company of New Hampshire | NH | Epping | NH | NH |  | 0.56 | 0 | 0 | 0.107
50600 | CECSOLAR1096-01832PV996NM | 41241 | MA_47_0.996 PV_1291 BROADWAY_HAVERHILL | PV | SUN |  | 2017-12-06 | Massachusetts Electric Company | MA | Haverhill | BOSTON | NEMA |  | 0.996 | 0 | 0 | 0.432
50607 | COMMUNITY HEALTH CONN INC (PV) |  | NO RESOURCE | PV | SUN |  | 2017-12-05 | Fitchburg Gas & Electric Light Company | MA | Fitchburg | WMA | WCMA |  | 0.168 | 0 | 0 | 0
50608 | DUDLEYRIVERSlR-01550PV1000NM | 41056 | MA_37_1 PV_307 DUDLEY-RIVER RD_SOUTHBRIDGE | PV | SUN |  | 2017-12-05 | Massachusetts Electric Company | MA | Southbridge | WMA | WCMA |  | 1 | 0 | 0 | 0.492
50609 | SOLTENEBRDGWTR-002333PV2610NM | 41317 | MA_359_2.34 PV_234 THATCHER ST_E BRIDGEWATER | PV | SUN |  | 2017-12-11 | Massachusetts Electric Company | MA | East Bridgewater | SEMA | SEMA |  | 2.61 | 0 | 0 | 0.824
50610 | BWCWADINGRIVER-01756PV1000NM |  | NO RESOURCE | PV | SUN |  | 2017-12-11 | Massachusetts Electric Company | MA | Mendon | RI | SEMA |  | 1 | 0 | 0 | 0.467
50613 | BWCPROVIDENCEST-01756PV1000NM |  | NO RESOURCE | PV | SUN |  | 2017-12-17 | Massachusetts Electric Company | MA | Mendon | RI | SEMA |  | 1 | 0 | 0 | 0.417
50617 | HOUSATONICSOLAR1-01266PV2000NM |  | NO RESOURCE | PV | SUN |  | 2017-12-11 | Massachusetts Electric Company | MA | West Stockbridge | WMA | WCMA |  | 2 | 0 | 0 | 1.012
50618 | JHSOLARLLC-01535PV1000NM | 41059 | MA_40_1 PV_52 W BROOKFIELD RD_N BROOKFIELD | PV | SUN |  | 2017-12-11 | Massachusetts Electric Company | MA | North Brookfield | WMA | WCMA |  | 1 | 0 | 0 | 0.462
50619 | LEDEAUXSOLARLLC-01535PV1000NM | 41061 | MA_41_1 PV_62 W BROOKFIELD RD_N BROOKFIELD | PV | SUN |  | 2017-12-12 | Massachusetts Electric Company | MA | North Brookfield | WMA | WCMA |  | 1 | 0 | 0 | 0.41
50626 | WARWICKPOULTRY-02908PV252NM |  | NO RESOURCE | PV | SUN |  | 2017-12-12 | The Narragansett Electric Company | RI | Providence | RI | RI |  | 0.252 | 0 | 0 | 0.032
50627 | CLARENCEHOPKINS-02814PV196RE | 40718 | RI_30_RE GROWTH PV_1378 SNAKE HILL RD_GLOCESTER | PV | SUN |  | 2017-12-14 | The Narragansett Electric Company | RI | North Scituate | RI | RI |  | 0.196 | 0 | 0 | 0.088
50628 | BWCTHAYERRD-01756PV1000NM |  | NO RESOURCE | PV | SUN |  | 2017-12-11 | Massachusetts Electric Company | MA | Mendon | RI | SEMA |  | 1 | 0 | 0 | 0.44
50629 | WILLIAMSTOWN-01267PV1500NM | 41048 | MA_25_1.5 PV_675 SIMONDS RD_WILLIAMSTOWN | PV | SUN |  | 2017-12-11 | Massachusetts Electric Company | MA | Williamstown | WMA | WCMA |  | 1.5 | 0 | 0 | 0.653
50630 | TIM'S FABRICATORS (PV) |  | NO RESOURCE | PV | SUN |  | 2017-12-15 | Fitchburg Gas & Electric Light Company | MA | Fitchburg | WMA | WCMA |  | 0.113 | 0 | 0 | 0.04
50632 | CECSOLAR1098-02777PV996NM | 41242 | MA_48_0.996 PV_150 OAK ST_SWANSEA | PV | SUN |  | 2017-12-19 | Massachusetts Electric Company | MA | Swansea | RI | SEMA |  | 0.996 | 0 | 0 | 0.49
50634 | FUSION SOLAR CENTER | 40613 | FUSION SOLAR CENTER LLC | PV | SUN |  | 2018-04-18 | Fusion Solar Center, LLC | CT | Sprague | CT | CT |  | 17.6 | 0 | 0 | 10.787
50635 | DUDLEYRIVERSLR3-01550PV1000NM | 41041 | MA_320_1 PV_307 DUDLEY-RIVER RD_SOUTHBRIDGE | PV | SUN |  | 2017-12-19 | Massachusetts Electric Company | MA | Southbridge | WMA | WCMA |  | 1 | 0 | 0 | 0.533
50636 | MADISON HYDRO | 1114 | MADISON COMPOSITE | HDR | WAT |  | 1984-09-01 | Power Supply Services, LLC | ME | Anson | ME | ME | 7469 | 29.5193 | 14.544 | 14.544 | 4.646
50637 | PLAINFIELD II WIND |  | NO RESOURCE | WT | WND |  | 2019-01-29 | Green Development, LLC | RI | Johnston | RI | RI |  | 2.7 | 0.65 | 0.65 | 0.271
50638 | PLAINFIELD I WIND |  | NO RESOURCE | WT | WND |  | 2019-01-19 | Green Development, LLC | RI | Johnston | RI | RI |  | 2.7 | 0.54 | 0.54 | 0.202
50639 | GREEN HILL WIND |  | NO RESOURCE | WT | WND |  | 2019-01-19 | Green Development, LLC | RI | Johnston | RI | RI |  | 2.7 | 0.639 | 0.639 | 0.234
50640 | PLAINFIELD III WIND |  | NO RESOURCE | WT | WND |  | 2019-01-12 | Green Development, LLC | RI | Johnston | RI | RI |  | 2.7 | 0.563 | 0.563 | 0.259
50641 | SHUN III WIND |  | NO RESOURCE | WT | WND |  | 2019-01-19 | Green Development, LLC | RI | Johnston | RI | RI |  | 2.7 | 0.635 | 0.635 | 0.248
50642 | SHUN II WIND |  | NO RESOURCE | WT | WND |  | 2019-01-19 | Green Development, LLC | RI | Johnston | RI | RI |  | 2.7 | 0.618 | 0.618 | 0.265
50643 | SHUN I WIND |  | NO RESOURCE | WT | WND |  | 2019-01-31 | Green Development, LLC | RI | Johnston | RI | RI |  | 2.7 | 0.716 | 0.716 | 0.282
50645 | NRG_COMM_HOST_ID2137495 |  | NO RESOURCE | PV | SUN |  | 2017-12-20 | NSTAR Electric Company | MA | Carver | SEMA | SEMA |  | 1.86 | 0 | 0 | 0.884
50649 | CEC_SOLAR_1114_ID2093189 |  | NO RESOURCE | PV | SUN |  | 2017-12-20 | NSTAR Electric Company | MA | Fairhaven | SEMA | SEMA |  | 1.692 | 0 | 0 | 0.727
50654 | WESTPORT_MA1-2_LLC_ID2068650 |  | NO RESOURCE | PV | SUN |  | 2017-12-21 | NSTAR Electric Company | MA | Westport | SEMA | SEMA |  | 2.55 | 0 | 0 | 1.114
50655 | CEC_SOLAR_1040-1041_ID2020238 |  | NO RESOURCE | PV | SUN |  | 2017-12-21 | NSTAR Electric Company | MA | Kingston | SEMA | SEMA |  | 1.57 | 0 | 0 | 0.688
50659 | THE_BOG_LLC_ID2117310 |  | NO RESOURCE | PV | SUN |  | 2017-12-21 | NSTAR Electric Company | MA | Kingston | SEMA | SEMA |  | 0.48 | 0 | 0 | 0.19
50669 | TOWN_OF_LEXINGTON_ID2052550 | 38863 | SYNCARPHA LEXINGTON | PV | SUN |  | 2017-12-20 | NSTAR Electric Company | MA | Lexington | BOSTON | NEMA |  | 1.624 | 0 | 0 | 0.837
50670 | CARVER_MA_1_LLC_ID2108025 |  | NO RESOURCE | PV | SUN |  | 2017-12-21 | NSTAR Electric Company | MA | Carver | SEMA | SEMA |  | 2 | 0 | 0 | 0.762
50690 | STMARKSSCHOOL-01722PV480NM | 41089 | MA_347_0.48 PV_51 SEARS RD_SOUTHBOROUGH | PV | SUN |  | 2017-12-21 | Massachusetts Electric Company | MA | Southboro | CMA/NEMA | WCMA |  | 0.48 | 0 | 0 | 0.194
50693 | 195LIBERTYSTRLTY-02301PV259NM |  | NO RESOURCE | PV | SUN |  | 2017-12-27 | Massachusetts Electric Company | MA | Brockton | SEMA | SEMA |  | 0.259 | 0 | 0 | 0.105
50695 | LENOXWILLOWCRK-01240PV606NM |  | NO RESOURCE | PV | SUN |  | 2017-12-27 | Massachusetts Electric Company | MA | Lenox | WMA | WCMA |  | 0.606 | 0 | 0 | 0.246
50697 | STJOSEPHS-01507PV1000NM | 41047 | MA_324_1 PV_10 H PUTNAM-ROAD EX_CHARLTON | PV | SUN |  | 2017-12-27 | Massachusetts Electric Company | MA | Charlton | WMA | WCMA |  | 1 | 0 | 0 | 0.493
50699 | KAMMANFOOD-02169PV466.2QF |  | NO RESOURCE | PV | SUN |  | 2017-12-27 | Massachusetts Electric Company | MA | Quincy | SEMA | SEMA |  | 0.466 | 0 | 0 | 0
50700 | KLEARVU-02720PV180NM |  | NO RESOURCE | PV | SUN |  | 2017-12-27 | Massachusetts Electric Company | MA | Fall River | SEMA | SEMA |  | 0.18 | 0 | 0 | 0
50710 | ISMSOLARDIGHTON2-02715PV2000NM |  | NO RESOURCE | PV | SUN |  | 2018-01-04 | Massachusetts Electric Company | MA | Dighton | SEMA | SEMA |  | 2 | 0 | 0 | 1.023
50711 | SOLARSKY-02920PV216RE | 40695 | RI_31_RE GROWTH PV_1275 SEVEN MILE RD_CRANSTON | PV | SUN |  | 2017-12-29 | The Narragansett Electric Company | RI | Cranston | RI | RI |  | 0.216 | 0 | 0 | 0.091
50712 | SOUTHERNSKY-02920PV216RE | 40696 | RI_32_RE GROWTH PV_1275 SEVEN MILE RD_CRANSTON | PV | SUN |  | 2017-12-29 | The Narragansett Electric Company | RI | Cranston | RI | RI |  | 0.216 | 0 | 0 | 0.09
50713 | ATHOLSOLAR-01331PV311NM | 41153 | MA_134_0.311 PV_1006 TEMPLETON RD_ATHOL | PV | SUN |  | 2018-01-04 | Massachusetts Electric Company | MA | Athol | WMA | WCMA |  | 0.311 | 0 | 0 | 0.117
50714 | TOWN_OF_DUXBURY_ID2117207 | 40599 | DUXBURY CHANDLER | PV | SUN |  | 2018-01-02 | NSTAR Electric Company | MA | Duxbury | SEMA | SEMA |  | 0.21 | 0 | 0 | 0.087
50720 | CITYNORTHAMPTON-01062PV2355NM | 41218 | MA_410_2.355 PV_170 GLENDALE RD_NORTHAMPTON | PV | SUN |  | 2018-01-05 | Massachusetts Electric Company | MA | Northampton | WMA | WCMA |  | 2.355 | 0 | 0 | 1.126
50721 | SUNEDISONGRAFTON-01519PV1000NM |  | NO RESOURCE | PV | SUN |  | 2018-01-16 | Massachusetts Electric Company | MA | Grafton | CMA/NEMA | WCMA |  | 1 | 0 | 0 | 0.4
50722 | AIRDRAULICENG-02368PV109.3QF |  | NO RESOURCE | PV | SUN |  | 2018-01-19 | Massachusetts Electric Company | MA | Randolph | SEMA | SEMA |  | 0.109 | 0 | 0 | 0.027
50723 | BWCBOXPONDCAPERD01756PV743NM | 41064 | MA_75_0.743 PV_38 CAPE RD_MENDON | PV | SUN |  | 2018-01-23 | Massachusetts Electric Company | MA | Mendon | RI | SEMA |  | 0.743 | 0 | 0 | 0.298
50724 | 276WEYMOUTHST-02370PV166.5QF |  | NO RESOURCE | PV | SUN |  | 2018-01-19 | Massachusetts Electric Company | MA | Rockland | SEMA | SEMA |  | 0.166 | 0 | 0 | 0.012
50729 | NIPPAWUSSOLAR-02852PV780RE | 40655 | RI_33_RE GROWTH PV_200 FRENCHTOWN RD_NORTH KINGSTOWN | PV | SUN |  | 2018-01-26 | The Narragansett Electric Company | RI | North Kingstown | RI | RI |  | 0.78 | 0 | 0 | 0.285
50731 | NIPPAWUSSOLAR-02852PV930DG | 40632 | RI_23_DGSC PV_200 FRENCHTOWN RD_NORTH KINGSTOWN | PV | SUN |  | 2018-01-26 | The Narragansett Electric Company | RI | North Kingstown | RI | RI |  | 0.93 | 0 | 0 | 0.366
50734 | BWCBOXPOND1860-01756PV1860NM | 41045 | MA_20_1.86 PV_161 HARTFORD AV_MENDON | PV | SUN |  | 2018-02-02 | Massachusetts Electric Company | MA | Mendon | RI | SEMA |  | 1.86 | 0 | 0 | 0.749
50735 | JADEREALTYTRUST-01463PV160QF |  | NO RESOURCE | PV | SUN |  | 2018-02-09 | Massachusetts Electric Company | MA | Pepperell | CMA/NEMA | WCMA |  | 0.16 | 0 | 0 | 0.014
50736 | CEDFOSTERSOLAR-02825PV1980RE | 40656 | RI_34_RE GROWTH PV_0 DANIELSON PIKE_PROVIDENCE | PV | SUN |  | 2018-02-09 | The Narragansett Electric Company | RI | Foster | RI | RI |  | 1.98 | 0 | 0 | 0.894
50737 | WEBSTERSOLAR-01570PV1000NM |  | NO RESOURCE | PV | SUN |  | 2018-02-12 | Massachusetts Electric Company | MA | Webster | WMA | WCMA |  | 1 | 0 | 0 | 0.322
50738 | PALUMBOSOLAR-01569PV2000NM | 40996 | MA_12_2 PV_183 PROVIDENCE ST_UXBRIDGE | PV | SUN |  | 2018-02-13 | Massachusetts Electric Company | MA | Uxbridge | RI | SEMA |  | 2 | 0 | 0 | 1.054
50742 | MCCRACKENFINANC-01821PV112QF |  | NO RESOURCE | PV | SUN |  | 2018-02-09 | Massachusetts Electric Company | MA | Billerica | CMA/NEMA | WCMA |  | 0.112 | 0 | 0 | 0
50743 | AJAXSOLARLLC-02379PV3084NM | 41234 | MA_9_3.084 PV_35 UNITED DR_W BRIDGEWATER | PV | SUN |  | 2018-02-13 | Massachusetts Electric Company | MA | West Bridgewater | SEMA | SEMA |  | 3.084 | 0 | 0 | 1.425
50744 | EASTERNSCHLSOLAR-02356PV189NM |  | NO RESOURCE | PV | SUN |  | 2018-02-19 | Massachusetts Electric Company | MA | North Easton | SEMA | SEMA |  | 0.189 | 0 | 0 | 0.045
50783 | WEDSTILSONSOLAR-02898PV2000RE | 41042 | RI_104_RE GROWTH PV_56 STILSON RD_RICHMOND | PV | SUN |  | 2018-03-01 | The Narragansett Electric Company | RI | Wyoming | RI | RI |  | 2 | 0 | 0 | 0.886
50790 | COHASSESOLARLLC-01550PV1000NM |  | NO RESOURCE | PV | SUN |  | 2018-03-02 | Massachusetts Electric Company | MA | Southbridge | WMA | WCMA |  | 1 | 0 | 0 | 0.457
50791 | MILFORD01757SOLAR168NM |  | NO RESOURCE | PV | SUN |  | 2018-03-05 | Massachusetts Electric Company | MA | Milford | RI | SEMA |  | 0.168 | 0 | 0 | 0
50792 | 510PVBLOSSOMEAST-02720PV996QF | 38698 | BLOSSOM RD 2 FALL RIVER PV | PV | SUN |  | 2018-03-07 | Massachusetts Electric Company | MA | Fall River | SEMA | SEMA |  | 0.996 | 0 | 0 | 0.306
50793 | KEARSARGEBAYSTATE-02769PV812NM | 41271 | MA_72_0.644 PV_128 BAY-STATE RD_REHOBOTH | PV | SUN |  | 2018-02-28 | Massachusetts Electric Company | MA | Rehoboth | RI | SEMA |  | 0.812 | 0 | 0 | 0.247
50797 | 510PVBLOSSOMWEST-02720PV996QF | 38696 | BLOSSOM RD 1 FALL RIVER PV | PV | SUN |  | 2018-03-07 | Massachusetts Electric Company | MA | Fall River | SEMA | SEMA |  | 0.996 | 0 | 0 | 0.218
50799 | STORAGEUSA741-02919PV86.4NM |  | NO RESOURCE | PV | SUN |  | 2018-03-12 | The Narragansett Electric Company | RI | Johnston | RI | RI |  | 0.09 | 0 | 0 | 0.024
50800 | CECSOLAR1056LLC-01519PV990NM | 41268 | MA_58_0.99 PV_207 PROVIDENCE RD_GRAFTON | PV | SUN |  | 2018-03-14 | Massachusetts Electric Company | MA | Grafton | CMA/NEMA | WCMA |  | 0.99 | 0 | 0 | 0.476
50801 | JJCARDOSI-02915PV69RE |  | NO RESOURCE | PV | SUN |  | 2018-03-14 | The Narragansett Electric Company | RI | Riverside | RI | RI |  | 0.07 | 0 | 0 | 0.022
50802 | LODESTARSOLARHOST-01507PV499NM | 41283 | MA_328_0.499 PV_111 BROOKFIELD RD_CHARLTON | PV | SUN |  | 2018-03-15 | Massachusetts Electric Company | MA | Charlton | WMA | WCMA |  | 0.499 | 0 | 0 | 0.225
50803 | SUNSETSOLARA-01562PV499NM | 41110 | MA_94_0.499 PV_22 SUNSET LN_SPENCER | PV | SUN |  | 2018-03-14 | Massachusetts Electric Company | MA | Spencer | WMA | WCMA |  | 0.499 | 0 | 0 | 0.234
50804 | THURSTONSAILS-02809PV35NM |  | NO RESOURCE | PV | SUN |  | 2018-03-15 | The Narragansett Electric Company | RI | Bristol | RI | RI |  | 0.035 | 0 | 0 | 0
50806 | SOCOREMADEV-01453PV984NM | 41062 | MA_59_0.984 PV_982 PLEASANT ST_LEOMINSTER | PV | SUN |  | 2018-03-14 | Massachusetts Electric Company | MA | Leominster | WMA | WCMA |  | 0.984 | 0 | 0 | 0.424
50807 | BLAIREWIREVLG-01562PV1000NM | 41035 | MA_285_1 PV_48 PAXTON RD_SPENCER | PV | SUN |  | 2018-03-14 | Massachusetts Electric Company | MA | Spencer | WMA | WCMA |  | 1 | 0 | 0 | 0.47
50808 | WORCESTERSCHOOLS-01065PV339QF |  | NO RESOURCE | PV | SUN |  | 2018-03-14 | Massachusetts Electric Company | MA | Worcester | CMA/NEMA | WCMA |  | 0.339 | 0 | 0 | 0
50809 | LODESTARSOLAR3-01507PV499NM | 41281 | MA_326_0.499 PV_154 CENTER-DEPOT RD_CHARLTON | PV | SUN |  | 2018-03-15 | Massachusetts Electric Company | MA | Charlton | WMA | WCMA |  | 0.499 | 0 | 0 | 0.195
50810 | LODESTARSOLAR2-01507PV499NM | 41282 | MA_327_0.499 PV_142 BROOKFIELD RD_CHARLTON | PV | SUN |  | 2018-03-15 | Massachusetts Electric Company | MA | Charlton | WMA | WCMA |  | 0.499 | 0 | 0 | 0.18
50811 | PROVWATERSUPPLY-02907PV496NM |  | NO RESOURCE | PV | SUN |  | 2018-03-15 | The Narragansett Electric Company | RI | Providence | RI | RI |  | 0.496 | 0 | 0 | 0.034
50812 | 87TOMHARVEYRD-02891PV167NM |  | NO RESOURCE | PV | SUN |  | 2018-03-16 | The Narragansett Electric Company | RI | Westerly | RI | RI |  | 0.167 | 0 | 0 | 0.055
50815 | COOLIDGE SOLAR | 38823 | COOLIDGE SOLAR | PV | SUN |  | 2018-12-20 | NextEra Energy Marketing, LLC | VT | Ludlow | VT | VT |  | 22.5018 | 0 | 0 | 9.599
50816 | NORTONSOLAR2-02766PV495NM | 41088 | MA_342_0.495 PV_36 CLAPP ST_NORTON | PV | SUN |  | 2018-03-16 | Massachusetts Electric Company | MA | Norton | RI | SEMA |  | 0.495 | 0 | 0 | 0.186
50817 | SUNSETSOLARB-01562PV499NM | 41111 | MA_95_0.499 PV_22 SUNSET LN_SPENCER | PV | SUN |  | 2018-03-14 | Massachusetts Electric Company | MA | Spencer | WMA | WCMA |  | 0.499 | 0 | 0 | 0.214
50818 | NORTONSOLAR1-02766PV495NM | 41087 | MA_341_0.495 PV_20 CLAPP ST_NORTON | PV | SUN |  | 2018-03-15 | Massachusetts Electric Company | MA | Norton | RI | SEMA |  | 0.495 | 0 | 0 | 0.118
50819 | WEDKINGSTOWNWEST-02898PV1500NM |  | NO RESOURCE | PV | SUN |  | 2018-03-19 | The Narragansett Electric Company | RI | Richmond | RI | RI |  | 1.5 | 0 | 0 | 0.645
50820 | SECURITYREALTY-01772PV650NM | 41372 | MA_346_0.65 PV_0 SCHOOL ST_SOUTHBOROUGH | PV | SUN |  | 2018-03-19 | Massachusetts Electric Company | MA | Southborough | CMA/NEMA | WCMA |  | 0.65 | 0 | 0 | 0.06
50821 | WEDKINGSTOWNEAST-02898PV3000NM |  | NO RESOURCE | PV | SUN |  | 2018-03-20 | The Narragansett Electric Company | RI | Richmond | RI | RI |  | 3 | 0 | 0 | 1.379
50823 | TOWNOFWENDELL-01510PV1000NM | 41277 | MA_294_1.08 PV_111 ADAMS RD_CLINTON | PV | SUN |  | 2018-03-20 | Massachusetts Electric Company | MA | Clinton | CMA/NEMA | WCMA |  | 1 | 0 | 0 | 0.478
50824 | FOUNDRY01852SOLAR266.400SMAOBC |  | NO RESOURCE | PV | SUN |  | 2018-03-23 | Massachusetts Electric Company | MA | Lowell | CMA/NEMA | WCMA |  | 0.266 | 0 | 0 | 0.089
50825 | ALTERNATEPWR-02147PV995NM |  | NO RESOURCE | PV | SUN |  | 2018-03-23 | Massachusetts Electric Company | MA | Clarksburg | WMA | WCMA |  | 0.995 | 0 | 0 | 0.441
50826 | WOODCHUCKLNSOLAR-01562PV1000NM | 41366 | MA_286_1 PV_19 WOODCHUCK LN_SPENCER | PV | SUN |  | 2018-03-23 | Massachusetts Electric Company | MA | Spencer | WMA | WCMA |  | 1 | 0 | 0 | 0.479
50828 | STOFRIPOWERS-02908PV140NM |  | NO RESOURCE | PV | SUN |  | 2018-03-30 | The Narragansett Electric Company | RI | Providence | RI | RI |  | 0.14 | 0 | 0 | 0
50829 | ONYXDEVGRP-02359PV2400NM | 41435 | MA_371_2.4 PV_174 HOBOMOCK ST_PEMBROKE | PV | SUN |  | 2018-03-26 | Massachusetts Electric Company | MA | Pembroke | SEMA | SEMA |  | 2.4 | 0 | 0 | 1.021
50830 | SAMPSONRDSOLAR-01507PV2000NM | 41002 | MA_13_2 PV_18 SAMPSON RD_CHARLTON | PV | SUN |  | 2018-03-26 | Massachusetts Electric Company | MA | Charlton | WMA | WCMA |  | 2 | 0 | 0 | 0.796
50831 | TOSSOLAR2/725-01550PV480NM | 41181 | MA_315_0.48 PV_725 GUELPHWOOD RD_SOUTHBRIDGE | PV | SUN |  | 2018-03-26 | Massachusetts Electric Company | MA | Southbridge | WMA | WCMA |  | 0.48 | 0 | 0 | 0.214
50832 | TOSSOLAR2/726-01550PV984NM | 41254 | MA_316_0.984 PV_726 GUELPHWOOD RD_SOUTHBRIDGE | PV | SUN |  | 2018-03-26 | Massachusetts Electric Company | MA | Southbridge | WMA | WCMA |  | 0.984 | 0 | 0 | 0.472
50834 | GOODINGBUSSPACE-02809PV156RE |  | NO RESOURCE | PV | SUN |  | 2018-03-27 | The Narragansett Electric Company | RI | Bristol | RI | RI |  | 0.156 | 0 | 0 | 0.074
50835 | ALTON BRADFORD ROAD SOLAR | 41555 | ALTON BRADFORD ROAD SOLAR | PV | SUN |  | 2020-04-30 | Galt Power Inc. | RI | Hopkinton | RI | RI |  | 11.1 | 0 | 0 | 7.072
50864 | SAMMANRLTY-02896PV840RG | 40744 | RI_43_RE GROWTH PV_582 GREAT RD_NORTH SMITHFIELD | PV | SUN |  | 2018-04-06 | The Narragansett Electric Company | RI | North Smithfield | RI | RI |  | 0.84 | 0 | 0 | 0.331
50866 | WAREHAM 1 |  | NO RESOURCE | PV | SUN |  | 2019-07-10 | Boston Energy Trading and Marketing LLC | MA | Wareham | SEMA | SEMA |  | 1.12 | 0 | 0 | 0.633
50867 | WAREHAM 2 |  | NO RESOURCE | PV | SUN |  | 2019-07-03 | Boston Energy Trading and Marketing LLC | MA | Wareham | SEMA | SEMA |  | 0.8 | 0 | 0 | 0.508
50868 | WAREHAM 3 |  | NO RESOURCE | PV | SUN |  | 2019-07-03 | Boston Energy Trading and Marketing LLC | MA | Wareham | SEMA | SEMA |  | 1.12 | 0 | 0 | 0.645
50869 | WAREHAM 4 |  | NO RESOURCE | PV | SUN |  | 2019-07-03 | Boston Energy Trading and Marketing LLC | MA | Wareham | SEMA | SEMA |  | 3.2 | 0 | 0 | 1.891
50872 | EXTRASPACESTORAGE-02891PV60NM |  | NO RESOURCE | PV | SUN |  | 2018-04-13 | The Narragansett Electric Company | RI | Cranston | RI | RI |  | 0.058 | 0 | 0 | 0.009
50873 | TRSRLTY01851SOLAR231SMAOBC |  | NO RESOURCE | PV | SUN |  | 2018-04-13 | Massachusetts Electric Company | MA | Lowell | CMA/NEMA | WCMA |  | 0.231 | 0 | 0 | 0.078
50874 | THEODRSOLARLLC_C-01473PV499NM | 41342 | MA_96_0.499 PV_0 THEODORE DR_WESTMINSTER | PV | SUN |  | 2018-04-16 | Massachusetts Electric Company | MA | Westminster | WMA | WCMA |  | 0.499 | 0 | 0 | 0.22
50875 | THEODRSOLARLLC_B-01473PV499NM | 41343 | MA_97_0.499 PV_0 THEODORE DR_WESTMINSTER | PV | SUN |  | 2018-04-16 | Massachusetts Electric Company | MA | Westminster | WMA | WCMA |  | 0.499 | 0 | 0 | 0.21
50879 | THEODRSOLARLLC_A-01473PV499NM | 41357 | MA_98_0.499 PV_0 THEODORE DR_WESTMINSTER | PV | SUN |  | 2018-04-16 | Massachusetts Electric Company | MA | Westminster | WMA | WCMA |  | 0.499 | 0 | 0 | 0.218
50880 | TOWNOFWESTERLY-02891PV60NM |  | NO RESOURCE | PV | SUN |  | 2018-04-17 | The Narragansett Electric Company | RI | Westerly | RI | RI |  | 0.06 | 0 | 0 | 0.009
50894 | PIERCLEANERS-02879PV35NM |  | NO RESOURCE | PV | SUN |  | 2018-04-19 | The Narragansett Electric Company | RI | Wakefield | RI | RI |  | 0.035 | 0 | 0 | 0.008
50895 | CELLSIGNALTECH-01915PV128NM |  | NO RESOURCE | PV | SUN |  | 2018-04-23 | Massachusetts Electric Company | MA | Beverly | BOSTON | NEMA |  | 0.128 | 0 | 0 | 0
50896 | PALUMBOBSOLAR-01569PV1000NM | 41090 | MA_353_1 PV_197 PROVIDENCE ST_UXBRIDGE | PV | SUN |  | 2018-04-24 | Massachusetts Electric Company | MA | Uxbridge | RI | SEMA |  | 1 | 0 | 0 | 0.487
50901 | BELCHERRENEW1-01007PV2000NM | 41117 | MA_14_2 PV_81 N LIBERTY ST_BELCHERTOWN | PV | SUN |  | 2018-05-02 | Massachusetts Electric Company | MA | Belchertown | WMA | WCMA |  | 2 | 0 | 0 | 0.923
50903 | BELCHERRENEW2-01007PV2000NM | 41125 | MA_15_2 PV_270 FRANKLIN ST_BELCHERTOWN | PV | SUN |  | 2018-05-02 | Massachusetts Electric Company | MA | Belchertown | WMA | WCMA |  | 2 | 0 | 0 | 0.859
50905 | WFYOUNG-01028PV72QF |  | NO RESOURCE | PV | SUN |  | 2018-05-01 | Massachusetts Electric Company | MA | East Longmeadow | WMA | WCMA |  | 0.072 | 0 | 0 | 0.013
65817 | VCAINC-01060PV72QF |  | NO RESOURCE | PV | SUN |  | 2018-05-08 | Massachusetts Electric Company | MA | Northampton | WMA | WCMA |  | 0.072 | 0 | 0 | 0
65961 | MONSONSOLAR-01057PV2000NM | 41003 | MA_16_2 PV_109 E HILL RD_MONSON | PV | SUN |  | 2018-05-15 | Massachusetts Electric Company | MA | Monson | WMA | WCMA |  | 2 | 0 | 0 | 0.943
65988 | ECONOXGRP1-02892PV216RE | 40681 | RI_56_RE GROWTH PV_PLAT 08F LOT 12 SOUTH COUNTY TRAIL_RICHMOND | PV | SUN |  | 2018-05-15 | The Narragansett Electric Company | RI | West Kingston | RI | RI |  | 0.216 | 0 | 0 | 0.091
66005 | SHANIX-02920PV46NM |  | NO RESOURCE | PV | SUN |  | 2018-05-17 | The Narragansett Electric Company | RI | Cranston | RI | RI |  | 0.046 | 0 | 0 | 0.007
66034 | ECONOXGRP3-02892PV216RE | 40676 | RI_52_RE GROWTH PV_139 HEATON ORCHARD RD_RICHMOND | PV | SUN |  | 2018-05-18 | The Narragansett Electric Company | RI | West Kingston | RI | RI |  | 0.216 | 0 | 0 | 0.093
66072 | ECONOXGRP2-02892PV216RE | 40684 | RI_58_RE GROWTH PV_3671 SOUTH COUNTY TRAIL_RICHMOND | PV | SUN |  | 2018-05-18 | The Narragansett Electric Company | RI | West Kingston | RI | RI |  | 0.216 | 0 | 0 | 0.086
66073 | LUDLOW 72 SOLAR PV FACILITY | 40625 | LUDLOW SITE 72 - CONTI | PV | SUN |  | 2018-05-18 | NSTAR Electric Company | MA | Ludlow | WMA | WCMA |  | 1.86 | 0 | 0 | 0.717
66074 | 510PVPROJDEVC-01524PV1000NM | 41164 | MA_308_2 PV_496 STAFFORD ST_LEICESTER | PV | SUN |  | 2018-05-21 | Massachusetts Electric Company | MA | Leicester | WMA | WCMA |  | 1 | 0 | 0 | 0.449
66075 | 510PVPROJDEV466A-01524PV2000NM | 41256 | MA_17_3.96 PV_466 STAFFORD ST_LEICESTER | PV | SUN |  | 2018-05-21 | Massachusetts Electric Company | MA | Leicester | WMA | WCMA |  | 2 | 0 | 0 | 0.89
66076 | HORSESHOEFARM-02891PV46NM |  | NO RESOURCE | PV | SUN |  | 2018-05-22 | The Narragansett Electric Company | RI | Bradford | RI | RI |  | 0.046 | 0 | 0 | 0.011
66078 | 510PVPROJDEV466B-01524PV2000NM |  | NO RESOURCE | PV | SUN |  | 2018-05-21 | Massachusetts Electric Company | MA | Leicester | WMA | WCMA |  | 2 | 0 | 0 | 0.93
66081 | GRIFFINRDSOLAR-01507PV2000NM | 41037 | MA_18_2 PV_0 GRIFFIN RD_CHARLTON | PV | SUN |  | 2018-06-01 | Massachusetts Electric Company | MA | Charlton | WMA | WCMA |  | 2 | 0 | 0 | 0.801
66096 | CHURCHCOMMHOUSING_02878PV43NM |  | NO RESOURCE | PV | SUN |  | 2018-06-11 | The Narragansett Electric Company | RI | Tiverton | SEMA | RI |  | 0.043 | 0 | 0 | 0
66097 | BOUTILIERSOLAR-01524PV499NM | 41427 | MA_282_0.499 PV_1A BOUTILIER RD_LEICESTER | PV | SUN |  | 2018-06-12 | Massachusetts Electric Company | MA | Leicester | WMA | WCMA |  | 2.886 | 0 | 0 | 1.348
66102 | CUMMINGPROP01915PV108SMQF |  | NO RESOURCE | PV | SUN |  | 2018-06-11 | Massachusetts Electric Company | MA | Beverly | BOSTON | NEMA |  | 0.108 | 0 | 0 | 0.032
66103 | ASHBY 1 SOLAR PROJECTCO, LLC | 38962 | ASHBY 1 SOLAR | PV | SUN |  | 2018-06-08 | Fitchburg Gas & Electric Light Company | MA | Fitchburg | WMA | WCMA |  | 0.864 | 0 | 0 | 0.388
66105 | CHOICECOLLISION-02885PM98NM |  | NO RESOURCE | PV | SUN |  | 2018-06-08 | The Narragansett Electric Company | RI | Warren | RI | RI |  | 0.098 | 0 | 0 | 0.025
66106 | AMPMAJOEJENNYLLC_01540PV1500NM |  | NO RESOURCE | PV | SUN |  | 2018-06-11 | Massachusetts Electric Company | MA | Oxford | WMA | WCMA |  | 1.5 | 0 | 0 | 0.725
66108 | STOFRI353-02903PV58NM |  | NO RESOURCE | PV | SUN |  | 2018-06-13 | The Narragansett Electric Company | RI | Providence | RI | RI |  | 0.058 | 0 | 0 | 0
66109 | ANDERSONCLARK01915SLR144SMQF |  | NO RESOURCE | PV | SUN |  | 2018-06-14 | Massachusetts Electric Company | MA | Beverly | BOSTON | NEMA |  | 0.144 | 0 | 0 | 0.005
66132 | NM-SA NRG COMMUNITY HOST A |  | NO RESOURCE | PV | SUN |  | 2018-06-25 | NSTAR Electric Company | MA | Ludlow | WMA | WCMA |  | 0.996 | 0 | 0 | 0.511
66133 | NM-SA NRG COMMUNITY HOST B |  | NO RESOURCE | PV | SUN |  | 2018-06-25 | NSTAR Electric Company | MA | Ludlow | WMA | WCMA |  | 0.996 | 0 | 0 | 0.535
66134 | NM-SA NRG COMMUNITY HOST C |  | NO RESOURCE | PV | SUN |  | 2018-06-25 | NSTAR Electric Company | MA | Ludlow | WMA | WCMA |  | 0.78 | 0 | 0 | 0.329
66137 | NM-SA KERSARGE GILL, LLC | 38945 | GILL | PV | SUN |  | 2018-06-25 | NSTAR Electric Company | MA | Gill | WMA | WCMA |  | 1.992 | 0 | 0 | 0.936
66138 | NM-SA LSDP II, LLC |  | NO RESOURCE | PV | SUN |  | 2018-06-25 | NSTAR Electric Company | MA | Deerfield | WMA | WCMA |  | 4.45 | 0 | 0 | 1.881
66139 | NM-SA ALTERNATE POWER- CLOVER |  | NO RESOURCE | PV | SUN |  | 2018-06-25 | NSTAR Electric Company | MA | Pittsfield | WMA | WCMA |  | 1.48 | 0 | 0 | 0.652
66140 | NM-SA SYNCARPHA HANCOCK I, LLC | 40746 | SYNCARPHA HANCOCK I | PV | SUN |  | 2018-06-25 | NSTAR Electric Company | MA | Pittsfield | WMA | WCMA |  | 2 | 0 | 0 | 1.074
66141 | NM-SA SYNCARPHA HANCOCK II LLC | 40749 | SYNCARPHA HANCOCK II | PV | SUN |  | 2018-06-25 | NSTAR Electric Company | MA | Pittsfield | WMA | WCMA |  | 2 | 0 | 0 | 1.131
66150 | HANNAFORD192_01826PV100QF |  | NO RESOURCE | PV | SUN |  | 2018-06-28 | Massachusetts Electric Company | MA | Dracut | CMA/NEMA | WCMA |  | 0.1 | 0 | 0 | 0
66159 | ABINGTONSCHL_02351PV323QF |  | NO RESOURCE | PV | SUN |  | 2018-06-29 | Massachusetts Electric Company | MA | Abington | SEMA | SEMA |  | 0.323 | 0 | 0 | 0
66160 | COMPLETERECYCLE_02720PV240QF |  | NO RESOURCE | PV | SUN |  | 2018-06-29 | Massachusetts Electric Company | MA | Fall River | SEMA | SEMA |  | 0.24 | 0 | 0 | 0.049
66162 | ASHBY 2 SOLAR PROJECTCO, LLC | 38963 | ASHBY 2 SOLAR | PV | SUN |  | 2018-07-09 | Fitchburg Gas & Electric Light Company | MA | Fitchburg | WMA | WCMA |  | 0.984 | 0 | 0 | 0.44
66168 | CHARIHOREGSCHL_02894PV36NM |  | NO RESOURCE | PV | SUN |  | 2018-07-10 | The Narragansett Electric Company | RI | Wood River Jt | RI | RI |  | 0.036 | 0 | 0 | 0
66169 | ECAMAINLLC_02301PV540NM |  | NO RESOURCE | PV | SUN |  | 2018-07-10 | Massachusetts Electric Company | MA | Brockton | SEMA | SEMA |  | 0.54 | 0 | 0 | 0.243
66170 | KBSURFACESLLC_02876PV216NM |  | NO RESOURCE | PV | SUN |  | 2018-07-10 | The Narragansett Electric Company | RI | North Smithfield | RI | RI |  | 0.216 | 0 | 0 | 0
66188 | ECAMAINLLC_02072PV650NM |  | NO RESOURCE | PV | SUN |  | 2018-07-26 | Massachusetts Electric Company | MA | Stoughton | SEMA | SEMA |  | 0.65 | 0 | 0 | 0.273
66197 | MASSELECPH2A_01464PV1000QF | 38888 | PATTERSON RD 1 SHIRLEY PV | PV | SUN |  | 2018-07-26 | Massachusetts Electric Company | MA | Shirley | CMA/NEMA | WCMA |  | 1 | 0 | 0 | 0.233
66198 | MASSELECPH2B_01464PV1000QF | 38889 | PATTERSON RD 2 SHIRLEY PV | PV | SUN |  | 2018-07-26 | Massachusetts Electric Company | MA | Shirley | CMA/NEMA | WCMA |  | 1 | 0 | 0 | 0.209
66199 | CHEPACHETPROF_02814PV46NM |  | NO RESOURCE | PV | SUN |  | 2018-07-26 | The Narragansett Electric Company | RI | Chepachet | RI | RI |  | 0.046 | 0 | 0 | 0.001
66213 | UFPTECH_01950PV200QF |  | NO RESOURCE | PV | SUN |  | 2018-08-01 | Massachusetts Electric Company | MA | Newburyport | BOSTON | NEMA |  | 0.2 | 0 | 0 | 0
66221 | CANTERBURYTWRS-01355PV576NM | 41080 | MA_78_0.576 PV_0 PETERSHAM RD_NEW SALEM | PV | SUN |  | 2018-08-02 | Massachusetts Electric Company | MA | New Salem | WMA | WCMA |  | 0.576 | 0.008 | 0.008 | 0.153
66230 | ECONOXMAINST-02832PV216RE | 40675 | RI_50_RE GROWTH PV_722 MAIN ST_HOPKINTON | PV | SUN |  | 2018-08-08 | The Narragansett Electric Company | RI | Hope Valley | RI | RI |  | 0.216 | 0 | 0 | 0.09
66234 | SAPPI SOMERSET/HINCKLEY 2 | 1107 | SOMERSET | ST | RFO | WDS | 1976-01-01 | NextEra Energy Marketing, LLC | ME | Skowhegan | ME | ME |  | 110.7 | 0 | 0 | 110.7
66236 | NEPSTAFFORD-01524PV1000QF | 38700 | STAFFORD ST LEICESTER PV 2 | PV | SUN |  | 2018-08-10 | Massachusetts Electric Company | MA | Leicester | WMA | WCMA |  | 1 | 0 | 0 | 0.164
66237 | SOLARMAMGMT3-01571SOLAR1000NM | 41258 | MA_44_1 PV_72 W DUDLEY RD_DUDLEY | PV | SUN |  | 2018-08-10 | Massachusetts Electric Company | MA | Dudley | WMA | WCMA |  | 1 | 0 | 0 | 0.442
66238 | SOLARMAMGMT1-01571SOLAR1000NM | 41346 | MA_443_1 PV_72 W DUDLEY RD_DUDLEY | PV | SUN |  | 2018-08-13 | Massachusetts Electric Company | MA | Dudley | WMA | WCMA |  | 1 | 0 | 0 | 0.377
66239 | SOLARMAMGMT2-01571SOLAR1000NM | 41257 | MA_43_1 PV_72 W DUDLEY RD_DUDLEY | PV | SUN |  | 2018-08-13 | Massachusetts Electric Company | MA | Dudley | WMA | WCMA |  | 1 | 0 | 0 | 0.49
66241 | JAMESTOWNFOOD-02835SOLAR56NM |  | NO RESOURCE | PV | SUN |  | 2018-08-10 | The Narragansett Electric Company | RI | Jamestown | RI | RI |  | 0.06 | 0 | 0 | 0
66242 | HOME DEPOTMA #2685 - METHUEN |  | NO RESOURCE | FC | NG |  | 2018-08-09 | Yellow Jacket Energy, LLC | MA | Methuen | BOSTON | NEMA |  | 0.3 | 0.066 | 0.066 | 0.015
66243 | NEPOWERCO_01507PV1000QF | 38543 | CARPENTER HILL RD CHARTLON PV | PV | SUN |  | 2018-08-14 | Massachusetts Electric Company | MA | Charlton | WMA | WCMA |  | 1 | 0 | 0 | 0.188
66244 | HOME DEPOTMA #2684 - WORCESTER |  | NO RESOURCE | FC | NG |  | 2018-08-09 | Yellow Jacket Energy, LLC | MA | Worcester | CMA/NEMA | WCMA |  | 0.3 | 0 | 0 | 0.3
66245 | HOME DEPOTMA #2615 - SEEKONK |  | NO RESOURCE | FC | NG |  | 2018-08-09 | Yellow Jacket Energy, LLC | MA | Seekonk | RI | SEMA |  | 0.3 | 0.047 | 0.047 | 0.012
66253 | EXETERSOLAR02822-880(KW)RE | 40659 | RI_36_RE GROWTH PV_540 NOOSENECK HILL RD_EXETER | PV | SUN |  | 2018-08-30 | The Narragansett Electric Company | RI | Exeter | RI | RI |  | 0.88 | 0 | 0 | 0.291
66254 | 320COMPASSCIRCLE02852-1(MW)RE | 40667 | RI_42_RE GROWTH PV_320 COMPASS CIRCLE_NORTH KINGSTOWN | PV | SUN |  | 2018-08-30 | The Narragansett Electric Company | RI | North Kingstown | RI | RI |  | 1 | 0 | 0 | 0.349
66255 | EMA_ES_PLYMOUTH_ID2218005 | 40626 | PLYMOUTH SOLAR PV | PV | SUN |  | 2018-08-28 | NSTAR Electric Company | MA | Plymouth | SEMA | SEMA |  | 1.116 | 0 | 0 | 0.469
66256 | EMA_ES_NEWBEDFORD_ID2217818 | 40627 | NEW BEDFORD SOLAR PV | PV | SUN |  | 2018-08-28 | NSTAR Electric Company | MA | New Bedford | SEMA | SEMA |  | 0.95 | 0 | 0 | 0.395
66257 | PITTSFIELD 44 SOLAR PV FACIL. | 38836 | PITTSFIELD 44-M&W PV | PV | SUN |  | 2018-08-27 | NSTAR Electric Company | MA | Pittsfield | WMA | WCMA |  | 1.16 | 0 | 0 | 0.549
66259 | BCPSTOR-02921PV120NM |  | NO RESOURCE | PV | SUN |  | 2018-08-28 | The Narragansett Electric Company | RI | Cranston | RI | RI |  | 0.12 | 0 | 0 | 0.038
66260 | SUNDERLAND SOLAR PV FACILITY | 40617 | SUNDERLAND PV SOLAR | PV | SUN |  | 2018-08-28 | NSTAR Electric Company | MA | Sunderland | WMA | WCMA |  | 1.084 | 0 | 0 | 0.489
66261 | LEE 31 SOLAR PV FACILITY | 38835 | LEE SITE 31-CONTI PV | PV | SUN |  | 2018-08-28 | NSTAR Electric Company | MA | Lee | WMA | WCMA |  | 1.86 | 0 | 0 | 0.839
66263 | HEALTHALLIANCE-01453CHP1965QF |  | NO RESOURCE | IC | NG |  | 2018-08-29 | Massachusetts Electric Company | MA | Leominster | WMA | WCMA |  | 1.965 | 0.007 | 0.007 | 0.002
66264 | SUNEDISONRIVERST-01475PV2000NM |  | NO RESOURCE | PV | SUN |  | 2018-08-29 | Massachusetts Electric Company | MA | Winchendon | WMA | WCMA |  | 2 | 0 | 0 | 0.892
66284 | 310COMPASSCIRCLE02852-1(MW)NM |  | NO RESOURCE | PV | SUN |  | 2018-08-31 | The Narragansett Electric Company | RI | North Kingstown | RI | RI |  | 1 | 0 | 0 | 0.436
66285 | BRUCEDIAMOND-02703PV136QF |  | NO RESOURCE | PV | SUN |  | 2018-09-04 | Massachusetts Electric Company | MA | Attleboro | RI | SEMA |  | 0.136 | 0 | 0 | 0
67288 | PRIVATESECURITIES-01432PV236NM | 41197 | MA_292_0.236 PV_0 SCULLEY RD_AYER | PV | SUN |  | 2018-09-18 | Massachusetts Electric Company | MA | Ayer | CMA/NEMA | WCMA |  | 0.236 | 0 | 0 | 0.106
67289 | KEARSARGEWPLAINRD01230PV1920NM |  | NO RESOURCE | PV | SUN |  | 2018-09-14 | Massachusetts Electric Company | MA | Great Barrington | WMA | WCMA |  | 1.92 | 0 | 0 | 0.97
67295 | BIRD_MACHINE_SOLAR_ID2000815 |  | NO RESOURCE | PV | SUN |  | 2018-09-18 | NSTAR Electric Company | MA | South Walpole | SEMA | SEMA |  | 3.45 | 0 | 0 | 1.429
67296 | ECONOXGRPHPKNTN_02833PV216RE | 41034 | RI_102_RE GROWTH PV_16 TOMAQUAG RD_HOPKINTON | PV | SUN |  | 2018-09-18 | The Narragansett Electric Company | RI | Bradford | RI | RI |  | 0.216 | 0 | 0 | 0.092
67297 | INDIANRUN_02879PV225NM |  | NO RESOURCE | PV | SUN |  | 2018-09-19 | The Narragansett Electric Company | RI | Wakefield | RI | RI |  | 0.225 | 0 | 0 | 0.019
67298 | ECONOXGRPARCADIA_02832PV154RE |  | NO RESOURCE | PV | SUN |  | 2018-09-19 | The Narragansett Electric Company | RI | Hope Valley | RI | RI |  | 0.154 | 0 | 0 | 0.076
67305 | HATFIELD SOLAR PV FACILITY | 40615 | HATFIELD SOLAR PV | PV | SUN |  | 2018-09-24 | NSTAR Electric Company | MA | Hatfield | WMA | WCMA |  | 3.6 | 0 | 0 | 1.718
67306 | MONTAGUE 36 SOLAR PV FACILITY | 38831 | MONTAGUE SITE 36-GROSOLAR PV | PV | SUN |  | 2018-09-24 | NSTAR Electric Company | MA | Millers Falls | WMA | WCMA |  | 4.08 | 0 | 0 | 2.236
67359 | MAELECPHASE3_01331PV200QF |  | NO RESOURCE | PV | SUN |  | 2018-10-03 | Massachusetts Electric Company | MA | Athol | WMA | WCMA |  | 0.2 | 0 | 0 | 0.064
67360 | NM-SA PITTSFIELD HOUSING PV |  | NO RESOURCE | PV | SUN |  | 2018-10-01 | NSTAR Electric Company | MA | Pittsfield | WMA | WCMA |  | 3.3 | 0 | 0 | 1.645
67361 | NM-SA SYNCARPHA HANCOCK III PV | 40751 | SYNCARPHA HANCOCK III | PV | SUN |  | 2018-10-01 | NSTAR Electric Company | MA | Pittsfield | WMA | WCMA |  | 1 | 0 | 0 | 0.511
67364 | NM-SA CITY OF PITTSFIELD SOLAR |  | NO RESOURCE | PV | SUN |  | 2018-10-01 | NSTAR Electric Company | MA | Pittsfield | WMA | WCMA |  | 2.34 | 0 | 0 | 1.062
67390 | SOLVENTERRA_02379PV496NM | 41260 | MA_102_0.4929 PV_0 WEST ST_W BRIDGEWATER | PV | SUN |  | 2018-10-03 | Massachusetts Electric Company | MA | West Bridgewater | SEMA | SEMA |  | 0.496 | 0 | 0 | 0.205
67395 | NEWGENDEV_01527PV1000NM |  | NO RESOURCE | PV | SUN |  | 2018-10-03 | Massachusetts Electric Company | MA | Millbury | CMA/NEMA | WCMA |  | 1 | 0 | 0 | 0.467
67396 | NM-SA HATFIELD RENEWABLES PV |  | NO RESOURCE | PV | SUN |  | 2018-10-01 | NSTAR Electric Company | MA | Hatfield | WMA | WCMA |  | 1.89 | 0 | 0 | 0.848
67397 | ECONOXNORTHRD02875SOLAR432RE | 41039 | RI_103_RE GROWTH PV_0 NORTH RD_SHANNOCK | PV | SUN |  | 2018-10-03 | The Narragansett Electric Company | RI | Shannock | RI | RI |  | 0.216 | 0 | 0 | 0.1
67404 | AMERICANCAPITOL01843SOLAR349NM |  | NO RESOURCE | PV | SUN |  | 2018-10-17 | Massachusetts Electric Company | MA | Lawrence | CMA/NEMA | WCMA |  | 0.349 | 0 | 0 | 0
67405 | NRGWAUWINETRD01005SOLAR960NM |  | NO RESOURCE | PV | SUN |  | 2018-10-17 | Massachusetts Electric Company | MA | Barre | WMA | WCMA |  | 0.96 | 0 | 0 | 0.487
67412 | PEACEDALEMILLS02879SOLAR216NM |  | NO RESOURCE | PV | SUN |  | 2018-10-17 | The Narragansett Electric Company | RI | South Kingstown | RI | RI |  | 0.216 | 0 | 0 | 0.049
67413 | ECONOXKENYONLN02833SOLAR216RE |  | NO RESOURCE | PV | SUN |  | 2018-10-23 | The Narragansett Electric Company | RI | Ashaway | RI | RI |  | 0.216 | 0 | 0 | 0.088
67414 | TOWNOFGRAFTON01569SOLAR1872NM |  | NO RESOURCE | PV | SUN |  | 2018-10-23 | Massachusetts Electric Company | MA | Uxbridge | RI | SEMA |  | 1.872 | 0 | 0 | 0.999
67428 | SOUTHWICK SOLAR PV FACILITY | 40631 | SOUTHWICK SOLAR PV | PV | SUN |  | 2018-10-26 | NSTAR Electric Company | MA | Southwick | WMA | WCMA |  | 4.98 | 0 | 0 | 2.58
67429 | EAST SPRINGFIELD SOLAR PV | 40624 | EAST SPRINGFIELD SOLAR PV | PV | SUN |  | 2018-10-26 | NSTAR Electric Company | MA | Springfield | WMA | WCMA |  | 1.44 | 0 | 0 | 0.616
67431 | SOUTHERNSKY02886SOLAR4992NM |  | NO RESOURCE | PV | SUN |  | 2018-11-02 | The Narragansett Electric Company | RI | Warwick | RI | RI |  | 4.992 | 0 | 0 | 2.27
67432 | KEARSARGE02879SOLAR3780NM | 40893 | ROSE HILL LANFILL-SKSC1 | PV | SUN |  | 2018-11-02 | The Narragansett Electric Company | RI | South Kingstown | RI | RI |  | 3.78 | 0 | 0 | 1.713
67433 | CITYOFNEWTON_ID2148462 |  | NO RESOURCE | PV | SUN |  | 2018-11-05 | NSTAR Electric Company | MA | Auburndale | BOSTON | NEMA |  | 1.671 | 0 | 0 | 0.763
67434 | WESTMINSTERSLR01473SOLAR1000NM | 41129 | MA_33_1 PV_223 S ASHBURNHAM RD_WESTMINSTER | PV | SUN |  | 2018-11-06 | Massachusetts Electric Company | MA | Westminster | WMA | WCMA |  | 1 | 0 | 0 | 0.52
67438 | SOUTHERNSKY02904SOLAR2100NM |  | NO RESOURCE | PV | SUN |  | 2018-11-06 | The Narragansett Electric Company | RI | North Providence | RI | RI |  | 2.1 | 0 | 0 | 1.008
67439 | FINLAYEXTRACT02852SOLAR133.2NM |  | NO RESOURCE | PV | SUN |  | 2018-11-06 | The Narragansett Electric Company | RI | North Kingstown | RI | RI |  | 0.133 | 0 | 0 | 0.019
67441 | FRAMINGHAMHOUSEAUTH_ID2052252 |  | NO RESOURCE | PV | SUN |  | 2018-11-05 | NSTAR Electric Company | MA | Ashland | BOSTON | NEMA |  | 2.413 | 0 | 0 | 0.873
67442 | UMASSBOSTON_ID1990011 |  | NO RESOURCE | PV | SUN |  | 2018-11-05 | NSTAR Electric Company | MA | Hyde Park | BOSTON | NEMA |  | 3 | 0 | 0 | 1.392
67443 | WESTMINSTERSLR01473SOLAR499NM | 41131 | MA_91_0.499 PV_223 S ASHBURNHAM RD_WESTMINSTER | PV | SUN |  | 2018-11-06 | Massachusetts Electric Company | MA | Westminster | WMA | WCMA |  | 0.499 | 0 | 0 | 0.235
67444 | ECONOX02875SOLAR216RE | 41033 | RI_101_RE GROWTH PV_0 W SHANNOCK RD_SHANNOCK | PV | SUN |  | 2018-11-15 | The Narragansett Electric Company | RI | Shannock | RI | RI |  | 0.216 | 0 | 0 | 0.095
67445 | SOUTHAMPTON SOLAR PV | 40619 | SOUTHAMPTON SOLAR PV | PV | SUN |  | 2018-11-14 | NSTAR Electric Company | MA | Southampton | WMA | WCMA |  | 2 | 0 | 0 | 1.007
67446 | STATEOFRI02920SOLAR84NM |  | NO RESOURCE | PV | SUN |  | 2018-11-15 | The Narragansett Electric Company | RI | Cranston | RI | RI |  | 0.084 | 0 | 0 | 0
67447 | KEARSARGE02892SOLAR3100NM | 40894 | TOWN PLAINS-SKSC2 | PV | SUN |  | 2018-11-15 | The Narragansett Electric Company | RI | West Kingston | RI | RI |  | 3.1 | 0 | 0 | 1.619
67448 | ECONOX02892SOLAR216RE |  | NO RESOURCE | PV | SUN |  | 2018-11-15 | The Narragansett Electric Company | RI | West Kingston | RI | RI |  | 0.216 | 0 | 0 | 0.09
67459 | MANCHESTERSCL01944SOLAR144QF |  | NO RESOURCE | PV | SUN |  | 2018-11-16 | Massachusetts Electric Company | MA | Manchester | BOSTON | NEMA |  | 0.144 | 0 | 0 | 0
67460 | ECONOX02833SOLAR216RE |  | NO RESOURCE | PV | SUN |  | 2018-11-16 | The Narragansett Electric Company | RI | Hope Valley | RI | RI |  | 0.216 | 0 | 0 | 0.082
67462 | NM-SA ALTERNATE POWER-MAPLE |  | NO RESOURCE | PV | SUN |  | 2018-11-19 | NSTAR Electric Company | MA | Hinsdale | WMA | WCMA |  | 1.988 | 0 | 0 | 0.779
67463 | NM-SA TOWN OF OTIS |  | NO RESOURCE | PV | SUN |  | 2018-11-19 | NSTAR Electric Company | MA | Deerfield | WMA | WCMA |  | 1.5 | 0.325 | 0.325 | 0.145
67476 | KANESELFST01752SLRSMAOBC |  | NO RESOURCE | PV | SUN |  | 2018-12-06 | Massachusetts Electric Company | MA | Marlborough | CMA/NEMA | WCMA |  | 0.11 | 0 | 0 | 0.045
67477 | GRAFTONSEWER01560SOLAR225QF |  | NO RESOURCE | PV | SUN |  | 2018-12-06 | Massachusetts Electric Company | MA | South Grafton | RI | SEMA |  | 0.225 | 0 | 0 | 0
67478 | LAURELLNREC02892SOLAR106.4NM |  | NO RESOURCE | PV | SUN |  | 2018-12-12 | The Narragansett Electric Company | RI | West Kingston | RI | RI |  | 0.106 | 0 | 0 | 0.018
67479 | BWCHMLTNBRK02790SLR3500SMTAOBC |  | NO RESOURCE | PV | SUN |  | 2018-12-11 | Massachusetts Electric Company | MA | Westport | SEMA | SEMA |  | 3.5 | 0 | 0 | 1.903
67487 | CASCO BAY ENERGY STORAGE_GEN |  | NO RESOURCE | ES | MWH |  | 2016-12-31 | NextEra Energy Marketing, LLC | ME | Yarmouth | SME | ME |  | 16.6994 | 0 | 0 | 1.446
67499 | STATEOFRI328_01752SOLAR43.2NM |  | NO RESOURCE | PV | SUN |  | 2018-12-12 | The Narragansett Electric Company | RI | Warwick | RI | RI |  | 0.043 | 0 | 0 | 0
67509 | BWCBASSRIVER02790SOLAR1500NM | 41136 | MA_226_1.5 PV_0 ADIRONDACK LN_WESTPORT | PV | SUN |  | 2018-12-17 | Massachusetts Electric Company | MA | Westport | SEMA | SEMA |  | 1.5 | 0 | 0 | 0.719
67510 | BWCBASSRIVER02790SOLAR1123NM | 41135 | MA_225_1.123 PV_0 ADIRONDACK LN_WESTPORT | PV | SUN |  | 2018-12-18 | Massachusetts Electric Company | MA | Westport | SEMA | SEMA |  | 1.123 | 0 | 0 | 0.534
67533 | 150BLACKSTONERVR01607SLR1992NM |  | NO RESOURCE | PV | SUN |  | 2019-01-02 | Massachusetts Electric Company | MA | Worcester | CMA/NEMA | WCMA |  | 1.992 | 0 | 0 | 0.769
67536 | SOUTHERNSKY_01607PV780NM |  | NO RESOURCE | PV | SUN |  | 2019-01-03 | The Narragansett Electric Company | RI | Warwick | RI | RI |  | 0.78 | 0 | 0 | 0.343
67537 | CLEANFOOTPRINT1475SOLAR3100NM |  | NO RESOURCE | PV | SUN |  | 2019-01-02 | Massachusetts Electric Company | MA | Winchendon | WMA | WCMA |  | 3.1 | 0 | 0 | 1.276
67541 | WESTWOOD SOLAR PV FACILITY |  | NO RESOURCE | PV | SUN |  | 2018-12-28 | NSTAR Electric Company | MA | Westwood | SEMA | SEMA |  | 0.302 | 0 | 0 | 0.125
67542 | SAVOY SOLAR PV FACILITY | 40620 | SAVOY SOLAR PV | PV | SUN |  | 2018-12-28 | NSTAR Electric Company | MA | Savoy | WMA | WCMA |  | 2 | 0 | 0 | 1.113
67543 | WAREHAM SOLAR PV FACILITY | 40629 | WAREHAM SOLAR PV | PV | SUN |  | 2018-12-28 | NSTAR Electric Company | MA | Wareham | SEMA | SEMA |  | 3.327 | 0 | 0 | 0.443
67544 | HINSDALE SOLAR PV FACILITY | 40630 | HINSDALE SOLAR PV | PV | SUN |  | 2018-12-28 | NSTAR Electric Company | MA | Hinsdale | WMA | WCMA |  | 2 | 0 | 0 | 1.084
67547 | BWCCTRIVR02790SOLAR2375SMTAOBC |  | NO RESOURCE | PV | SUN |  | 2019-01-07 | Massachusetts Electric Company | MA | Westport | SEMA | SEMA |  | 2.375 | 0 | 0 | 1.27
67548 | BWCHAMILTONBRK02790SOLAR1000NM |  | NO RESOURCE | PV | SUN |  | 2019-01-11 | Massachusetts Electric Company | MA | Westport | SEMA | SEMA |  | 1 | 0 | 0 | 0.516
67550 | D&PLIQUORS02808SOLAR40NM |  | NO RESOURCE | PV | SUN |  | 2019-01-16 | The Narragansett Electric Company | RI | Bradford | RI | RI |  | 0.04 | 0 | 0 | 0.003
67553 | HOUSATONICSLR102919SOLAR3000NM |  | NO RESOURCE | PV | SUN |  | 2019-01-18 | The Narragansett Electric Company | RI | Johnston | RI | RI |  | 3 | 0 | 0 | 1.469
67555 | SANDBERGENT02830SOLAR196RE |  | NO RESOURCE | PV | SUN |  | 2019-01-18 | The Narragansett Electric Company | RI | Mapleville | RI | RI |  | 0.196 | 0 | 0 | 0.08
67556 | CLEANFOOTPRINT01473SOLAR480NM | 41364 | MA_222_0.48 PV_26 THEODORE DR_WESTMINSTER | PV | SUN |  | 2019-01-24 | Massachusetts Electric Company | MA | Westminster | WMA | WCMA |  | 0.48 | 0 | 0 | 0.205
67557 | FOSTERRNBLS02857SOLAR780RE |  | NO RESOURCE | PV | SUN |  | 2019-01-18 | The Narragansett Electric Company | RI | North Scituate | RI | RI |  | 0.78 | 0 | 0 | 0.332
67559 | GRANITESTRG02891SOLAR99.9NM |  | NO RESOURCE | PV | SUN |  | 2019-01-23 | The Narragansett Electric Company | RI | Westerly | RI | RI |  | 0.099 | 0 | 0 | 0.029
67563 | ECONOXSWITCHRD02832SOLAR216RE |  | NO RESOURCE | PV | SUN |  | 2019-01-23 | The Narragansett Electric Company | RI | Hope Valley | RI | RI |  | 0.216 | 0 | 0 | 0.091
67564 | OCEANSTVET02818SOLAR105.3NM |  | NO RESOURCE | PV | SUN |  | 2019-01-23 | The Narragansett Electric Company | RI | East Greenwich | RI | RI |  | 0.105 | 0 | 0 | 0
67565 | BANKOFNEWPORT02842SOLAR300NM |  | NO RESOURCE | PV | SUN |  | 2019-01-24 | The Narragansett Electric Company | RI | Middletown | SEMA | RI |  | 0.3 | 0 | 0 | 0
67566 | MERRIMACK PV D1123 |  | NO RESOURCE | PV | SUN |  | 2019-01-25 | Public Service Company of New Hampshire | NH | Merrimack | NH | NH |  | 2.4 | 0 | 0 | 0
67568 | CLEANFOOTPRINT2_01506SOLR480NM |  | NO RESOURCE | PV | SUN |  | 2019-01-24 | Massachusetts Electric Company | MA | Brookfield | WMA | WCMA |  | 0.48 | 0 | 0 | 0.194
67569 | HUDSONDSGNGRP-01845PV300NM |  | NO RESOURCE | PV | SUN |  | 2019-01-23 | Massachusetts Electric Company | MA | North Andover | BOSTON | NEMA |  | 0.3 | 0 | 0 | 0.05
67570 | RIVERVALLEYSCH01950SOLAR86.4NM |  | NO RESOURCE | PV | SUN |  | 2019-01-24 | Massachusetts Electric Company | MA | Newburyport | BOSTON | NEMA |  | 0.086 | 0 | 0 | 0.007
67571 | CLEANFOOTPRINT01506SOLAR480NM |  | NO RESOURCE | PV | SUN |  | 2019-01-24 | Massachusetts Electric Company | MA | Brookfield | WMA | WCMA |  | 0.48 | 0 | 0 | 0.207
67574 | BARNSTABLE HSG AUTH ID2038192 |  | NO RESOURCE | PV | SUN |  | 2019-01-28 | NSTAR Electric Company | MA | Mattapoisett | SEMA | SEMA |  | 4.5 | 0 | 0 | 1.935
67575 | NB_REALTY01532SOLAR72QF |  | NO RESOURCE | PV | SUN |  | 2019-01-30 | Massachusetts Electric Company | MA | Northborough | CMA/NEMA | WCMA |  | 0.072 | 0 | 0 | 0.027
67576 | UMASSMEMORIAL01605CHP2649QF |  | NO RESOURCE | PV | SUN |  | 2019-01-30 | Massachusetts Electric Company | MA | Worcester | CMA/NEMA | WCMA |  | 2.649 | 0.008 | 0.008 | 0
67578 | SW MA SOLAR LLC ID2129908 |  | NO RESOURCE | PV | SUN |  | 2019-02-01 | NSTAR Electric Company | MA | Framingham | BOSTON | NEMA |  | 1.25 | 0 | 0 | 0.559
67579 | CITY OF CAMBRIDGE ID2105436 |  | NO RESOURCE | PV | SUN |  | 2019-02-01 | NSTAR Electric Company | MA | South Boston | BOSTON | NEMA |  | 2.28 | 0 | 0 | 0.9
67580 | AES ENERGY SOLUTIONS ID2061451 |  | NO RESOURCE | PV | SUN |  | 2019-02-01 | NSTAR Electric Company | MA | Walpole | SEMA | SEMA |  | 1.95 | 0 | 0 | 0.842
67581 | CITY OF WOBURN ID2064809 |  | NO RESOURCE | PV | SUN |  | 2019-02-01 | NSTAR Electric Company | MA | Woburn | BOSTON | NEMA |  | 2.64 | 0 | 0 | 0.781
67582 | GREENFIELD SOLAR PV | 40618 | GREENFIELD SOLAR PV | PV | SUN |  | 2019-02-01 | NSTAR Electric Company | MA | Greenfield | WMA | WCMA |  | 2 | 0 | 0 | 1.019
67583 | KEENE PV T0454 |  | NO RESOURCE | PV | SUN |  | 2019-02-08 | Public Service Company of New Hampshire | NH | Keene | VT | NH |  | 0.487 | 0 | 0 | 0.161
67584 | MASSAMERICA02149SLR133.2SMAOBC |  | NO RESOURCE | PV | SUN |  | 2019-02-14 | Massachusetts Electric Company | MA | Everett | BOSTON | NEMA |  | 0.133 | 0 | 0 | 0.053
67586 | WASHBURNRDSOLARLLC_ID2113074 |  | NO RESOURCE | PV | SUN |  | 2019-02-08 | NSTAR Electric Company | MA | East Freetown | SEMA | SEMA |  | 1.98 | 0 | 0 | 0.972
67587 | SPRINGFIELD PV SOLAR | 40622 | SPRINGFIELD SOLAR PV | PV | SUN |  | 2019-02-11 | NSTAR Electric Company | MA | Springfield | WMA | WCMA |  | 3.992 | 0 | 0 | 1.967
67595 | HANOVERWATER-02339WIND250NM |  | NO RESOURCE | WT | WND |  | 2019-02-20 | Massachusetts Electric Company | MA | Hanover | SEMA | SEMA |  | 0.25 | 0 | 0 | 0
67606 | NSMITHFIELDSLR02896SLR1250NM |  | NO RESOURCE | PV | SUN |  | 2019-02-20 | The Narragansett Electric Company | RI | North Smithfield | RI | RI |  | 1.25 | 0 | 0 | 0.477
67615 | FORBESSTSLRLL_02915SOLAR2990RE |  | NO RESOURCE | PV | SUN |  | 2019-02-25 | The Narragansett Electric Company | RI | Riverside | RI | RI |  | 2.99 | 0 | 0 | 1.329
67628 | SUNNECTIVITY01379SOLAR1000NM |  | NO RESOURCE | PV | SUN |  | 2019-02-28 | Massachusetts Electric Company | MA | Wendell | WMA | WCMA |  | 1 | 0 | 0 | 0.422
67630 | BARDEN02857SOLAR27.2NM |  | NO RESOURCE | PV | SUN |  | 2019-02-28 | The Narragansett Electric Company | RI | North Scituate | RI | RI |  | 0.027 | 0 | 0 | 0.009
67638 | CRDMETALWRKS01053SOLAR248QF |  | NO RESOURCE | PV | SUN |  | 2019-02-28 | Massachusetts Electric Company | MA | Leeds | WMA | WCMA |  | 0.248 | 0 | 0 | 0.025
67639 | HOPKINTONINDPK02804SOLAR1165RE | 41304 | RI_85_RE GROWTH PV_0 GRAY LN_ASHAWAY | PV | SUN |  | 2019-02-28 | The Narragansett Electric Company | RI | Ashaway | RI | RI |  | 1.165 | 0 | 0 | 0.167
67640 | NRGCOMMHOSTB-C-D_ID2096227 |  | NO RESOURCE | PV | SUN |  | 2019-03-05 | NSTAR Electric Company | MA | Plymouth | SEMA | SEMA |  | 3.912 | 0 | 0 | 1.953
67653 | NRGCOMMHOST1-2-3_ID2065453 |  | NO RESOURCE | PV | SUN |  | 2019-03-04 | NSTAR Electric Company | MA | Plympton | SEMA | SEMA |  | 4.95 | 0 | 0 | 2.344
67654 | HERRESHOFF02809SOLAR43.2NM |  | NO RESOURCE | PV | SUN |  | 2019-03-13 | The Narragansett Electric Company | RI | Bristol | RI | RI |  | 0.043 | 0 | 0 | 0.003
67655 | SIMONSROCK01230SOLAR304QF |  | NO RESOURCE | PV | SUN |  | 2019-03-12 | Massachusetts Electric Company | MA | Great Barrington | WMA | WCMA |  | 0.304 | 0 | 0 | 0
67684 | SOUTHERNSKY1_02919SOLAR1200NM |  | NO RESOURCE | PV | SUN |  | 2019-03-12 | The Narragansett Electric Company | RI | Johnston | RI | RI |  | 1.2 | 0 | 0 | 0.517
67685 | SOUTHRNSKY2_02919SOLAR1620NM |  | NO RESOURCE | PV | SUN |  | 2019-03-12 | The Narragansett Electric Company | RI | Johnston | RI | RI |  | 1.62 | 0 | 0 | 0.798
67689 | GREENDVLPMT02865SOLAR3000NM |  | NO RESOURCE | PV | SUN |  | 2019-03-12 | The Narragansett Electric Company | RI | Lincoln | RI | RI |  | 3 | 0 | 0 | 1.143
67690 | SOLECT02809SOLAR48.8RE |  | NO RESOURCE | PV | SUN |  | 2019-03-21 | The Narragansett Electric Company | RI | Bristol | RI | RI |  | 0.049 | 0 | 0 | 0.019
67692 | NORTHEASTSLR02333SOLAR72AOBC |  | NO RESOURCE | PV | SUN |  | 2019-03-20 | Massachusetts Electric Company | MA | East Bridgewater | SEMA | SEMA |  | 0.072 | 0 | 0 | 0.027
67696 | NM SHARONHSGAUTH1981_ID2100653 |  | NO RESOURCE | PV | SUN |  | 2019-03-22 | NSTAR Electric Company | MA | Dartmouth | SEMA | SEMA |  | 2.25 | 0 | 0 | 2.061
67699 | NM WESPORTMA3LLC_ID2061122 |  | NO RESOURCE | PV | SUN |  | 2019-03-22 | NSTAR Electric Company | MA | Westport | SEMA | SEMA |  | 2 | 0 | 0 | 0.934
67704 | NM TOWNOFFALMOUTH_ID2024739 |  | NO RESOURCE | PV | SUN |  | 2019-03-22 | NSTAR Electric Company | MA | Hatchville | SEMA | SEMA |  | 3 | 0 | 0 | 1.377
67714 | CAPTONASLR02814SLR840RE | 40998 | RI_67_RE GROWTH PV_248 CRANBERRY-RIDGE RD_GLOCESTER | PV | SUN |  | 2019-03-29 | The Narragansett Electric Company | RI | Glocester | RI | RI |  | 0.84 | 0 | 0 | 0.341
67716 | TGDEVELOPERLLC02917SOLAR80RE |  | NO RESOURCE | PV | SUN |  | 2019-03-29 | The Narragansett Electric Company | RI | Smithfield | RI | RI |  | 0.08 | 0 | 0 | 0.035
67717 | SOUTHCOUNTY02892SOLAR66.6NM |  | NO RESOURCE | PV | SUN |  | 2019-03-29 | The Narragansett Electric Company | RI | West Kingston | RI | RI |  | 0.067 | 0 | 0 | 0.005
67723 | GUIDOSFRSHMKT01824SOLARR275NM |  | NO RESOURCE | PV | SUN |  | 2019-03-29 | Massachusetts Electric Company | MA | Great Barrington | WMA | WCMA |  | 0.275 | 0 | 0 | 0.134
67726 | BERKSHIRE WIND PHASE 2 | 41593 | BERKSHIRE WIND PHASE 2 | WT | WND |  | 2019-11-19 | Massachusetts Municipal Wholesale Electric Company | MA | Hancock | WMA | WCMA |  | 4.68 | 1.466 | 1.466 | 0.387
67730 | LEONARDLSREAL01915SOLAR150QF |  | NO RESOURCE | PV | SUN |  | 2019-04-03 | Massachusetts Electric Company | MA | Worcester | CMA/NEMA | WCMA |  | 0.15 | 0 | 0 | 0
67732 | DWW SOLAR | 41194 | DWW SOLAR II | PV | SUN |  | 2019-12-10 | DWW Solar II, LLC | CT | Simsbury | CT | CT |  | 33.264 | 0 | 0 | 16.867
67786 | SUNRAISE01824SLR330SMAOBC |  | NO RESOURCE | PV | SUN |  | 2019-04-11 | Massachusetts Electric Company | MA | Chelmsford | CMA/NEMA | WCMA |  | 0.33 | 0 | 0 | 0.142
67793 | RICHMONDSLR1_02894SOLAR4005NM |  | NO RESOURCE | PV | SUN |  | 2019-04-11 | The Narragansett Electric Company | RI | Wood River Jt | RI | RI |  | 4.005 | 0 | 0 | 1.73
67794 | RICHMONDSLR1_02894SOLAR675RE |  | NO RESOURCE | PV | SUN |  | 2019-04-11 | The Narragansett Electric Company | RI | Wood River Jt | RI | RI |  | 0.675 | 0 | 0 | 0.263
67795 | OXFORDLTDRES02905SOLAR43.2RE |  | NO RESOURCE | PV | SUN |  | 2019-04-11 | The Narragansett Electric Company | RI | Providence | RI | RI |  | 0.043 | 0 | 0 | 0.018
67800 | HILLSBOROUGH PV N3085 |  | NO RESOURCE | PV | SUN |  | 2019-04-11 | Public Service Company of New Hampshire | NH | Hillsborough | NH | NH |  | 0.664 | 0 | 0 | 0
67802 | NSMITHFIELDSOLR02896SOLAR750RE |  | NO RESOURCE | PV | SUN |  | 2019-04-12 | The Narragansett Electric Company | RI | North Smithfield | RI | RI |  | 0.75 | 0 | 0 | 0.267
67804 | ARKLAND02860SOLAR30NM |  | NO RESOURCE | PV | SUN |  | 2019-04-16 | The Narragansett Electric Company | RI | Pawtucket | RI | RI |  | 0.03 | 0 | 0 | 0.008
67805 | CITYOFHAVERHILL01821SOLAR288NM |  | NO RESOURCE | PV | SUN |  | 2019-04-17 | Massachusetts Electric Company | MA | Billerica | CMA/NEMA | WCMA |  | 0.288 | 0 | 0 | 0.095
67810 | ANTANAVICA01524SOLAR1000NM | 41361 | MA_213_0.995 PV_6 MCNEIL HW_LEICESTER | PV | SUN |  | 2019-04-17 | Massachusetts Electric Company | MA | Leicester | WMA | WCMA |  | 1 | 0 | 0 | 0.354
67816 | NM CITY OF CAMBRIDGE_ID2124992 |  | NO RESOURCE | PV | SUN |  | 2019-04-23 | NSTAR Electric Company | MA | Dedham | BOSTON | NEMA |  | 0.96 | 0 | 0 | 0.412
67817 | YMCA02148SOLAR150SMQF |  | NO RESOURCE | PV | SUN |  | 2019-04-25 | Massachusetts Electric Company | MA | Malden | BOSTON | NEMA |  | 0.15 | 0 | 0 | 0
67836 | 207HPLLC02871SOLAR198RE |  | NO RESOURCE | PV | SUN |  | 2019-04-25 | The Narragansett Electric Company | RI | Portsmouth | SEMA | RI |  | 0.198 | 0 | 0 | 0.081
67853 | COVENTRYSOLAR02827SOLAR780RE |  | NO RESOURCE | PV | SUN |  | 2019-04-30 | The Narragansett Electric Company | RI | Greene | RI | RI |  | 0.78 | 0 | 0 | 0.34
67919 | STATEOFRI2809SOLAR50NM |  | NO RESOURCE | PV | SUN |  | 2019-04-30 | The Narragansett Electric Company | RI | Bristol | RI | RI |  | 0.05 | 0 | 0 | 0
67952 | SOLECTENERGY02809SOLAR40.25RE |  | NO RESOURCE | PV | SUN |  | 2019-05-07 | The Narragansett Electric Company | RI | Bristol | RI | RI |  | 0.043 | 0 | 0 | 0.015
68009 | NM MILLIS MA 1 LLC_ID2072811 |  | NO RESOURCE | PV | SUN |  | 2019-05-17 | NSTAR Electric Company | MA | Millis | RI | SEMA |  | 1.002 | 0 | 0 | 0.396
68011 | NM 3_MAXWELLS-GREEN_ID2250465 | 40789 | MAXWELL GREEN SOLAR | PV | SUN |  | 2019-05-17 | NSTAR Electric Company | MA | Somerville | BOSTON | NEMA |  | 0.101 | 0 | 0 | 0.031
68012 | NM 7_MAXWELLS-GREEN_ID2253373 | 40789 | MAXWELL GREEN SOLAR | PV | SUN |  | 2019-05-17 | NSTAR Electric Company | MA | Somerville | BOSTON | NEMA |  | 0.072 | 0 | 0 | 0.029
68029 | NM NRG COMMUNITY_ID2203698 |  | NO RESOURCE | PV | SUN |  | 2019-05-21 | NSTAR Electric Company | MA | Hopkinton | RI | SEMA |  | 1.98 | 0 | 0 | 0.884
68034 | NM NRG COMM HOST LLC_ID2108032 |  | NO RESOURCE | PV | SUN |  | 2019-05-23 | NSTAR Electric Company | MA | East Freetown | SEMA | SEMA |  | 3.984 | 0 | 0 | 2.024
68083 | SUNRAISEDEV01842SOLAR396QF |  | NO RESOURCE | PV | SUN |  | 2019-06-05 | Massachusetts Electric Company | MA | Chelmsford | CMA/NEMA | WCMA |  | 0.396 | 0 | 0 | 0.175
68109 | SOUTHERNSKY_02919PV198RE | 41000 | RI_75_RE GROWTH PV_26 PECK-HILL RD_JOHNSTON | PV | SUN |  | 2019-06-14 | The Narragansett Electric Company | RI | Johnston | RI | RI |  | 0.198 | 0 | 0 | 0.092
68111 | SOLECTENERGY02809SOLAR48RE |  | NO RESOURCE | PV | SUN |  | 2019-06-14 | The Narragansett Electric Company | RI | Bristol | RI | RI |  | 0.048 | 0 | 0 | 0.018
68118 | OLIARILLC02324SLR200SMQF |  | NO RESOURCE | PV | SUN |  | 2019-06-13 | Massachusetts Electric Company | MA | Bridgewater | SEMA | SEMA |  | 0.2 | 0 | 0 | 0
68120 | SOLECTENERGY02809SOLAR57.5RE |  | NO RESOURCE | PV | SUN |  | 2019-06-14 | The Narragansett Electric Company | RI | Bristol | RI | RI |  | 0.058 | 0 | 0 | 0.021
68121 | SHAWFARM012836SOLAR240SMQF |  | NO RESOURCE | PV | SUN |  | 2019-06-14 | Massachusetts Electric Company | MA | Dracut | CMA/NEMA | WCMA |  | 0.24 | 0 | 0 | 0.068
68175 | RESOURCECAP01904SLR66.6SMNM |  | NO RESOURCE | PV | SUN |  | 2019-06-21 | Massachusetts Electric Company | MA | Lynn | BOSTON | NEMA |  | 0.066 | 0 | 0 | 0
68182 | JERRYSPAINT02882SOLAR26.88NM |  | NO RESOURCE | PV | SUN |  | 2019-06-27 | The Narragansett Electric Company | RI | Narragansett | RI | RI |  | 0.027 | 0 | 0 | 0
68184 | WALMARTEAST02852SOLAR360NM |  | NO RESOURCE | PV | SUN |  | 2019-06-28 | The Narragansett Electric Company | RI | North Kingstown | RI | RI |  | 0.36 | 0 | 0 | 0
68189 | BAYCOAST02878SOLAR26.4NM |  | NO RESOURCE | PV | SUN |  | 2019-07-09 | The Narragansett Electric Company | RI | Tiverton | SEMA | RI |  | 0.026 | 0 | 0 | 0.003
68191 | HERRICK&WHITE02864SOLAR187NM |  | NO RESOURCE | PV | SUN |  | 2019-07-09 | The Narragansett Electric Company | RI | Cumberland | RI | RI |  | 0.187 | 0 | 0 | 0
68192 | LSDP12LLC01072SOLAR4500AOBC |  | NO RESOURCE | PV | SUN |  | 2019-07-10 | Massachusetts Electric Company | MA | Shutesbury | WMA | WCMA |  | 4.5 | 0.008 | 0.008 | 2.59
68193 | ZEROPTENG01057SLR2000SMQF | 44197 | 38 DEGREES NORTH - BOWDEN SOLAR, LLC | PV | SUN |  | 2019-07-05 | Massachusetts Electric Company | MA | Monson | WMA | WCMA |  | 2 | 0 | 0 | 0.898
68194 | SOLECTENERGY02766SOLAR998NM |  | NO RESOURCE | PV | SUN |  | 2019-07-09 | Massachusetts Electric Company | MA | Norton | RI | SEMA |  | 0.998 | 0 | 0 | 0.469
68196 | MILLBURYMA01527SOLAR1000NM |  | NO RESOURCE | PV | SUN |  | 2019-07-16 | Massachusetts Electric Company | MA | Millbury | CMA/NEMA | WCMA |  | 1 | 0 | 0 | 0.491
68208 | SUNESOLARXV102766SOLAR500NM | 41093 | MA_442_0.5 PV_0 FAIRLEE LN_NORTON | PV | SUN |  | 2019-07-18 | Massachusetts Electric Company | MA | Norton | SEMA | SEMA |  | 0.5 | 0 | 0 | 0.115
68214 | RALCOLND02895SOLAR120NM |  | NO RESOURCE | PV | SUN |  | 2019-07-18 | The Narragansett Electric Company | RI | Woonsocket | RI | RI |  | 0.12 | 0 | 0 | 0.039
68215 | DYNAMICENGY01032SOLAR3995SMQF |  | NO RESOURCE | PV | SUN |  | 2019-07-19 | Massachusetts Electric Company | MA | Goshen | WMA | WCMA |  | 3.995 | 0 | 0 | 1.678
68218 | NATREALTY02914SOLAR500RE |  | NO RESOURCE | PV | SUN |  | 2019-07-19 | The Narragansett Electric Company | RI | East Providence | RI | RI |  | 0.216 | 0 | 0 | 0.083
68219 | TARGSTORET140401569SOLAR462RE |  | NO RESOURCE | PV | SUN |  | 2019-07-19 | The Narragansett Electric Company | RI | Smithfield | RI | RI |  | 0.462 | 0 | 0 | 0.202
68259 | ECONGRPINC02875SOLAR200RE |  | NO RESOURCE | PV | SUN |  | 2019-08-02 | The Narragansett Electric Company | RI | Richmond | RI | RI |  | 0.2 | 0 | 0 | 0.089
68260 | 270 ELECTRIC AVENUE REALTY |  | NO RESOURCE | PV | SUN |  | 2019-07-31 | Fitchburg Gas & Electric Light Company | MA | Lunenburg | WMA | WCMA |  | 0.24 | 0 | 0 | 0.096
68267 | HANNAFORD01331SOLAR240QF |  | NO RESOURCE | PV | SUN |  | 2019-08-09 | Massachusetts Electric Company | MA | Athol | WMA | WCMA |  | 0.24 | 0 | 0 | 0
68268 | NUMONEINS01757SLR106.6SMQF |  | NO RESOURCE | PV | SUN |  | 2019-08-09 | Massachusetts Electric Company | MA | Milford | RI | SEMA |  | 0.107 | 0 | 0 | 0.024
68269 | HILLTOPSELF01560SOLAR250SMQF |  | NO RESOURCE | PV | SUN |  | 2019-08-13 | Massachusetts Electric Company | MA | South Grafton | RI | SEMA |  | 0.25 | 0 | 0 | 0.101
68270 | BAKEFORDPROP02852SOLAR30 |  | NO RESOURCE | PV | SUN |  | 2019-08-09 | The Narragansett Electric Company | RI | North Kingstown | RI | RI |  | 0.03 | 0 | 0 | 0.013
68272 | NM 5_MAXWELLS-GREEN_ID2253264 | 40789 | MAXWELL GREEN SOLAR | PV | SUN |  | 2019-08-12 | NSTAR Electric Company | MA | Somerville | BOSTON | NEMA |  | 0.052 | 0 | 0 | 0.015
68295 | NM NBEDFORD HSG AUTH_ID2116312 |  | NO RESOURCE | PV | SUN |  | 2019-08-22 | NSTAR Electric Company | MA | Carver | SEMA | SEMA |  | 1.98 | 0 | 0 | 1.009
68306 | PETERJENCKS02809SOLAR50RE |  | NO RESOURCE | PV | SUN |  | 2019-08-28 | The Narragansett Electric Company | RI | Bristol | RI | RI |  | 0.05 | 0 | 0 | 0.01
68308 | WARDHILL01835SOLAR250SMQF |  | NO RESOURCE | PV | SUN |  | 2019-08-29 | Massachusetts Electric Company | MA | Haverhill | BOSTON | NEMA |  | 0.25 | 0 | 0 | 0.123
68309 | CAPTONAPART02919SOLAR2010NM |  | NO RESOURCE | PV | SUN |  | 2019-09-03 | The Narragansett Electric Company | RI | Johnston | RI | RI |  | 2.01 | 0 | 0 | 0.948
68311 | SMTROMPROP02804SOLAR99.9RE |  | NO RESOURCE | PV | SUN |  | 2019-09-03 | The Narragansett Electric Company | RI | Ashaway | RI | RI |  | 0.1 | 0 | 0 | 0.034
68313 | ISMSOLARDEV02839SOLAR2540NM |  | NO RESOURCE | PV | SUN |  | 2019-09-03 | The Narragansett Electric Company | RI | Mapleville | RI | RI |  | 2.54 | 0 | 0 | 1.103
68323 | NEXAMPLLC01543SOLAR2230SMQF |  | NO RESOURCE | PV | SUN |  | 2019-09-18 | Massachusetts Electric Company | MA | Rutland | WMA | WCMA |  | 2 | 0 | 0 | 0.958
68332 | MANCHAUG01590SOLARSMQF250 |  | NO RESOURCE | PV | SUN |  | 2019-09-26 | Massachusetts Electric Company | MA | Sutton | RI | SEMA |  | 0.25 | 0 | 0 | 0.115
68333 | JHDAVISLLC02860SOLARNM37.8 |  | NO RESOURCE | PV | SUN |  | 2019-09-26 | The Narragansett Electric Company | RI | Pawtucket | RI | RI |  | 0.037 | 0 | 0 | 0.005
68339 | AMERESCO01440SOLAR2500SMQF | 44308 | AMERESCO - GARDNER SOLAR PV | PV | SUN |  | 2019-10-02 | Massachusetts Electric Company | MA | Gardner | CMA/NEMA | WCMA |  | 2.5 | 0 | 0 | 1.203
68341 | JPMCARI02914SOLAR144RE |  | NO RESOURCE | PV | SUN |  | 2019-10-09 | The Narragansett Electric Company | RI | East Providence | RI | RI |  | 0.144 | 0 | 0 | 0.052
68343 | BELLAENERGY02864SOLAR852RE |  | NO RESOURCE | PV | SUN |  | 2019-10-09 | The Narragansett Electric Company | RI | Cumberland | RI | RI |  | 0.852 | 0 | 0 | 0.206
68344 | 510PVPROJDEV01069SOLAR3468SMQF |  | NO RESOURCE | PV | SUN |  | 2019-10-09 | Massachusetts Electric Company | MA | Palmer | WMA | WCMA |  | 3.468 | 0 | 0 | 1.659
68356 | TRAWLWORKS02882SOLAR35.4RE |  | NO RESOURCE | PV | SUN |  | 2019-10-15 | The Narragansett Electric Company | RI | Narragansett | RI | RI |  | 0.033 | 0 | 0 | 0.013
68357 | TRS FUEL CELL, LLC | 40750 | TRS FUEL CELL, LLC | FC | NG |  | 2020-04-24 | DFC ERG CT, LLC | CT | Danbury | SWCT | CT |  | 3.63 | 0 | 0 | 3.63
68360 | SOLECTHALEST01830SOLAR150SMQF |  | NO RESOURCE | PV | SUN |  | 2019-10-24 | Massachusetts Electric Company | MA | Haverhill | BOSTON | NEMA |  | 0.15 | 0 | 0 | 0.063
68361 | WALMART0288SOLAR360NM |  | NO RESOURCE | PV | SUN |  | 2019-10-25 | The Narragansett Electric Company | RI | Warwick | RI | RI |  | 0.36 | 0 | 0 | 0
68368 | TRINITYAQ01841SOLAR180SMQF |  | NO RESOURCE | PV | SUN |  | 2019-10-31 | Massachusetts Electric Company | MA | Lawrence | CMA/NEMA | WCMA |  | 0.18 | 0 | 0 | 0.043
68370 | COVENTRY01608SOLAR200SMQF |  | NO RESOURCE | PV | SUN |  | 2019-11-08 | Massachusetts Electric Company | MA | Worcester | CMA/NEMA | WCMA |  | 0.2 | 0 | 0 | 0.071
68371 | PVPROJ01475SOLAR4950SMAOBC | 41312 | HAPPY HOLLOW ROAD SOLAR 1 (PV) | PV | SUN |  | 2019-11-07 | Massachusetts Electric Company | MA | Winchendon | WMA | WCMA |  | 4.95 | 0.001 | 0.001 | 2.259
68372 | SPENCER01562LFG995NM |  | NO RESOURCE | GT | OBG |  | 2019-11-08 | Massachusetts Electric Company | MA | Spencer | WMA | WCMA |  | 0.995 | 0.103 | 0.103 | 0.995
68373 | MELFORD01851SOLAR73.3QF |  | NO RESOURCE | PV | SUN |  | 2019-11-08 | Massachusetts Electric Company | MA | Lowell | CMA/NEMA | WCMA |  | 0.073 | 0 | 0 | 0.029
68397 | STEDMAN02879SOLAR30NM |  | NO RESOURCE | PV | SUN |  | 2019-11-14 | The Narragansett Electric Company | RI | Wakefield | RI | RI |  | 0.03 | 0 | 0 | 0.009
68410 | TRIPYRAMID01886SOLAR72SMQF |  | NO RESOURCE | PV | SUN |  | 2019-11-14 | Massachusetts Electric Company | MA | Westford | CMA/NEMA | WCMA |  | 0.072 | 0 | 0 | 0.011
68414 | UNITEDWATER02840SOLAR272NM |  | NO RESOURCE | PV | SUN |  | 2019-11-19 | The Narragansett Electric Company | RI | Newport | RI | RI |  | 0.272 | 0 | 0 | 0
68427 | EAST LONGMEADOW SOLAR PV | 40623 | EAST LONGMEADOW SOLAR PV | PV | SUN |  | 2019-11-15 | NSTAR Electric Company | MA | East Longmeadow | WMA | WCMA |  | 4.99 | 0 | 0 | 2.57
68455 | FEDHILLHSE02909SOLAR50NM |  | NO RESOURCE | PV | SUN |  | 2019-11-22 | The Narragansett Electric Company | RI | Providence | RI | RI |  | 0.05 | 0 | 0 | 0
68456 | COLUMBIA02339SOLAR400AOBC |  | NO RESOURCE | PV | SUN |  | 2019-11-21 | Massachusetts Electric Company | MA | Hanover | SEMA | SEMA |  | 0.4 | 0 | 0 | 0.177
68457 | FOUNDERS02871SOLAR4500NM |  | NO RESOURCE | PV | SUN |  | 2019-11-22 | The Narragansett Electric Company | RI | Portsmouth | SEMA | RI |  | 4.5 | 0 | 0 | 2.304
68467 | HOLIDAY HILL COMMUNITY WIND | 38577 | HOLIDAY HILL COMMUNITY WIND | WT | WND |  | 2020-01-07 | Energy New England LLC | MA | Russell | WMA | WCMA |  | 5.264 | 1.188 | 1.188 | 0.46
68470 | RJKELLY041915SOLAR180SMQF |  | NO RESOURCE | PV | SUN |  | 2019-11-27 | Massachusetts Electric Company | MA | Beverly | BOSTON | NEMA |  | 0.18 | 0 | 0 | 0.013
68471 | AUTOZONE02907SOLAR45NM |  | NO RESOURCE | PV | SUN |  | 2019-12-02 | The Narragansett Electric Company | RI | Providence | RI | RI |  | 0.045 | 0 | 0 | 0
68481 | REDWOOD02864SOLAR57.6NM |  | NO RESOURCE | PV | SUN |  | 2019-12-05 | The Narragansett Electric Company | RI | Cumberland | RI | RI |  | 0.058 | 0 | 0 | 0.014
68483 | UNIVERSITY SOLAR 1 |  | NO RESOURCE | PV | SUN |  | 2020-09-15 | AES Renewable Holdings, LLC | RI | West Greenwich | RI | RI |  | 8 | 0 | 0 | 3.144
68484 | UNIVERSITY SOLAR 2 |  | NO RESOURCE | PV | SUN |  | 2020-09-15 | AES Renewable Holdings, LLC | RI | West Greenwich | RI | RI |  | 8 | 0 | 0 | 3.474
68485 | UNIVERSITY SOLAR 3 |  | NO RESOURCE | PV | SUN |  | 2020-09-15 | AES Renewable Holdings, LLC | RI | West Greenwich | RI | RI |  | 8 | 0 | 0 | 3.189
68487 | PUDDON STREET I_GEN | 41189 | SYNCARPHA PUDDON 1 - BATTERY | ES | MWH |  | 2021-07-27 | Genbright, LLC | MA | Northbridge | RI | SEMA |  | 4 | 2.742 | 2.742 | 2.742
68488 | PUDDON STREET I SOLAR | 41187 | SYNCARPHA PUDDON 1 - SOLAR | PV | SUN |  | 2021-04-20 | Genbright, LLC | MA | Northbridge | RI | SEMA |  | 4.3824 | 0.72 | 0.72 | 2.399
68489 | PUDDON STREET II_GEN | 41193 | SYNCARPHA PUDDON 2 - BATTERY | ES | MWH |  | 2021-08-03 | Genbright, LLC | MA | Northbridge | RI | SEMA |  | 4 | 3.382 | 3.382 | 3.382
68490 | PUDDON STREET II SOLAR | 41191 | SYNCARPHA PUDDON 2 - SOLAR | PV | SUN |  | 2021-04-20 | Genbright, LLC | MA | Northbridge | RI | SEMA |  | 4.3824 | 0.588 | 0.588 | 2.1
68491 | BLANDFORD_GEN | 44345 | SYNCARPHA BLANDFORD - BATTERY 1063 | ES | MWH |  | 2021-12-15 | Marie's Way Solar I, LLC | MA | Blandford | WMA | WCMA |  | 3.52 | 0.234 | 0.234 | 3.286
68496 | DRESSER HILL PV 1 |  | NO RESOURCE | PV | SUN |  | 2021-02-20 | AES Renewable Holdings, LLC | MA | Southbridge | WMA | WCMA |  | 2 | 0.089 | 0.089 | 1.078
68497 | DRESSER HILL PV 2 |  | NO RESOURCE | PV | SUN |  | 2021-02-20 | AES Renewable Holdings, LLC | MA | Southbrdige | WMA | WCMA |  | 2.5 | 0.179 | 0.179 | 0.669
68498 | DRESSER HILL PV 3 |  | NO RESOURCE | PV | SUN |  | 2021-02-20 | AES Renewable Holdings, LLC | MA | Southbridge | WMA | WCMA |  | 2.8 | 0.151 | 0.151 | 0.635
68499 | DRESSER HILL PV 4 |  | NO RESOURCE | PV | SUN |  | 2020-12-31 | AES Renewable Holdings, LLC | MA | Southbridge | WMA | WCMA |  | 4.3 | 0.001 | 0.001 | 2.855
68510 | TRUTH02907SOLAR60RE |  | NO RESOURCE | PV | SUN |  | 2019-12-10 | The Narragansett Electric Company | RI | Providence | RI | RI |  | 0.06 | 0 | 0 | 0.022
68523 | EAST WINCHENDON SOLAR UN2 |  | NO RESOURCE | PV | SUN |  | 2020-04-03 | AES Renewable Holdings, LLC | MA | Winchendon | WMA | WCMA |  | 3.15 | 0 | 0 | 1.371
68524 | EAST WINCHENDON SOLAR UN3 |  | NO RESOURCE | PV | SUN |  | 2020-04-03 | AES Renewable Holdings, LLC | MA | Winchendon | WMA | WCMA |  | 4.89 | 0 | 0 | 2.049
68528 | HAMPDEN SOLAR PV | 40621 | HAMPDEN SOLAR PV | PV | SUN |  | 2019-12-12 | NSTAR Electric Company | MA | Hampden | WMA | WCMA |  | 3.48 | 0 | 0 | 1.794
68534 | WINDKIST01845SOLAR77SMQF |  | NO RESOURCE | PV | SUN |  | 2019-12-19 | Massachusetts Electric Company | MA | North Andover | BOSTON | NEMA |  | 0.077 | 0 | 0 | 0.023
68537 | HAVANA02886SOLAR33.6NM |  | NO RESOURCE | PV | SUN |  | 2019-12-19 | The Narragansett Electric Company | RI | Warwick | RI | RI |  | 0.034 | 0 | 0 | 0.015
68538 | ARLIN01852SOLAR186SMQF |  | NO RESOURCE | PV | SUN |  | 2019-12-19 | Massachusetts Electric Company | MA | Lowell | CMA/NEMA | WCMA |  | 0.186 | 0 | 0 | 0.081
68544 | CUMMINGS01915SOLAR112.5QF |  | NO RESOURCE | PV | SUN |  | 2019-12-27 | Massachusetts Electric Company | MA | Beverly | BOSTON | NEMA |  | 0.113 | 0 | 0 | 0.004
68547 | BARTLETTS02554SOLAR1000SMQF |  | NO RESOURCE | PV | SUN |  | 2019-12-23 | Massachusetts Electric Company | MA | Nantucket | SEMA | SEMA |  | 1 | 0 | 0 | 0.607
68548 | WHOLEFOODS02176SOLAR120SMQF |  | NO RESOURCE | PV | SUN |  | 2019-12-23 | Massachusetts Electric Company | MA | Melrose | BOSTON | NEMA |  | 0.12 | 0 | 0 | 0
68553 | HALIFAX02338SOLAR4950AOBC |  | NO RESOURCE | PV | SUN |  | 2019-12-23 | Massachusetts Electric Company | MA | Halifax | SEMA | SEMA |  | 4.95 | 0 | 0 | 2.505
68554 | OAKSQUARE02898SOLAR780RE |  | NO RESOURCE | PV | SUN |  | 2019-12-30 | The Narragansett Electric Company | RI | Richmond | RI | RI |  | 0.78 | 0 | 0 | 0.319
68557 | CENTURY01843SOLAR400SMQF |  | NO RESOURCE | PV | SUN |  | 2019-12-31 | Massachusetts Electric Company | MA | Lawrence | CMA/NEMA | NH |  | 0.4 | 0 | 0 | 0.007
68558 | MASSAMER01851SOLAR249.8AOBC |  | NO RESOURCE | PV | SUN |  | 2019-12-31 | Massachusetts Electric Company | MA | Lowell | CMA/NEMA | WCMA |  | 0.25 | 0 | 0 | 0.107
68559 | MEGAWATT02882SOLAR199.8RE |  | NO RESOURCE | PV | SUN |  | 2019-12-30 | The Narragansett Electric Company | RI | Narragansett | RI | RI |  | 0.2 | 0 | 0 | 0.092
68560 | DANIELSON02825SOLAR720RE |  | NO RESOURCE | PV | SUN |  | 2019-12-31 | The Narragansett Electric Company | RI | Foster | RI | RI |  | 0.72 | 0 | 0 | 0.277
68561 | CEDNORTH01062SOLAR4320AOBC |  | NO RESOURCE | PV | SUN |  | 2019-12-31 | Massachusetts Electric Company | MA | Northampton | WMA | WCMA |  | 4.32 | 0.007 | 0.007 | 2.653
68562 | ARENHALL01453SOLAR200AOBC |  | NO RESOURCE | PV | SUN |  | 2020-01-14 | Massachusetts Electric Company | MA | Leominster | WMA | WCMA |  | 0.2 | 0 | 0 | 0.076
68563 | MASSAMER01832SOLAR249.8QF |  | NO RESOURCE | PV | SUN |  | 2020-01-03 | Massachusetts Electric Company | MA | Haverhill | BOSTON | NEMA |  | 0.25 | 0 | 0 | 0.083
68564 | NORFOLK02375SOLAR250AOBC |  | NO RESOURCE | PV | SUN |  | 2020-01-07 | Massachusetts Electric Company | MA | South Easton | SEMA | SEMA |  | 0.25 | 0 | 0 | 0.111
68565 | INDEP01453SOLAR466.6AOBC |  | NO RESOURCE | PV | SUN |  | 2020-01-07 | Massachusetts Electric Company | MA | Leominster | CMA/NEMA | WCMA |  | 0.467 | 0 | 0 | 0.2
68566 | GREENDEVELOP02817SOLAR1750NM |  | NO RESOURCE | PV | SUN |  | 2020-01-03 | The Narragansett Electric Company | RI | West Greenwich | RI | RI |  | 1.75 | 0 | 0 | 0.749
68568 | GREENDEVELOP02898SOLAR1250NM |  | NO RESOURCE | PV | SUN |  | 2020-01-07 | The Narragansett Electric Company | RI | Wyoming | RI | RI |  | 1.25 | 0 | 0 | 0.555
68569 | HIGHST02833SOLAR828RE |  | NO RESOURCE | PV | SUN |  | 2020-01-10 | The Narragansett Electric Company | RI | Hopkinton | RI | RI |  | 0.72 | 0 | 0 | 0.255
68571 | MATT&NICK01062SOLAR498SMQF |  | NO RESOURCE | PV | SUN |  | 2020-01-14 | Massachusetts Electric Company | MA | Florence | WMA | WCMA |  | 0.498 | 0 | 0 | 0.176
68572 | SOUTHERN02832SOLAR180RE |  | NO RESOURCE | PV | SUN |  | 2020-01-14 | The Narragansett Electric Company | RI | Hope Valley | RI | RI |  | 0.18 | 0 | 0 | 0.076
68573 | PALMER02833SOLAR780RE |  | NO RESOURCE | PV | SUN |  | 2020-01-14 | The Narragansett Electric Company | RI | Hopkinton | RI | RI |  | 0.78 | 0 | 0 | 0.308
68574 | COOLEY02920SOLAR336RE |  | NO RESOURCE | PV | SUN |  | 2020-01-14 | The Narragansett Electric Company | RI | Cranston | RI | RI |  | 0.336 | 0 | 0 | 0.182
68575 | HILLSIDE01950SOLAR125SMQF |  | NO RESOURCE | PV | SUN |  | 2020-01-15 | Massachusetts Electric Company | MA | Newburyport | BOSTON | NEMA |  | 0.125 | 0 | 0 | 0.05
68576 | SKGLENROCK02892SOLAR216RE |  | NO RESOURCE | PV | SUN |  | 2020-01-14 | The Narragansett Electric Company | RI | West Kingston | RI | RI |  | 0.216 | 0 | 0 | 0.065
68577 | WOODSAMBUL01440SOLAR100SMQF |  | NO RESOURCE | PV | SUN |  | 2020-01-10 | Massachusetts Electric Company | MA | Gardner | CMA/NEMA | WCMA |  | 0.1 | 0 | 0 | 0.043
68578 | PVPROJECT02375SOLAR990AOBC |  | NO RESOURCE | PV | SUN |  | 2020-01-14 | Massachusetts Electric Company | MA | South Easton | SEMA | SEMA |  | 0.99 | 0 | 0 | 0.48
68579 | GREENDEVLOP02879SOLAR630RE |  | NO RESOURCE | PV | SUN |  | 2020-01-17 | The Narragansett Electric Company | RI | South Kingstown | RI | RI |  | 0.63 | 0 | 0 | 0.344
68584 | SOCOREA01475SOLAR984QF |  | NO RESOURCE | PV | SUN |  | 2020-01-22 | Massachusetts Electric Company | MA | Winchendon | WMA | WCMA |  | 0.984 | 0.006 | 0.006 | 0.444
68585 | KEARSARGE01913SOLAR3294AOBC | 41314 | KEAR - S MARTIN PV | PV | SUN |  | 2020-01-24 | Massachusetts Electric Company | MA | Amesbury | BOSTON | NEMA |  | 3.294 | 0 | 0 | 1.548
68587 | SKFAIRGROUNDS02892SOLAR216RE |  | NO RESOURCE | PV | SUN |  | 2020-01-23 | The Narragansett Electric Company | RI | South Kingstown | RI | RI |  | 0.216 | 0 | 0 | 0.086
68588 | ALECXANDRO01507SOLAR496SMQF |  | NO RESOURCE | PV | SUN |  | 2020-01-28 | Massachusetts Electric Company | MA | Charlton | WMA | WCMA |  | 0.496 | 0 | 0 | 0.062
68589 | SMTROMBINO02808SOLAR800RE |  | NO RESOURCE | PV | SUN |  | 2020-01-28 | The Narragansett Electric Company | RI | Bradford | RI | RI |  | 0.8 | 0 | 0 | 0.361
68590 | HOLTROAD01845SOLAR249SMQF |  | NO RESOURCE | PV | SUN |  | 2020-01-24 | Massachusetts Electric Company | MA | North Andover | BOSTON | NEMA |  | 0.249 | 0 | 0 | 0.119
68591 | NM CARVER MA 2 LLC_ID2221535 |  | NO RESOURCE | PV | SUN |  | 2020-01-24 | NSTAR Electric Company | MA | Carver | SEMA | SEMA |  | 2 | 0 | 0 | 1.029
68592 | NM PLYMOUTH HSG AUTH_ID1992844 |  | NO RESOURCE | PV | SUN |  | 2020-01-24 | NSTAR Electric Company | MA | Mattapoisett | SEMA | SEMA |  | 4.95 | 0 | 0 | 2.211
68593 | NM HOPKINTON MA1 LLC_ID2189509 |  | NO RESOURCE | PV | SUN |  | 2020-01-24 | NSTAR Electric Company | MA | Hopkinton | RI | SEMA |  | 2 | 0 | 0 | 0.681
68594 | NM FAIRHAVENHSGAUTH ID2051477 |  | NO RESOURCE | PV | SUN |  | 2020-01-24 | NSTAR Electric Company | MA | Mattapoisett | SEMA | SEMA |  | 2 | 0 | 0 | 0.877
68595 | ECOGY01069SOLAR432.9AOBC |  | NO RESOURCE | PV | SUN |  | 2020-01-31 | Massachusetts Electric Company | MA | Palmer | WMA | WCMA |  | 0.433 | 0 | 0 | 0.184
68596 | HASTINGS01756SOLAR240SMQF |  | NO RESOURCE | PV | SUN |  | 2020-01-31 | Massachusetts Electric Company | MA | Mendon | RI | SEMA |  | 0.24 | 0 | 0 | 0.106
68597 | PVPROJECT01507SOLAR2980QF |  | NO RESOURCE | PV | SUN |  | 2020-01-30 | Massachusetts Electric Company | MA | Charlton | WMA | WCMA |  | 1.98 | 0 | 0 | 0.525
68599 | SHEAHAN02895SOLAR30NM |  | NO RESOURCE | PV | SUN |  | 2020-02-04 | The Narragansett Electric Company | RI | Woonsocket | RI | RI |  | 0.03 | 0 | 0 | 0.007
68601 | SM_AOBC-GREEN EARTH ENERGY PV |  | NO RESOURCE | PV | SUN |  | 2020-02-07 | NSTAR Electric Company | MA | Springfield | WMA | WCMA |  | 0.24 | 0 | 0 | 0.078
68602 | SM_AOBC ALTUS POWER AMERICA PV |  | NO RESOURCE | PV | SUN |  | 2020-02-07 | NSTAR Electric Company | MA | Blandford | WMA | WCMA |  | 1 | 0 | 0 | 0.469
68605 | SOCORE01475SOLAR984SMNM |  | NO RESOURCE | PV | SUN |  | 2020-02-06 | Massachusetts Electric Company | MA | Winchendon | WMA | WCMA |  | 0.984 | 0 | 0 | 0.476
68606 | SM_AOBC-MONTAGUE ROAD SOLAR |  | NO RESOURCE | PV | SUN |  | 2020-02-07 | NSTAR Electric Company | MA | Amherst | WMA | WCMA |  | 3.12 | 0 | 0 | 1.55
68607 | SM_AOBC-DORADO SOLAR LLC |  | NO RESOURCE | PV | SUN |  | 2020-02-07 | NSTAR Electric Company | MA | Southwick | WMA | WCMA |  | 2 | 0 | 0 | 0.97
68608 | SM_AOBC-DRACO SOLAR LLC |  | NO RESOURCE | PV | SUN |  | 2020-02-07 | NSTAR Electric Company | MA | Southwick | WMA | WCMA |  | 2 | 0 | 0 | 0.992
68609 | SM_AOBC-LSE FORMAX LLC |  | NO RESOURCE | PV | SUN |  | 2020-02-07 | NSTAR Electric Company | MA | Amherst | WMA | WCMA |  | 4.98 | 0 | 0 | 2.156
68610 | SM_P2-LONG PLAIN SOLAR LLC |  | NO RESOURCE | PV | SUN |  | 2020-02-07 | NSTAR Electric Company | MA | South Deerfield | WMA | WCMA |  | 2 | 0 | 0 | 0.983
68611 | SM_AOBC-SYNCARPHA BLANDFORD PV | 44346 | SYNCARPHA BLANDFORD - SOLAR 1063 | PV | SUN |  | 2020-02-10 | NSTAR Electric Company | MA | Blandford | WMA | WCMA |  | 4.92 | 0.273 | 0.273 | 2.926
68612 | WACHUSETT01543SOLAR249SMQF |  | NO RESOURCE | PV | SUN |  | 2020-02-14 | Massachusetts Electric Company | MA | Rutland | WMA | WCMA |  | 0.249 | 0 | 0 | 0.058
68614 | ECONOXA02879SOLAR120NM |  | NO RESOURCE | PV | SUN |  | 2020-02-14 | The Narragansett Electric Company | RI | Wakefield-Peacedale | RI | RI |  | 0.12 | 0 | 0 | 0.026
68621 | PVPROJECT01440SOLAR4950SMQF |  | NO RESOURCE | PV | SUN |  | 2020-02-14 | Massachusetts Electric Company | MA | Gardner | CMA/NEMA | WCMA |  | 4.95 | 0 | 0 | 2.515
68622 | PVPROJECT02762SOLAR7260AOBC |  | NO RESOURCE | PV | SUN |  | 2020-02-14 | Massachusetts Electric Company | MA | Plainville | RI | SEMA |  | 4.95 | 0.008 | 0.008 | 2.614
68626 | NAQUAG01543SOLAR249SMQF |  | NO RESOURCE | PV | SUN |  | 2020-02-21 | Massachusetts Electric Company | MA | Rutland | WMA | WCMA |  | 0.249 | 0 | 0 | 0.061
68629 | SUNSHINE02852SOLAR66.6NM |  | NO RESOURCE | PV | SUN |  | 2020-02-25 | The Narragansett Electric Company | RI | North Kingstown | RI | RI |  | 0.067 | 0 | 0 | 0
68630 | SM_P2 HIXBRIDGESOLAR ID2227530 |  | NO RESOURCE | PV | SUN |  | 2020-02-21 | NSTAR Electric Company | MA | Westport | SEMA | SEMA |  | 0.48 | 0 | 0 | 0.241
68631 | SM_AOBC ADVANCEENERGYID2257795 |  | NO RESOURCE | PV | SUN |  | 2020-02-21 | NSTAR Electric Company | MA | Plymouth | SEMA | SEMA |  | 0.48 | 0 | 0 | 0.16
68637 | DYNAMIC01475SOLAR4980SMQF |  | NO RESOURCE | PV | SUN |  | 2020-02-26 | Massachusetts Electric Company | MA | Winchendon | WMA | WCMA |  | 4.98 | 0 | 0 | 2.135
68639 | SM_P2 ECA SEMA WPS 4 ID2231851 |  | NO RESOURCE | PV | SUN |  | 2020-02-24 | NSTAR Electric Company | MA | Walpole | SEMA | SEMA |  | 0.326 | 0 | 0 | 0.145
68640 | SOLECT01821SOLAR250SMQF |  | NO RESOURCE | PV | SUN |  | 2020-02-26 | Massachusetts Electric Company | MA | Billerica | CMA/NEMA | WCMA |  | 0.25 | 0 | 0 | 0.137
68642 | SM_QF 14 SOUTH ST ID2295385 |  | NO RESOURCE | PV | SUN |  | 2020-02-25 | NSTAR Electric Company | MA | New Bedford | SEMA | SEMA |  | 0.266 | 0 | 0 | 0.075
68643 | STOCKBRIDGE01262SOLAR668NM |  | NO RESOURCE | PV | SUN |  | 2020-02-28 | Massachusetts Electric Company | MA | Stockbridge | WMA | WCMA |  | 0.668 | 0 | 0 | 0.306
68671 | BELL MILL HYDRO |  | NO RESOURCE | HDR | WAT |  | 2020-03-09 | Public Service Company of New Hampshire | NH | Peterborough | VT | NH |  | 0.1 | 0 | 0 | 0.1
68679 | PARTRIDGE01331SOLAR3960AOBC |  | NO RESOURCE | PV | SUN |  | 2020-03-13 | Massachusetts Electric Company | MA | Athol | WMA | WCMA |  | 3.96 | 0.042 | 0.042 | 1.886
68680 | MALDEN02148SOLAR100SMQF |  | NO RESOURCE | PV | SUN |  | 2020-03-13 | Massachusetts Electric Company | MA | Malden | BOSTON | NEMA |  | 0.1 | 0 | 0 | 0.01
68681 | RESTIVO02919SOLAR37.41NM |  | NO RESOURCE | PV | SUN |  | 2020-03-16 | The Narragansett Electric Company | RI | Johnston | RI | RI |  | 0.037 | 0 | 0 | 0.006
68693 | OXFORD01540SOLAR4000SMQF |  | NO RESOURCE | PV | SUN |  | 2020-03-16 | Massachusetts Electric Company | MA | Oxford | WMA | WCMA |  | 4 | 0 | 0 | 0.963
68697 | FITCHBURG RENEWABLES, LLC |  | NO RESOURCE | PV | SUN |  | 2020-03-16 | Fitchburg Gas & Electric Light Company | MA | Fitchburg | WMA | WCMA |  | 4 | 0 | 0 | 1.688
68700 | SOLECTA02322SOLAR240SMQF |  | NO RESOURCE | PV | SUN |  | 2020-03-17 | Massachusetts Electric Company | MA | Avon | SEMA | SEMA |  | 0.24 | 0 | 0 | 0.109
68726 | NUTMEG SOLAR | 38824 | NUTMEG SOLAR | PV | SUN |  | 2020-12-07 | NextEra Energy Marketing, LLC | CT | Enfield | CT | CT |  | 23.7056 | 0.069 | 0.069 | 10.694
68727 | ORONO A | 38432 | ORONO - A HYDRO | HDR | WAT |  | 2008-12-29 | Black Bear Hydro Partners, LLC | ME | Orono | BHE | ME |  | 2.7984 | 2.178 | 2.178 | 2.798
68728 | ORONO B | 38431 | ORONO - B HYDRO | HDR | WAT |  | 2013-10-01 | Black Bear Hydro Partners, LLC | ME | Orono | BHE | ME |  | 3.753 | 2.55 | 2.55 | 0.72
68729 | CHERRY 7 | 2466 | CHERRY 7 | IC | DFO |  | 1951-01-01 | Hudson Light & Power Department | MA | Hudson | CMA/NEMA | WCMA |  | 3.28 | 2.6 | 2.6 | 2.6
68730 | CHERRY 8 | 2467 | CHERRY 8 | IC | NG |  | 1951-01-01 | Hudson Light & Power Department | MA | Hudson | CMA/NEMA | WCMA |  | 4 | 3.4 | 3.4 | 3.4
68733 | CHERRY 12 | 2470 | CHERRY 12 | IC | DFO | NG | 1951-01-01 | Hudson Light & Power Department | MA | Hudson | CMA/NEMA | WCMA |  | 5.6 | 4.999 | 4.999 | 4.999
68734 | WEAVER WIND |  | NO RESOURCE | WT | WND |  | 2020-12-12 | Weaver Wind, LLC | ME | Hancock County | BHE | ME |  | 79.838 | 27.858 | 27.858 | 13.213
68735 | COVENTRY CLEAN ENERGY 1 | 10801 | COVENTRY CLEAN ENERGY | IC | LFG |  | 2005-02-01 | Vermont Public Power Supply Authority | VT | Coventry | VT | VT |  | 4.8 | 4.062 | 4.062 | 3.492
68736 | COVENTRY CLEAN ENERGY 2 | 12323 | COVENTRY CLEAN ENERGY #4 | IC | LFG |  | 2007-01-20 | Vermont Public Power Supply Authority | VT | Coventry | VT | VT |  | 3.2 | 2.985 | 2.985 | 2.726
68737 | SANFORD SOLAR | 38825 | SANFORD AIRPORT SOLAR | PV | SUN |  | 2020-11-07 | NextEra Energy Marketing, LLC | ME | Sanford | SME | ME |  | 56.3008 | 0 | 0 | 27.24
68760 | KEARSARGE AMESBURY_GEN | 41315 | KEAR - S MARTIN RD STORAGE | ES | MWH |  | 2020-06-19 | Genbright, LLC | MA | Amesbury | BOSTON | NEMA |  | 1.584 | 1.499 | 1.499 | 1.496
68764 | NEXTGRID01844SOLAR180AOBC |  | NO RESOURCE | PV | SUN |  | 2020-03-27 | Massachusetts Electric Company | MA | Methuen | BOSTON | NEMA |  | 0.18 | 0 | 0 | 0.075
68765 | BGPECK01843SOLAR250SMQF |  | NO RESOURCE | PV | SUN |  | 2020-03-31 | Massachusetts Electric Company | MA | Lawrence | CMA/NEMA | WCMA |  | 0.25 | 0 | 0 | 0.02
68766 | ECONOX02895SOLAR200RE |  | NO RESOURCE | PV | SUN |  | 2020-03-26 | The Narragansett Electric Company | RI | Woonsocket | RI | RI |  | 0.2 | 0 | 0 | 0.076
68769 | SCHNEIDER02035NG567SMQF |  | NO RESOURCE | GT | NG |  | 2020-04-02 | Massachusetts Electric Company | MA | Foxboro | RI | SEMA |  | 0.567 | 0 | 0 | 0.567
68770 | SPENCER01562SOLAR2450AOBC |  | NO RESOURCE | PV | SUN |  | 2020-04-03 | Massachusetts Electric Company | MA | Spencer | WMA | WCMA |  | 2.45 | 0 | 0 | 1.189
68772 | PARTNERS HEALTHCARE DATACENTER |  | NO RESOURCE | FC | NG |  | 2020-04-06 | Yellow Jacket Energy, LLC | MA | Marlborough | CMA/NEMA | WCMA |  | 0.473 | 0 | 0 | 0.473
68773 | PARTNERS HEALTHCARE DATACTR-B |  | NO RESOURCE | FC | NG |  | 2020-04-06 | Yellow Jacket Energy, LLC | MA | Marlborough | CMA/NEMA | WCMA |  | 0.394 | 0 | 0 | 0.394
68777 | SOLECTENERGY01519SOLAR250SMQF |  | NO RESOURCE | PV | SUN |  | 2020-04-08 | Massachusetts Electric Company | MA | Grafton | CMA/NEMA | WCMA |  | 0.25 | 0 | 0 | 0.125
68778 | TUPELO02915SOLAR28.8NM |  | NO RESOURCE | PV | SUN |  | 2020-04-08 | The Narragansett Electric Company | RI | Riverside | RI | RI |  | 0.029 | 0 | 0 | 0
68779 | WINTHROP02152SOLAR168SMQF |  | NO RESOURCE | PV | SUN |  | 2020-04-09 | Massachusetts Electric Company | MA | Winthrop | BOSTON | NEMA |  | 0.168 | 0 | 0 | 0
68782 | SKINGSTOWN02892SOLAR216RE |  | NO RESOURCE | PV | SUN |  | 2020-04-13 | The Narragansett Electric Company | RI | West Kingston | RI | RI |  | 0.216 | 0 | 0 | 0.091
68784 | COASTAL02061SOLAR105.6SMQF |  | NO RESOURCE | PV | SUN |  | 2020-04-17 | Massachusetts Electric Company | MA | Norwell | SEMA | SEMA |  | 0.106 | 0 | 0 | 0.004
68788 | ECONOX02842SOLAR840RE |  | NO RESOURCE | PV | SUN |  | 2020-04-17 | The Narragansett Electric Company | RI | Middletown | SEMA | RI |  | 0.84 | 0 | 0 | 0.411
68813 | FRANKLIN PV N3377 |  | NO RESOURCE | PV | SUN |  | 2020-04-22 | Public Service Company of New Hampshire | NH | Franklin | NH | NH |  | 0.952 | 0 | 0 | 0.37
68817 | ZEROPOINT01543SOLAR2000AOBC |  | NO RESOURCE | PV | SUN |  | 2020-04-21 | Massachusetts Electric Company | MA | Uxbridge | RI | SEMA |  | 2 | 0.212 | 0.212 | 0.981
68841 | BAKEFORD02852SOLAR113.5NM |  | NO RESOURCE | PV | SUN |  | 2020-04-29 | The Narragansett Electric Company | RI | North Kingstown | RI | RI |  | 0.114 | 0 | 0 | 0.037
68849 | BWATER02324SOLAR800AOBC | 38584 | BRIDGEWATER | PV | SUN |  | 2020-04-29 | Massachusetts Electric Company | MA | Bridgewater | SEMA | SEMA |  | 0.8 | 0 | 0 | 0.379
68902 | HOPKINTON02808SOLAR216RE |  | NO RESOURCE | PV | SUN |  | 2020-05-01 | The Narragansett Electric Company | RI | Bradford | RI | RI |  | 0.216 | 0 | 0 | 0.084
68926 | ADVANCED02842SOLAR43.2RE |  | NO RESOURCE | PV | SUN |  | 2020-05-15 | The Narragansett Electric Company | RI | Middletown | SEMA | RI |  | 0.043 | 0 | 0 | 0.017
69002 | MIRROR02860SOLAR43.2NM |  | NO RESOURCE | PV | SUN |  | 2020-05-26 | The Narragansett Electric Company | RI | Pawtucket | RI | RI |  | 0.043 | 0 | 0 | 0
69027 | PINE RIDGE INVESTOR'S GROUP |  | NO RESOURCE | PV | SUN |  | 2020-06-03 | Fitchburg Gas & Electric Light Company | MA | Townsend | WMA | WCMA |  | 0.75 | 0 | 0 | 0.318
69031 | SHEEPSCOT SOLAR |  | NO RESOURCE | PV | SUN |  | 2020-06-03 | Central Maine Power Company | ME | Whitefield | ME | ME |  | 0.046 | 0 | 0 | 0.01
69034 | SOUTHERN02832SOLAR180RE3 |  | NO RESOURCE | PV | SUN |  | 2020-06-13 | The Narragansett Electric Company | RI | Hope Valley | RI | RI |  | 0.18 | 0 | 0 | 0.075
69035 | FEROLBINK02878SOLAR31.9NM |  | NO RESOURCE | PV | SUN |  | 2020-06-18 | The Narragansett Electric Company | RI | Tiverton | SEMA | RI |  | 0.032 | 0 | 0 | 0.011
69036 | MEGAWATT02895SOLAR199.8RE |  | NO RESOURCE | PV | SUN |  | 2020-06-17 | The Narragansett Electric Company | RI | Woonsocket | RI | RI |  | 0.2 | 0 | 0 | 0.084
69047 | MONARCH02905SOLAR66.6NM |  | NO RESOURCE | PV | SUN |  | 2020-06-25 | The Narragansett Electric Company | RI | Providence | RI | RI |  | 0.067 | 0 | 0 | 0
69073 | PARTNERS NORTH SHORE MEDICAL |  | NO RESOURCE | FC | NG |  | 2020-06-21 | Yellow Jacket Energy, LLC | MA | Salem | BOSTON | NEMA |  | 0.9 | 0.446 | 0.446 | 0.9
69074 | PVDEV01083SOLAR1500AOBC |  | NO RESOURCE | PV | SUN |  | 2020-06-24 | Massachusetts Electric Company | MA | Warren | WMA | WCMA |  | 1.5 | 0 | 0 | 1.107
69080 | STATEOFRI02818SOLAR166.5NM |  | NO RESOURCE | PV | SUN |  | 2020-07-02 | The Narragansett Electric Company | RI | East Greenwich | RI | RI |  | 0.167 | 0 | 0 | 0
69081 | AYEREAST01432SOLAR750AOBC |  | NO RESOURCE | PV | SUN |  | 2020-07-02 | Massachusetts Electric Company | MA | Ayer | CMA/NEMA | WCMA |  | 0.75 | 0 | 0 | 0.321
69084 | NEXAMP01507SOLAR1393AOBC |  | NO RESOURCE | PV | SUN |  | 2020-06-26 | Massachusetts Electric Company | MA | Charlton | WMA | WCMA |  | 1.393 | 0 | 0 | 0.641
69086 | MILLSTONE02720SOLAR240AOBC |  | NO RESOURCE | PV | SUN |  | 2020-07-02 | Massachusetts Electric Company | MA | Fall River | SEMA | SEMA |  | 0.24 | 0 | 0 | 0.075
69088 | BARRE01005SOLAR360NM |  | NO RESOURCE | PV | SUN |  | 2020-06-30 | Massachusetts Electric Company | MA | Barre | WMA | WCMA |  | 0.36 | 0 | 0 | 0.145
69099 | TJA01473SOLAR4536AOBC |  | NO RESOURCE | PV | SUN |  | 2020-06-30 | Massachusetts Electric Company | MA | Westminster | WMA | WCMA |  | 4.536 | 0 | 0 | 2.255
69100 | DEPOT02019SOLAR100SMQF |  | NO RESOURCE | PV | SUN |  | 2020-07-02 | Massachusetts Electric Company | MA | Bellingham | RI | SEMA |  | 0.1 | 0 | 0 | 0.028
69102 | MILO_HYDRO |  | NO RESOURCE | HDR | WAT |  | 2020-07-01 | Versant Power | ME | Milo | BHE | ME |  | 0.67 | 0.213 | 0.213 | 0.67
69103 | SM_AOBC SHANACHIESLR ID2264232 |  | NO RESOURCE | PV | SUN |  | 2020-07-06 | NSTAR Electric Company | MA | North Dartmouth | SEMA | SEMA |  | 0.178 | 0 | 0 | 0.08
69104 | SM_P2 MANISONSONEHM ID2314501 |  | NO RESOURCE | PV | SUN |  | 2020-07-06 | NSTAR Electric Company | MA | Stoneham | BOSTON | NEMA |  | 0.15 | 0 | 0 | 0.051
69105 | SM_P2 MONOMOY ENERGY ID2333242 |  | NO RESOURCE | PV | SUN |  | 2020-07-06 | NSTAR Electric Company | MA | Hyannis | SEMA | SEMA |  | 0.25 | 0 | 0 | 0.125
69110 | SM_P2 PATTERSONBRRTY ID2265247 |  | NO RESOURCE | PV | SUN |  | 2020-07-06 | NSTAR Electric Company | MA | West Wareham | SEMA | SEMA |  | 0.202 | 0 | 0 | 0.087
69111 | SM_P2 2384 CRANBYHWY ID2278333 |  | NO RESOURCE | PV | SUN |  | 2020-07-06 | NSTAR Electric Company | MA | West Wareham | SEMA | SEMA |  | 0.202 | 0 | 0 | 0.083
69112 | SM_P2 PRESTIGE WAY ID2341861 |  | NO RESOURCE | PV | SUN |  | 2020-07-06 | NSTAR Electric Company | MA | Plymouth | SEMA | SEMA |  | 0.144 | 0 | 0 | 0.059
69113 | SM_P2 ECA SEMA WPS15 ID2231849 |  | NO RESOURCE | PV | SUN |  | 2020-07-06 | NSTAR Electric Company | MA | Walpole | SEMA | SEMA |  | 0.402 | 0 | 0 | 0.171
69114 | SM_P2 NEXTGRIDALDER ID2295246 |  | NO RESOURCE | PV | SUN |  | 2020-07-06 | NSTAR Electric Company | MA | New Bedford | SEMA | SEMA |  | 0.086 | 0 | 0 | 0.034
69116 | SM_P2 SAFARIENGYMA1 ID2303429 |  | NO RESOURCE | PV | SUN |  | 2020-07-06 | NSTAR Electric Company | MA | Plymouth | SEMA | SEMA |  | 0.144 | 0 | 0 | 0.075
69117 | SM_P2 SB RLTYLTDPSHP ID2345033 |  | NO RESOURCE | PV | SUN |  | 2020-07-06 | NSTAR Electric Company | MA | New Bedford | SEMA | SEMA |  | 0.496 | 0 | 0 | 0.199
69118 | SM_P2 ECA SEMA WPS19 ID2233722 |  | NO RESOURCE | PV | SUN |  | 2020-07-06 | NSTAR Electric Company | MA | Walpole | SEMA | SEMA |  | 0.268 | 0 | 0 | 0.103
69119 | SM_P2 MANISONSTONEHAMID2314500 |  | NO RESOURCE | PV | SUN |  | 2020-07-06 | NSTAR Electric Company | MA | Stoneham | BOSTON | NEMA |  | 0.072 | 0 | 0 | 0.027
69120 | SM_P2 ASHLAND SOLAR ID2220527 |  | NO RESOURCE | PV | SUN |  | 2020-07-06 | NSTAR Electric Company | MA | Ashland | BOSTON | NEMA |  | 4.45 | 0 | 0 | 1.812
69121 | ZEROPOINT01562SOLAR2000AOBC |  | NO RESOURCE | PV | SUN |  | 2020-07-09 | Massachusetts Electric Company | MA | Spencer | WMA | WCMA |  | 2 | 0.037 | 0.037 | 1.089
69122 | NM LAURIE DAVID ID2311303 |  | NO RESOURCE | PV | SUN |  | 2020-07-06 | NSTAR Electric Company | MA | Chilmark | SEMA | SEMA |  | 0.084 | 0 | 0 | 0.055
69123 | NM PLYMOUTHHANGARGRP ID2334186 |  | NO RESOURCE | PV | SUN |  | 2020-07-06 | NSTAR Electric Company | MA | Plymouth | SEMA | SEMA |  | 0.144 | 0 | 0 | 0.068
69124 | NM SOLAR INVICTUS IV ID2275151 |  | NO RESOURCE | PV | SUN |  | 2020-07-06 | NSTAR Electric Company | MA | Vineyard Haven | SEMA | SEMA |  | 0.5 | 0.003 | 0.003 | 0.237
69125 | ZEROP01507SOLAR2000AOBC |  | NO RESOURCE | PV | SUN |  | 2020-07-09 | Massachusetts Electric Company | MA | Charlton | WMA | WCMA |  | 2 | 0.22 | 0.22 | 0.9
69126 | SM_AOBC REARDONRLTYMAID2345649 |  | NO RESOURCE | PV | SUN |  | 2020-07-06 | NSTAR Electric Company | MA | South Yarmouth | SEMA | SEMA |  | 0.25 | 0 | 0 | 0.118
69128 | ECONOX02917SOLAR216RE |  | NO RESOURCE | PV | SUN |  | 2020-07-09 | The Narragansett Electric Company | RI | Smithfield | RI | RI |  | 0.216 | 0 | 0 | 0.088
69129 | BALD02886SOLAR199.8RE |  | NO RESOURCE | PV | SUN |  | 2020-07-14 | The Narragansett Electric Company | RI | Warwick | RI | RI |  | 0.2 | 0 | 0 | 0.085
69130 | FAITH02895SOLAR206.5RE |  | NO RESOURCE | PV | SUN |  | 2020-07-17 | The Narragansett Electric Company | RI | Woonsocket | RI | RI |  | 0.207 | 0 | 0 | 0.086
69132 | 5DIAMOND02721SOLAR420SMQF |  | NO RESOURCE | PV | SUN |  | 2020-07-16 | Massachusetts Electric Company | MA | Fall River | SEMA | SEMA |  | 0.42 | 0 | 0 | 0.117
69177 | DYNAMIC01585SOLAR4500AOBC |  | NO RESOURCE | PV | SUN |  | 2020-07-22 | Massachusetts Electric Company | MA | West Brookfield | WMA | WCMA |  | 4.5 | 0 | 0 | 2.168
69178 | GARDEN01028SOLAR486SMQF |  | NO RESOURCE | PV | SUN |  | 2020-07-23 | Massachusetts Electric Company | MA | East Longmeadow | WMA | WCMA |  | 0.486 | 0 | 0 | 0.244
69179 | BD SOLAR 1 LLC |  | NO RESOURCE | PV | SUN |  | 2021-09-25 | Acadia Renewable Energy, L.L.C. | ME | Milo | BHE | ME |  | 16 | 0 | 0 | 6.079
69180 | RAINBOW 1 HYDRO | 35658 | RAINBOW_1 | HDP | WAT |  | 1980-01-01 | Connecticut Light and Power Company The | CT | Windsor | CT | CT |  | 4 | 0 | 0 | 4.1
69181 | RAINBOW 2 HYDRO | 35656 | RAINBOW_2 | HDP | WAT |  | 1980-01-01 | Connecticut Light and Power Company The | CT | Windsor | CT | CT |  | 4 | 0 | 0 | 4.1
69182 | MASSAM01852SOLAR249.8AOBC |  | NO RESOURCE | PV | SUN |  | 2020-07-31 | Massachusetts Electric Company | MA | Lowell | CMA/NEMA | WCMA |  | 0.25 | 0 | 0 | 0.123
69188 | FIDELITY02917SOLAR2640NM |  | NO RESOURCE | PV | SUN |  | 2020-07-29 | The Narragansett Electric Company | RI | Smithfield | RI | RI |  | 2.64 | 0 | 0 | 1.22
69190 | SYNCARPHA HALIFAX_GEN | 41009 | SYNCARPHA HALIFAX - BATTERY | ES | MWH |  | 2021-04-01 | Marie's Way Solar I, LLC | MA | Halifax | SEMA | SEMA |  | 1.24 | 1.186 | 1.186 | 1.186
69198 | ECONOX02839SOLAR180RE |  | NO RESOURCE | PV | SUN |  | 2020-07-30 | The Narragansett Electric Company | RI | Mapleville | RI | RI |  | 0.18 | 0 | 0 | 0.071
69199 | GEORGIAVILLE02917SOLAR40NM |  | NO RESOURCE | PV | SUN |  | 2020-07-31 | The Narragansett Electric Company | RI | Smithfield | RI | RI |  | 0.04 | 0 | 0 | 0.01
69216 | SYNCARPHA - NORTHBRIDGE II_GEN | 41185 | SYNCARPHA NORTHBRIDGE 2 - BATTERY | ES | MWH |  | 2021-08-24 | Genbright, LLC | MA | Northbridge | RI | SEMA |  | 3 | 0 | 0 | 3
69228 | KEARSARGE - MONTAGUE_GEN | 41548 | KEARSARGE MONTAGUE BD ESS | ES | MWH |  | 2022-02-16 | Boston Energy Trading and Marketing LLC | MA | Montague | WMA | WCMA |  | 0.635 | 0 | 0 | 1.253
69232 | KEARSARGE - HAVERHILL_GEN | 41550 | KEARSARGE HAVERHILL ESS | ES | MWH |  | 2021-05-10 | Boston Energy Trading and Marketing LLC | MA | Haverhill | BOSTON | NEMA |  | 2.376 | 1.957 | 1.957 | 1.957
69240 | NEBS - RUMFORD_GEN | 40905 | RUMFORD BESS | ES | MWH |  | 2021-06-03 | Rumford ESS, LLC | ME | Rumford | ME | ME |  | 4.7491 | 4.39 | 4.39 | 4.39
69247 | BLOOM ENERGY FUEL CELL | 40906 | BLOOM COLCHESTER CLEAN ENERGY PROJECT | FC | NG |  | 2021-10-20 | Generate Colchester Fuel Cells, LLC | CT | Colchester | CT | CT |  | 10.0764 | 9.775 | 9.775 | 9.775
69248 | ND PAPER OLD TOWN MAINE |  | NO RESOURCE | ST | WDS |  | 2021-06-05 | American PowerNet Management, LP | ME | Old Town | BHE | ME |  | 27.216 | 0 | 0 | 1.09
69251 | CRANBERRY HIGHWAY_GEN | 40934 | ENA CRANBERRY RD STORAGE | ES | MWH |  | 2022-02-15 | Genbright, LLC | MA | West Wareham | SEMA | SEMA |  | 2.2 | 0 | 0 | 1.771
69256 | MILLINOCKET RENEWABLE BES_GEN | 41514 | GREAT LAKES - MILLINOCKET BATTERY | ES | MWH |  | 2020-12-31 | Brookfield Renewable Trading And Marketing LP | ME | Millinocket | BHE | ME |  | 20.9524 | 18.788 | 18.788 | 18.788
69261 | CRANSTON SOLAR 2 -12.5 KV | 40747 | CRANSTON SOLAR PROJECT | PV | SUN |  | 2019-05-24 | Galt Power Inc. | RI | Cranston | RI | RI |  | 6.2 | 0 | 0 | 3.483
69262 | CRANSTON SOLAR 1 - 23 KV | 40747 | CRANSTON SOLAR PROJECT | PV | SUN |  | 2019-05-24 | Galt Power Inc. | RI | Cranston | RI | RI |  | 6.8 | 0 | 0 | 3.988
69269 | HELIO02072SOLAR30AOBC |  | NO RESOURCE | PV | SUN |  | 2020-07-31 | Massachusetts Electric Company | MA | Stoughton | SEMA | SEMA |  | 0.72 | 0 | 0 | 0.027
69277 | STOUGHTON02072SOLAR960AOBC |  | NO RESOURCE | PV | SUN |  | 2020-08-07 | Massachusetts Electric Company | MA | Stoughton | SEMA | SEMA |  | 0.96 | 0 | 0 | 0.389
69278 | PVPROJECT01523SOLAR1000AOBC | 44111 | BROCKELMAN ROAD SOLAR | PV | SUN |  | 2020-08-10 | Massachusetts Electric Company | MA | Lancaster | CMA/NEMA | WCMA |  | 1 | 0 | 0 | 0.633
69279 | SHEAHANA02895SOLAR30NM |  | NO RESOURCE | PV | SUN |  | 2020-08-06 | The Narragansett Electric Company | RI | Woonsocket | RI | RI |  | 0.03 | 0 | 0 | 0.006
69280 | WATERSUPPLY02919SOLAR4999NM |  | NO RESOURCE | PV | SUN |  | 2020-08-06 | The Narragansett Electric Company | RI | Johnston | RI | RI |  | 4.999 | 0 | 0 | 2.147
69282 | FALMOUTH LIBRARY |  | NO RESOURCE | PV | SUN |  | 2020-08-11 | Central Maine Power Company | ME | Falmouth | SME | ME |  | 0.058 | 0 | 0 | 0.025
69284 | FREEPORT SOLAR LLC |  | NO RESOURCE | PV | SUN |  | 2020-08-17 | Central Maine Power Company | ME | Fairfield | ME | ME |  | 0.65 | 0 | 0 | 0.267
69295 | CUMBERLAND SOLAR |  | NO RESOURCE | PV | SUN |  | 2020-08-19 | Central Maine Power Company | ME | Cumberland | SME | ME |  | 0.36 | 0 | 0 | 0.17
69299 | SOLARMA01540SOLAR1748NM |  | NO RESOURCE | PV | SUN |  | 2020-08-21 | Massachusetts Electric Company | MA | Oxford | WMA | WCMA |  | 1.74 | 0 | 0 | 0.654
69300 | ECHO02893SOLAR373REC |  | NO RESOURCE | PV | SUN |  | 2020-08-25 | The Narragansett Electric Company | RI | West Warwick | RI | RI |  | 0.373 | 0 | 0 | 0.074
69301 | NEXAMP01069SOLAR4290AOBC | 40964 | PALMER SOLAR | PV | SUN |  | 2020-08-20 | Massachusetts Electric Company | MA | Palmer | WMA | WCMA |  | 4.29 | 0 | 0 | 2.269
69305 | WALES01081SOLAR2000AOBC | 40949 | WALES_SOLAR | PV | SUN |  | 2020-08-26 | Massachusetts Electric Company | MA | Wales | WMA | WCMA |  | 2.002 | 0.011 | 0.011 | 0.932
69306 | NEWAGAWAM02916SOLAR200NM |  | NO RESOURCE | PV | SUN |  | 2020-08-26 | The Narragansett Electric Company | RI | Rumford | RI | RI |  | 0.2 | 0 | 0 | 0
69308 | AHOLD STOP & SHOP STORE #0028 |  | NO RESOURCE | FC | NG |  | 2020-08-27 | Yellow Jacket Energy, LLC | MA | Norwell | SEMA | SEMA |  | 0.263 | 0.009 | 0.009 | 0.263
69310 | AHOLD STOP & SHOP STORE #0444 |  | NO RESOURCE | FC | NG |  | 2020-08-27 | Yellow Jacket Energy, LLC | MA | Whitman | SEMA | SEMA |  | 0.21 | 0 | 0 | 0.21
69311 | GOOD SHEPHERD |  | NO RESOURCE | PV | SUN |  | 2020-09-01 | Central Maine Power Company | ME | Auburn | ME | ME |  | 0.267 | 0 | 0 | 0.093
69312 | NEW DIMENSIONS FCU |  | NO RESOURCE | PV | SUN |  | 2020-09-01 | Central Maine Power Company | ME | Waterville | ME | ME |  | 0.016 | 0 | 0 | 0.009
69313 | ZEROPOINT01507SOLAR4500AOBC |  | NO RESOURCE | PV | SUN |  | 2020-08-31 | Massachusetts Electric Company | MA | Charlton | WMA | WCMA |  | 4.5 | 0.155 | 0.155 | 2.461
69315 | VICTORY02827SOLAR216RE |  | NO RESOURCE | PV | SUN |  | 2020-09-03 | The Narragansett Electric Company | RI | Coventry | RI | RI |  | 0.216 | 0 | 0 | 0.084
69316 | SOLECTB01915SOLAR458AOBC |  | NO RESOURCE | PV | SUN |  | 2020-09-01 | Massachusetts Electric Company | MA | Beverly | BOSTON | NEMA |  | 0.458 | 0 | 0 | 0.213
69318 | ECOGY02035SOLAR432.9AOBC |  | NO RESOURCE | PV | SUN |  | 2020-09-09 | Massachusetts Electric Company | MA | Foxboro | RI | SEMA |  | 0.433 | 0 | 0 | 0.177
69319 | NATHANIEL01057SOLAR250AOBC |  | NO RESOURCE | PV | SUN |  | 2020-09-11 | Massachusetts Electric Company | MA | Monson | WMA | WCMA |  | 0.25 | 0 | 0 | 0.117
69320 | ECA02766SOLAR3330SMQF |  | NO RESOURCE | PV | SUN |  | 2020-09-14 | Massachusetts Electric Company | MA | Norton | RI | SEMA |  | 3.33 | 0 | 0 | 1.297
69321 | SM_P2 ROUNEVILLESLR1 ID2189508 |  | NO RESOURCE | PV | SUN |  | 2020-09-14 | NSTAR Electric Company | MA | Rochester | SEMA | SEMA |  | 2.706 | 0 | 0 | 1.142
69322 | SM_QF FEDLRLTYINVTR ID2273723 |  | NO RESOURCE | PV | SUN |  | 2020-09-14 | NSTAR Electric Company | MA | Chelsea | BOSTON | NEMA |  | 0.15 | 0 | 0 | 0.064
69323 | SM_QFP2 BURROWS PROJ ID2271377 |  | NO RESOURCE | PV | SUN |  | 2020-09-14 | NSTAR Electric Company | MA | Brewster | SEMA | SEMA |  | 0.25 | 0 | 0 | 0.117
69324 | SM_QFP2 BURROWSPROJ ID2271201 |  | NO RESOURCE | PV | SUN |  | 2020-09-14 | NSTAR Electric Company | MA | Brewster | SEMA | SEMA |  | 0.25 | 0 | 0 | 0.119
69325 | SM_QF STONEHAM RETL ID2356835 |  | NO RESOURCE | PV | SUN |  | 2020-09-14 | NSTAR Electric Company | MA | Stoneham | BOSTON | NEMA |  | 0.086 | 0 | 0 | 0.032
69326 | SM_QF JPERL ASSC LLC ID2336013 |  | NO RESOURCE | PV | SUN |  | 2020-09-14 | NSTAR Electric Company | MA | Canton | SEMA | SEMA |  | 0.2 | 0 | 0 | 0.092
69327 | PVPROJECT02771SOLAR990NM |  | NO RESOURCE | PV | SUN |  | 2020-09-14 | Massachusetts Electric Company | MA | Seekonk | RI | SEMA |  | 0.99 | 0 | 0 | 0.509
69328 | PVPROJECT02771SOLAR3960NM2 |  | NO RESOURCE | PV | SUN |  | 2020-09-14 | Massachusetts Electric Company | MA | Seekonk | RI | SEMA |  | 3.96 | 0 | 0 | 1.89
69329 | SM_QF MATPSETSELFSTG ID2322525 |  | NO RESOURCE | PV | SUN |  | 2020-09-14 | NSTAR Electric Company | MA | Mattapoisett | SEMA | SEMA |  | 0.115 | 0 | 0 | 0.056
69330 | SM_P2 MONOMOY ENERGY ID2332061 |  | NO RESOURCE | PV | SUN |  | 2020-09-14 | NSTAR Electric Company | MA | Mashpee | SEMA | SEMA |  | 0.25 | 0 | 0 | 0.126
69332 | SM_NM BACKLUND DVLPT ID2268196 |  | NO RESOURCE | PV | SUN |  | 2020-09-18 | NSTAR Electric Company | MA | Norfolk | SEMA | SEMA |  | 0.067 | 0 | 0 | 0.02
69333 | SM_QF ECA SEMA CAN ID2273880 |  | NO RESOURCE | PV | SUN |  | 2020-09-18 | NSTAR Electric Company | MA | Canton | SEMA | SEMA |  | 0.496 | 0 | 0 | 0.25
69334 | SM_AOBC CEDAR GR APT ID2330259 |  | NO RESOURCE | PV | SUN |  | 2020-09-18 | NSTAR Electric Company | MA | Woburn | BOSTON | NEMA |  | 0.233 | 0 | 0 | 0.093
69335 | SM_QF 155WILLCANTON ID2313802 |  | NO RESOURCE | PV | SUN |  | 2020-09-18 | NSTAR Electric Company | MA | Canton | SEMA | SEMA |  | 0.1 | 0 | 0 | 0.045
69336 | SM_QFP2 SUNSQUARE ID2282637 |  | NO RESOURCE | PV | SUN |  | 2020-09-18 | NSTAR Electric Company | MA | Medfield | SEMA | SEMA |  | 0.24 | 0 | 0 | 0.107
69337 | SM_QFP2 ADVENGYABUND ID2261355 |  | NO RESOURCE | PV | SUN |  | 2020-09-18 | NSTAR Electric Company | MA | Canton | SEMA | SEMA |  | 0.25 | 0 | 0 | 0.124
69338 | SM_AOBC ARLNGTNCOMAC ID2264047 |  | NO RESOURCE | PV | SUN |  | 2020-09-18 | NSTAR Electric Company | MA | Framingham | BOSTON | NEMA |  | 0.125 | 0 | 0 | 0.039
69343 | SM_QFP2 NEI SOLAR ID2287284 |  | NO RESOURCE | PV | SUN |  | 2020-09-18 | NSTAR Electric Company | MA | Framingham | BOSTON | NEMA |  | 0.25 | 0 | 0 | 0.098
69344 | KLP02864SOLAR30NM |  | NO RESOURCE | PV | SUN |  | 2020-09-22 | The Narragansett Electric Company | RI | Cumberland | RI | RI |  | 0.03 | 0 | 0 | 0.009
69347 | NM KEARSARGE SOLAR ID2093250 |  | NO RESOURCE | PV | SUN |  | 2020-09-22 | NSTAR Electric Company | MA | Carver | SEMA | SEMA |  | 0.99 | 0 | 0 | 0.52
69348 | SM_P2 -BERNARDSTON FIRE & H20 |  | NO RESOURCE | PV | SUN |  | 2020-09-24 | NSTAR Electric Company | MA | Bernardston | WMA | WCMA |  | 0.18 | 0 | 0 | 0.052
69349 | SM_NM CHURCHILL SOLAR LLC |  | NO RESOURCE | PV | SUN |  | 2020-09-24 | NSTAR Electric Company | MA | Pittsfield | WMA | WCMA |  | 0.499 | 0 | 0 | 0.213
69350 | NM TWN OF BELLINGHAM ID2051046 |  | NO RESOURCE | PV | SUN |  | 2020-09-22 | NSTAR Electric Company | MA | Acushnet | SEMA | SEMA |  | 1.904 | 0 | 0 | 0.848
69351 | SM_P2 -BLANDFORD SUNSOLAR |  | NO RESOURCE | PV | SUN |  | 2020-09-24 | NSTAR Electric Company | MA | Blandford | WMA | WCMA |  | 4.7 | 0 | 0 | 0.42
69352 | SM_AOBC-CITIZEN OAK ST SOLAR |  | NO RESOURCE | PV | SUN |  | 2020-09-24 | NSTAR Electric Company | MA | Springfield | WMA | WCMA |  | 3.5 | 0 | 0 | 1.669
69353 | SM_AOBC-ALTERNATE PWR CHRUCHL |  | NO RESOURCE | PV | SUN |  | 2020-09-24 | NSTAR Electric Company | MA | Pittsfield | WMA | WCMA |  | 1.38 | 0 | 0 | 0.617
69358 | LEVESQUE02917SOLAR43.44NM |  | NO RESOURCE | PV | SUN |  | 2020-09-22 | The Narragansett Electric Company | RI | Smithfield | RI | RI |  | 0.043 | 0 | 0 | 0.02
69359 | SM_NM HADLEY 3 PV SO. MAPLE | 40950 | HADLEY_NORTH_SOLAR | PV | SUN |  | 2020-09-24 | NSTAR Electric Company | MA | Hadley | WMA | WCMA |  | 1.995 | 0 | 0 | 0.883
69360 | SM_NM HADLEY 3 PV WESTGATE | 40951 | HADLEY_SOUTH_SOLAR | PV | SUN |  | 2020-09-24 | NSTAR Electric Company | MA | Hadley | WMA | WCMA |  | 1.995 | 0 | 0 | 0.762
69361 | SM_P2 -PITTS. LAWN & TRACTOR |  | NO RESOURCE | PV | SUN |  | 2020-09-24 | NSTAR Electric Company | MA | Pittsfield | WMA | WCMA |  | 0.249 | 0 | 0 | 0.107
69362 | SM_NM-US LIGHT ENERGY 3 |  | NO RESOURCE | PV | SUN |  | 2020-09-24 | NSTAR Electric Company | MA | Pittsfield | WMA | WCMA |  | 0.499 | 0 | 0 | 0.157
69363 | SM_AOBC_P2 ENERGY PRICE MNG |  | NO RESOURCE | PV | SUN |  | 2020-09-24 | NSTAR Electric Company | MA | Hinsdale | WMA | WCMA |  | 0.999 | 0 | 0 | 0.428
69364 | SOLECT01606SOLAR150SMQF |  | NO RESOURCE | PV | SUN |  | 2020-09-25 | Massachusetts Electric Company | MA | Worcester | CMA/NEMA | WCMA |  | 0.15 | 0 | 0 | 0.067
69365 | BOYLE01821SOLAR100SMQF |  | NO RESOURCE | PV | SUN |  | 2020-09-28 | Massachusetts Electric Company | MA | Billerica | CMA/NEMA | WCMA |  | 0.1 | 0 | 0 | 0.009
69366 | DRIFTWOOD02888SOLAR34.2NM |  | NO RESOURCE | PV | SUN |  | 2020-09-28 | The Narragansett Electric Company | RI | Warwick | RI | RI |  | 0.026 | 0 | 0 | 0.006
69372 | ONISKEY02155SOLAR250SMQF |  | NO RESOURCE | PV | SUN |  | 2020-09-28 | Massachusetts Electric Company | MA | Medford | BOSTON | NEMA |  | 0.15 | 0 | 0 | 0.075
69380 | MBTA02324WIND750NM |  | NO RESOURCE | WT | WND |  | 2020-09-29 | Massachusetts Electric Company | MA | Bridgewater | SEMA | SEMA |  | 0.75 | 0 | 0 | 0
69381 | SOUTHERN02919SOLAR198RE |  | NO RESOURCE | PV | SUN |  | 2020-09-29 | The Narragansett Electric Company | RI | Johnston | RI | RI |  | 0.198 | 0 | 0 | 0.088
69382 | AZIMUTH02885SOLAR57.6NM |  | NO RESOURCE | PV | SUN |  | 2020-10-05 | The Narragansett Electric Company | RI | Warren | RI | RI |  | 0.058 | 0 | 0 | 0.005
69383 | BURRILLVILLEB02830SOLAR960RE |  | NO RESOURCE | PV | SUN |  | 2020-10-02 | The Narragansett Electric Company | RI | Burrillville | RI | RI |  | 0.96 | 0 | 0 | 0.436
69384 | BURRILLVILLEA02830SOLAR2340RE |  | NO RESOURCE | PV | SUN |  | 2020-10-02 | The Narragansett Electric Company | RI | Mapleville | RI | RI |  | 2.34 | 0 | 0 | 0.823
69385 | SM_NM TOWN OF MONTAGUE |  | NO RESOURCE | PV | SUN |  | 2020-10-05 | NSTAR Electric Company | MA | Turners Falls | WMA | WCMA |  | 0.996 | 0 | 0 | 0.279
69386 | SM_NM KEARSARGE GII MONTAGUE |  | NO RESOURCE | PV | SUN |  | 2020-10-05 | NSTAR Electric Company | MA | Montague | WMA | WCMA |  | 4.176 | 0 | 0 | 2.03
69387 | WHITMAN01473HYDRO174NM |  | NO RESOURCE | PV | SUN |  | 2020-10-02 | Massachusetts Electric Company | MA | Westminster | WMA | WCMA |  | 0.174 | 0.076 | 0.076 | 0.048
69388 | MSAD 75 |  | NO RESOURCE | PV | SUN |  | 2020-10-07 | Central Maine Power Company | ME | Topsham | ME | ME |  | 0.5 | 0 | 0 | 0.205
69390 | HOPKINTON02804SOLAR2500RE |  | NO RESOURCE | PV | SUN |  | 2020-10-08 | The Narragansett Electric Company | RI | Ashaway | RI | RI |  | 2.5 | 0 | 0 | 0.916
69391 | LINCOLN02906SOLAR50.46NM |  | NO RESOURCE | PV | SUN |  | 2020-10-08 | The Narragansett Electric Company | RI | Providence | RI | RI |  | 0.05 | 0 | 0 | 0
69418 | PROVYARN02860SOLAR33.3NM |  | NO RESOURCE | PV | SUN |  | 2020-10-15 | The Narragansett Electric Company | RI | Pawtucket | RI | RI |  | 0.033 | 0 | 0 | 0.005
69439 | ECOGY02909SOLAR233.1RE |  | NO RESOURCE | PV | SUN |  | 2020-10-15 | The Narragansett Electric Company | RI | Providence | RI | RI |  | 0.233 | 0 | 0 | 0.079
69450 | NM TOWN OF MAYNARD ID1961 |  | NO RESOURCE | PV | SUN |  | 2020-10-19 | NSTAR Electric Company | MA | Maynard | BOSTON | NEMA |  | 1 | 0 | 0 | 0
69453 | LOCKE BROOK SOLAR, LLC |  | NO RESOURCE | PV | SUN |  | 2020-10-22 | Fitchburg Gas & Electric Light Company | MA | Townsend | WMA | WCMA |  | 0.998 | 0 | 0 | 0.556
69457 | RANDY02878SOLAR57.6NM |  | NO RESOURCE | PV | SUN |  | 2020-10-21 | The Narragansett Electric Company | RI | Tiverton | SEMA | RI |  | 0.058 | 0 | 0 | 0
69458 | CLEAN01863SOLAR720AOBC |  | NO RESOURCE | PV | SUN |  | 2020-10-21 | Massachusetts Electric Company | MA | North Chelmsford | CMA/NEMA | WCMA |  | 0.72 | 0 | 0 | 0.391
69462 | BATES02189SOLAR150SMQF |  | NO RESOURCE | PV | SUN |  | 2020-10-22 | Massachusetts Electric Company | MA | Weymouth | SEMA | SEMA |  | 0.15 | 0 | 0 | 0.06
69466 | MASSAM02333SOLAR499.5AOBC |  | NO RESOURCE | PV | SUN |  | 2020-10-26 | Massachusetts Electric Company | MA | East Bridgewater | SEMA | SEMA |  | 0.5 | 0 | 0 | 0.236
69485 | MASY01463SOLAR415SMQF |  | NO RESOURCE | PV | SUN |  | 2020-10-22 | Massachusetts Electric Company | MA | Pepperell | CMA/NEMA | WCMA |  | 0.415 | 0 | 0 | 0.059
69487 | TOMHARVEY02891SOLAR144RE |  | NO RESOURCE | PV | SUN |  | 2020-10-28 | The Narragansett Electric Company | RI | Westerly | RI | RI |  | 0.144 | 0 | 0 | 0.066
69488 | MASSAM01879SOLAR249.8AOBC |  | NO RESOURCE | PV | SUN |  | 2020-10-28 | Massachusetts Electric Company | MA | Tyngsboro | CMA/NEMA | WCMA |  | 0.25 | 0 | 0 | 0.128
69489 | NM TOWN OF HOPKINTON ID2389 |  | NO RESOURCE | PV | SUN |  | 2020-10-29 | NSTAR Electric Company | MA | Holliston | RI | SEMA |  | 1.3 | 0 | 0 | 0.429
69492 | COMPASS02852SOLAR199.8RE |  | NO RESOURCE | PV | SUN |  | 2020-10-27 | The Narragansett Electric Company | RI | North Kingstown | RI | RI |  | 0.2 | 0 | 0 | 0.094
69493 | ADVANCED01569SOLAR252SMQF |  | NO RESOURCE | PV | SUN |  | 2020-10-29 | Massachusetts Electric Company | MA | Uxbridge | RI | SEMA |  | 0.252 | 0 | 0 | 0.098
69494 | NM IGS SOLAR ID2043278 |  | NO RESOURCE | PV | SUN |  | 2020-10-29 | NSTAR Electric Company | MA | Bourne | SEMA | SEMA |  | 1 | 0 | 0 | 0.358
69495 | OHBURG02072SOLAR100AOBC |  | NO RESOURCE | PV | SUN |  | 2020-10-27 | Massachusetts Electric Company | MA | Stoughton | SEMA | SEMA |  | 0.1 | 0 | 0 | 0.017
69502 | NM BWC BUCKMASTER PD ID 217764 |  | NO RESOURCE | PV | SUN |  | 2020-10-29 | NSTAR Electric Company | MA | Dover | BOSTON | NEMA |  | 1 | 0 | 0 | 0.476
69504 | FOUNDRY01852SOLAR266.4AOBC |  | NO RESOURCE | PV | SUN |  | 2020-10-27 | Massachusetts Electric Company | MA | Lowell | CMA/NEMA | WCMA |  | 0.266 | 0 | 0 | 0.124
69505 | NM CEDARVILLE SOL 3 ID2132061 |  | NO RESOURCE | PV | SUN |  | 2020-10-29 | NSTAR Electric Company | MA | Plymouth | SEMA | SEMA |  | 2 | 0 | 0 | 0.953
69506 | NM WALPOLE 2 LLC ID2120 |  | NO RESOURCE | PV | SUN |  | 2020-10-29 | NSTAR Electric Company | MA | Walpole | SEMA | SEMA |  | 1 | 0 | 0 | 0.534
69508 | SOLECT01604SOLAR488SMQF |  | NO RESOURCE | PV | SUN |  | 2020-10-30 | Massachusetts Electric Company | MA | Worcester | CMA/NEMA | WCMA |  | 0.488 | 0 | 0 | 0.234
69509 | JOEL01082SOLAR980AOBC |  | NO RESOURCE | PV | SUN |  | 2020-10-30 | Massachusetts Electric Company | MA | Ware | WMA | WCMA |  | 0.98 | 0 | 0 | 0.404
69510 | CHESTNUT02903SOLAR43.2NM |  | NO RESOURCE | PV | SUN |  | 2020-10-29 | The Narragansett Electric Company | RI | Providence | RI | RI |  | 0.043 | 0 | 0 | 0
69511 | NM WALPOLE 2 LLC ID2121 |  | NO RESOURCE | PV | SUN |  | 2020-10-29 | NSTAR Electric Company | MA | Walpole | SEMA | SEMA |  | 1 | 0 | 0 | 0.525
69516 | BRECKENRIDGE01069SOLAR4950AOBC | 44103 | BRECKENRIDGE | ES | SUN |  | 2020-11-04 | Enel X North America, Inc. | MA | Palmer | WMA | WCMA |  | 4.95 | 2.576 | 2.576 | 3.328
69522 | HAVERHILL01835LFG995NM |  | NO RESOURCE | IC | LFG |  | 2020-11-12 | Massachusetts Electric Company | MA | Haverhill | BOSTON | NEMA |  | 0.995 | 0 | 0 | 0.144
69564 | BD SOLAR AUGUSTA | 44150 | BD SOLAR AUGUSTA | PV | SUN |  | 2021-07-02 | Acadia Renewable Energy, L.L.C. | ME | Augusta | ME | ME |  | 6.6 | 0 | 0 | 1.554
69599 | GRNEARTH01028SOLAR246.6AOBC |  | NO RESOURCE | PV | SUN |  | 2020-11-24 | Massachusetts Electric Company | MA | East Longmeadow | WMA | WCMA |  | 0.246 | 0 | 0 | 0.116
69600 | GD1HOPKINTON02804SOLAR4125NM |  | NO RESOURCE | PV | SUN |  | 2020-11-24 | The Narragansett Electric Company | RI | Hopkinton | RI | RI |  | 4.125 | 0 | 0 | 0.751
69605 | GD2HOPKINTON02804SOLAR2625NM |  | NO RESOURCE | PV | SUN |  | 2020-11-25 | The Narragansett Electric Company | RI | Hopkinton | RI | RI |  | 2.625 | 0 | 0 | 1.066
69606 | JORDAN01364SOLAR990AOBC |  | NO RESOURCE | PV | SUN |  | 2020-11-20 | Massachusetts Electric Company | MA | Orange | WMA | WCMA |  | 0.99 | 0 | 0 | 0.408
69623 | NSESTAG02072SOLAR816AOBC |  | NO RESOURCE | PV | SUN |  | 2020-11-30 | Massachusetts Electric Company | MA | Stoughton | SEMA | SEMA |  | 0.816 | 0 | 0 | 0.402
69624 | VP_S1 |  | NO RESOURCE | PV | SUN |  | 2020-12-01 | Versant Power | ME | Hampden | BHE | ME |  | 0.198 | 0 | 0 | 0.077
69625 | SM_AOBC_NXTGRD DOGWD ID2324745 |  | NO RESOURCE | PV | SUN |  | 2020-11-25 | NSTAR Electric Company | MA | Dennis | SEMA | SEMA |  | 0.133 | 0 | 0 | 0.053
69627 | SM_AOBC ASSONET PV1 ID2274652 |  | NO RESOURCE | PV | SUN |  | 2020-11-25 | NSTAR Electric Company | MA | Freetown | SEMA | SEMA |  | 4.999 | 0 | 0 | 0.701
69629 | SM_AOBC NG ALLSPICE ID2357995 |  | NO RESOURCE | PV | SUN |  | 2020-11-25 | NSTAR Electric Company | MA | Dennis | SEMA | SEMA |  | 0.1 | 0 | 0 | 0.037
69635 | CF NORTH HAVEN LLC |  | NO RESOURCE | PV | SUN |  | 2020-11-25 | Vermont Public Power Supply Authority | CT | North Haven | SWCT | CT |  | 4.98 | 0 | 0 | 1.738
69636 | GD3HOPKINTON02804SOLAR3875RE |  | NO RESOURCE | PV | SUN |  | 2020-12-03 | The Narragansett Electric Company | RI | Hopkinton | RI | RI |  | 3.875 | 0 | 0 | 1.608
69642 | QF SAFARI ENERGY MA ID2323699 |  | NO RESOURCE | PV | SUN |  | 2020-12-07 | NSTAR Electric Company | MA | Westport | SEMA | SEMA |  | 0.072 | 0 | 0 | 0.038
69643 | RICE RIPS | 759 | MESSALONSKEE COMPOSITE | HDR | WAT |  | 2020-12-03 | Messalonskee Stream Hydro, LLC | ME | Oakland | ME | ME |  | 2 | 0.756 | 0.756 | 0.592
69644 | NM C OF SOMERVILLE 3 ID2246431 |  | NO RESOURCE | PV | SUN |  | 2020-12-07 | NSTAR Electric Company | MA | East Boston | BOSTON | NEMA |  | 0.978 | 0 | 0 | 0.279
69645 | NM KIIT RENEWABLE EN ID2264634 |  | NO RESOURCE | PV | SUN |  | 2020-12-07 | NSTAR Electric Company | MA | Canton | SEMA | SEMA |  | 0.704 | 0 | 0 | 0.331
69647 | TURNING02817SOLAR3340NM |  | NO RESOURCE | PV | SUN |  | 2020-12-03 | The Narragansett Electric Company | RI | West Greenwich | RI | RI |  | 3.34 | 0 | 0 | 1.64
69648 | TURNINGA02817SOLAR3340NM |  | NO RESOURCE | PV | SUN |  | 2020-12-03 | The Narragansett Electric Company | RI | West Greenwich | RI | RI |  | 3.34 | 0 | 0 | 1.427
69649 | ISM02715SOLAR2800AOBC |  | NO RESOURCE | PV | SUN |  | 2020-12-07 | Massachusetts Electric Company | MA | Dighton | SEMA | SEMA |  | 2.8 | 0.001 | 0.001 | 1.401
69650 | COOK02878SOLAR2376NM | 41540 | KEARSARGE TIVERTON | PV | SUN |  | 2020-12-08 | The Narragansett Electric Company | RI | Tiverton | SEMA | RI |  | 2.376 | 0 | 0 | 1.013
69652 | DYNAMIC01515SOLAR1000AOBC |  | NO RESOURCE | PV | SUN |  | 2020-12-10 | Massachusetts Electric Company | MA | East Brookfield | WMA | WCMA |  | 1 | 0.005 | 0.005 | 0.447
69653 | NEXAMP01590SOLAR1000AOBC | 41021 | OAKHURST ROAD PV | PV | SUN |  | 2020-12-10 | Massachusetts Electric Company | MA | Sutton | RI | SEMA |  | 1 | 0 | 0 | 0.165
69656 | MARKRICHEY01950WIND600NM |  | NO RESOURCE | WT | WND |  | 2020-12-18 | Massachusetts Electric Company | MA | Newburyport | BOSTON | NEMA |  | 0.6 | 0 | 0 | 0
69657 | WALLINGFORD SOLAR I |  | NO RESOURCE | PV | SUN |  | 2020-12-18 | NextEra Energy Marketing, LLC | CT | Wallingford | SWCT | CT |  | 4.99 | 0 | 0 | 2.114
69658 | WALLINGFORD SOLAR II |  | NO RESOURCE | PV | SUN |  | 2020-12-18 | NextEra Energy Marketing, LLC | CT | Wallingford | SWCT | CT |  | 4.99 | 0 | 0 | 2.065
69659 | WALLINGFORD SOLAR III |  | NO RESOURCE | PV | SUN |  | 2020-12-18 | NextEra Energy Marketing, LLC | CT | Wallingford | SWCT | CT |  | 4.99 | 0 | 0 | 1.711
69660 | NM 510 PV PROJECT DEV LLC |  | NO RESOURCE | PV | SUN |  | 2020-12-17 | NSTAR Electric Company | MA | Becket | WMA | WCMA |  | 4.95 | 0.001 | 0.001 | 2.017
69663 | NM BERKSHIRE2 MNT RENEWABLE PV |  | NO RESOURCE | PV | SUN |  | 2020-12-17 | NSTAR Electric Company | MA | Lanesborough | WMA | WCMA |  | 0.5 | 0 | 0 | 0.209
69665 | SM_AOBC CVE NORTH AMERICA PV |  | NO RESOURCE | PV | SUN |  | 2020-12-17 | NSTAR Electric Company | MA | Russell | WMA | WCMA |  | 2.988 | 0.014 | 0.014 | 1.458
69667 | SM_AOBC ECOGY MA III LLC PV |  | NO RESOURCE | PV | SUN |  | 2020-12-17 | NSTAR Electric Company | MA | Springfield | WMA | WCMA |  | 0.2 | 0.002 | 0.002 | 0.098
69668 | SM_AOBC_ERVING POPLAR MNT PV |  | NO RESOURCE | PV | SUN |  | 2020-12-17 | NSTAR Electric Company | MA | Erving | WMA | WCMA |  | 0.99 | 0.009 | 0.009 | 0.474
69670 | NM_PLAINFIELD SOLAR LLC |  | NO RESOURCE | PV | SUN |  | 2020-12-17 | NSTAR Electric Company | MA | Plainfield | WMA | WCMA |  | 1.99 | 0.016 | 0.016 | 1.052
69671 | SM_AOBC_SOLTAGE, LLC PV |  | NO RESOURCE | PV | SUN |  | 2020-12-17 | NSTAR Electric Company | MA | Easthampton | WMA | WCMA |  | 2.46 | 0.026 | 0.026 | 1.088
69673 | SM_NM WHATELY PV |  | NO RESOURCE | PV | SUN |  | 2020-12-17 | NSTAR Electric Company | MA | South Deerfield | WMA | WCMA |  | 1.115 | 0.009 | 0.009 | 0.47
69675 | TOWN OF WINDHAM |  | NO RESOURCE | PV | SUN |  | 2020-12-18 | Central Maine Power Company | ME | Windham | SME | ME |  | 0.42 | 0.003 | 0.003 | 0.182
69676 | GREEN01028SOLAR233.1AOBC |  | NO RESOURCE | PV | SUN |  | 2020-12-21 | Massachusetts Electric Company | MA | East Longmeadow | WMA | WCMA |  | 0.233 | 0.003 | 0.003 | 0.095
69677 | MELINK01550SOLAR936AOBC |  | NO RESOURCE | PV | SUN |  | 2020-12-24 | Massachusetts Electric Company | MA | Southbridge | WMA | WCMA |  | 0.936 | 0.012 | 0.012 | 0.394
69678 | DIRT SOLAR |  | NO RESOURCE | PV | SUN |  | 2020-12-22 | Central Maine Power Company | ME | Skowhegan | ME | ME |  | 2.625 | 0.029 | 0.029 | 1.234
69684 | BLACKHORSE02885SOLAR3750NM |  | NO RESOURCE | PV | SUN |  | 2020-12-24 | The Narragansett Electric Company | RI | Warren | RI | RI |  | 3.75 | 0.011 | 0.011 | 1.59
69685 | AHOLD STOP & SHOP STORE #0020 |  | NO RESOURCE | FC | NG |  | 2020-12-21 | Yellow Jacket Energy, LLC | MA | Quincy | SEMA | SEMA |  | 0.263 | 0 | 0 | 0.263
69692 | NAVISUN01507SOLAR1980SMQF |  | NO RESOURCE | PV | SUN |  | 2020-12-28 | Massachusetts Electric Company | MA | Charlton | WMA | WCMA |  | 1.98 | 0 | 0 | 0.789
69693 | SETTLER'S SOLAR, LLC |  | NO RESOURCE | PV | SUN |  | 2021-01-04 | Fitchburg Gas & Electric Light Company | MA | Lunenberg | WMA | WCMA |  | 4.99 | 0.064 | 0.064 | 2.002
69694 | ZERO01095SOLAR1000AOBC |  | NO RESOURCE | PV | SUN |  | 2020-12-31 | Massachusetts Electric Company | MA | Wilbraham | WMA | WCMA |  | 1 | 0.017 | 0.017 | 0.726
69695 | GEPOWER01752SOLAR466.6SMQF |  | NO RESOURCE | PV | SUN |  | 2020-12-31 | Massachusetts Electric Company | MA | Marlborough | CMA/NEMA | WCMA |  | 0.467 | 0.008 | 0.008 | 0.178
69696 | WILLIAM02771SOLAR80QF |  | NO RESOURCE | PV | SUN |  | 2020-12-29 | Massachusetts Electric Company | MA | Seekonk | RI | SEMA |  | 0.08 | 0.001 | 0.001 | 0
69697 | BLUEWAVE01095SOLAR4000AOBC |  | NO RESOURCE | PV | SUN |  | 2020-12-31 | Massachusetts Electric Company | MA | Wilbraham | WMA | WCMA |  | 4 | 0.067 | 0.067 | 2.015
69699 | BLUEWAVE01915SOLAR3520AOBC |  | NO RESOURCE | PV | SUN |  | 2020-12-31 | Massachusetts Electric Company | MA | Beverly | BOSTON | NEMA |  | 3.52 | 0.057 | 0.057 | 1.737
69700 | NESG SOLAR HOLDING CO.1, LLC |  | NO RESOURCE | PV | SUN |  | 2021-01-04 | Fitchburg Gas & Electric Light Company | MA | Fitchburg | WMA | WCMA |  | 3.204 | 0.051 | 0.051 | 0.02
69701 | VP_S2 |  | NO RESOURCE | PV | SUN |  | 2021-01-01 | Versant Power | ME | Hampden | BHE | ME |  | 0.23 | 0.002 | 0.002 | 0.093
69702 | ASTRUM02895SOLAR150RE |  | NO RESOURCE | PV | SUN |  | 2021-01-07 | The Narragansett Electric Company | RI | Woonsocket | RI | RI |  | 0.15 | 0.003 | 0.003 | 0.062
69703 | SYNCARPHA01060SOLAR3630AOBC |  | NO RESOURCE | PV | SUN |  | 2021-01-05 | Massachusetts Electric Company | MA | Northampton | WMA | WCMA |  | 3.63 | 0.018 | 0.018 | 1.498
69704 | KEARSARGE02808SOLAR4080NM | 41539 | KEARSARGE WESTERLY | PV | SUN |  | 2021-01-07 | The Narragansett Electric Company | RI | Bradford | RI | RI |  | 4.08 | 0.114 | 0.114 | 2.032
69705 | RENEWABLE02703SOLAR4268AOBC |  | NO RESOURCE | PV | SUN |  | 2021-01-06 | Massachusetts Electric Company | MA | Attleboro | RI | SEMA |  | 4.268 | 0.103 | 0.103 | 1.891
69706 | INDEPA01562SOLAR3000AOBC |  | NO RESOURCE | PV | SUN |  | 2020-12-31 | Massachusetts Electric Company | MA | Spencer | WMA | WCMA |  | 3 | 0 | 0 | 1.137
69707 | INDEPB01562SOLAR4940AOBC |  | NO RESOURCE | PV | SUN |  | 2020-12-31 | Massachusetts Electric Company | MA | Spencer | WMA | WCMA |  | 4.94 | 0 | 0 | 2.352
69708 | AMERSCO02878SOLAR1826NM |  | NO RESOURCE | PV | SUN |  | 2021-01-06 | The Narragansett Electric Company | RI | Tiverton | SEMA | RI |  | 1.826 | 0.042 | 0.042 | 0.922
69712 | MASSAM02339SOLAR249.8AOBC |  | NO RESOURCE | PV | SUN |  | 2021-01-04 | Massachusetts Electric Company | MA | Hanover | SEMA | SEMA |  | 0.25 | 0.004 | 0.004 | 0.136
69713 | NSESTAGE02072SOLAR233.33AOBC |  | NO RESOURCE | PV | SUN |  | 2021-01-04 | Massachusetts Electric Company | MA | Stoughton | SEMA | SEMA |  | 0.233 | 0.005 | 0.005 | 0.12
69714 | GRAY LANDFILL |  | NO RESOURCE | PV | SUN |  | 2021-01-06 | Central Maine Power Company | ME | Gray | SME | ME |  | 0.3 | 0.007 | 0.007 | 0.116
69715 | HOPE02860SOLAR296.6NM |  | NO RESOURCE | PV | SUN |  | 2021-01-08 | The Narragansett Electric Company | RI | Pawtucket | RI | RI |  | 0.497 | 0 | 0 | 0.1
69716 | AMERSCO02878SOLAR1660NM |  | NO RESOURCE | PV | SUN |  | 2021-01-08 | The Narragansett Electric Company | RI | Tiverton | SEMA | RI |  | 1.66 | 0.042 | 0.042 | 0.939
69717 | MELINK01550SOLAR999AOBC |  | NO RESOURCE | PV | SUN |  | 2021-01-11 | Massachusetts Electric Company | MA | Southbridge | WMA | WCMA |  | 0.999 | 0.035 | 0.035 | 0.455
69719 | SHAW BROTHERS CONSTRUCTION |  | NO RESOURCE | PV | SUN |  | 2021-01-06 | Central Maine Power Company | ME | Buxton | SME | ME |  | 2.4 | 0.055 | 0.055 | 1.089
69720 | SUNBUG01930SOLAR147.6SMQF |  | NO RESOURCE | PV | SUN |  | 2021-01-11 | Massachusetts Electric Company | MA | Gloucester | BOSTON | NEMA |  | 0.148 | 0.003 | 0.003 | 0.042
69721 | MELINK01550SOLAR3744AOBC |  | NO RESOURCE | PV | SUN |  | 2021-01-08 | Massachusetts Electric Company | MA | Southbridge | WMA | WCMA |  | 3.744 | 0.104 | 0.104 | 1.659
69722 | EUPHORIA 415, LLC |  | NO RESOURCE | PV | SUN |  | 2021-01-11 | Central Maine Power Company | ME | Scarborough | ME | ME |  | 0.063 | 0.002 | 0.002 | 0.032
69723 | NEXAPEX01752SOLAR333.2AOBC |  | NO RESOURCE | PV | SUN |  | 2021-01-13 | Massachusetts Electric Company | MA | Marlborough | CMA/NEMA | WCMA |  | 0.333 | 0.008 | 0.008 | 0.138
69724 | GREEN02827SOLAR3000RE |  | NO RESOURCE | PV | SUN |  | 2021-01-15 | The Narragansett Electric Company | RI | Coventry | RI | RI |  | 3 | 0 | 0 | 1.121
69725 | MELINK01550SOLAR936AOBC2 |  | NO RESOURCE | PV | SUN |  | 2021-01-12 | Massachusetts Electric Company | MA | Southbridge | WMA | WCMA |  | 0.936 | 0.025 | 0.025 | 0.351
69726 | CLC YMCA |  | NO RESOURCE | PV | SUN |  | 2021-01-13 | Central Maine Power Company | ME | Damariscotta | ME | ME |  | 0.133 | 0.003 | 0.003 | 0.06
69727 | SOUTHERN02763SOLAR3469QF |  | NO RESOURCE | PV | SUN |  | 2021-01-15 | Massachusetts Electric Company | MA | Attleboro Falls | RI | SEMA |  | 3.469 | 0 | 0 | 0
69729 | SYNCARPHA02338SOLAR1668AOBC | 41008 | SYNCARPHA HALIFAX - SOLAR | PV | SUN |  | 2021-01-14 | Massachusetts Electric Company | MA | Halifax | SEMA | SEMA |  | 1.668 | 0.037 | 0.037 | 0.774
69731 | WATERSON02896SOLAR29.49NM |  | NO RESOURCE | PV | SUN |  | 2021-01-19 | The Narragansett Electric Company | RI | North Smithfield | RI | RI |  | 0.029 | 0 | 0 | 0
69733 | TJA01440SOLAR4990AOBC | 44110 | CLARK ROAD SOLAR | PV | SUN |  | 2021-01-18 | Massachusetts Electric Company | MA | Gardner | WMA | WCMA |  | 4.99 | 0.143 | 0.143 | 2.177
69734 | RSM02909SOLAR72NM |  | NO RESOURCE | PV | SUN |  | 2021-01-21 | The Narragansett Electric Company | RI | Providence | RI | RI |  | 0.072 | 0 | 0 | 0.016
69735 | KEARSARGE02914SOLAR2000NM | 44209 | KEARSARGE EAST PROVIDENCE | PV | SUN |  | 2021-01-20 | The Narragansett Electric Company | RI | East Providence | RI | RI |  | 2 | 0.085 | 0.085 | 0.955
69736 | GREENWO02814SOLAR1800NM |  | NO RESOURCE | PV | SUN |  | 2021-01-22 | The Narragansett Electric Company | RI | North Scituate | RI | RI |  | 1.8 | 0.064 | 0.064 | 0.657
69737 | BRENDANS02915SOLAR28NM |  | NO RESOURCE | PV | SUN |  | 2021-01-19 | The Narragansett Electric Company | RI | Riverside | RI | RI |  | 0.028 | 0 | 0 | 0.007
69739 | ISM02920SOLAR2375NM |  | NO RESOURCE | PV | SUN |  | 2021-01-20 | The Narragansett Electric Company | RI | Cranston | RI | RI |  | 2.375 | 0.118 | 0.118 | 1.272
69740 | TOWN OF OAKLAND |  | NO RESOURCE | PV | SUN |  | 2021-01-21 | Central Maine Power Company | ME | Oakland | ME | ME |  | 0.36 | 0.012 | 0.012 | 0.145
69748 | AHOLD STOP & SHOP STORE #0406 |  | NO RESOURCE | FC | NG |  | 2021-02-01 | Yellow Jacket Energy, LLC | MA | Hyannis | SEMA | SEMA |  | 0.263 | 0.014 | 0.014 | 0.263
69749 | AHOLD STOP & SHOP STORE #0087 |  | NO RESOURCE | FC | NG |  | 2021-02-01 | Yellow Jacket Energy, LLC | MA | Mashpee | SEMA | SEMA |  | 0.21 | 0 | 0 | 0.21
69750 | AHOLD STOP & SHOP STORE #0474 |  | NO RESOURCE | FC | NG |  | 2021-02-01 | Yellow Jacket Energy, LLC | MA | East Wareham | SEMA | SEMA |  | 0.263 | 0 | 0 | 0.263
69751 | AHOLD STOP & SHOP STORE #0425 |  | NO RESOURCE | FC | NG |  | 2021-02-01 | Yellow Jacket Energy, LLC | MA | East Falmouth | SEMA | SEMA |  | 0.263 | 0.007 | 0.007 | 0.263
69752 | AHOLD STOP & SHOP STORE #0012 |  | NO RESOURCE | FC | NG |  | 2021-02-01 | Yellow Jacket Energy, LLC | MA | Sandwich | SEMA | SEMA |  | 0.263 | 0.004 | 0.004 | 0.263
69753 | AHOLD STOP & SHOP STORE #0475 |  | NO RESOURCE | FC | NG |  | 2021-02-01 | Yellow Jacket Energy, LLC | MA | Harwich | SEMA | SEMA |  | 0.263 | 0 | 0 | 0.263
69754 | AHOLD STOP & SHOP STORE #0066 |  | NO RESOURCE | FC | NG |  | 2021-02-01 | Yellow Jacket Energy, LLC | MA | Marstons Mills | SEMA | SEMA |  | 0.21 | 0 | 0 | 0.21
69757 | GSPP02379SOLAR1128AOBC |  | NO RESOURCE | PV | SUN |  | 2021-02-12 | Massachusetts Electric Company | MA | West Bridgewater | SEMA | SEMA |  | 1.128 | 0.036 | 0.036 | 0.293
69762 | EQUAL02379SOLAR480SMQF |  | NO RESOURCE | PV | SUN |  | 2021-02-17 | Massachusetts Electric Company | MA | West Bridgewater | SEMA | SEMA |  | 0.48 | 0.026 | 0.026 | 0
69776 | ASTRUM02865SOLAR187.5RE |  | NO RESOURCE | PV | SUN |  | 2021-02-18 | The Narragansett Electric Company | RI | Lincoln | RI | RI |  | 0.188 | 0.006 | 0.006 | 0.07
69778 | CADILLAC01772SOLAR166.6QF |  | NO RESOURCE | PV | SUN |  | 2021-02-19 | Massachusetts Electric Company | MA | Southborough | CMA/NEMA | WCMA |  | 0.167 | 0 | 0 | 0.002
69779 | NSE01581SOLAR780AOBC |  | NO RESOURCE | PV | SUN |  | 2021-02-26 | Massachusetts Electric Company | MA | Westborough | CMA/NEMA | WCMA |  | 0.78 | 0.064 | 0.064 | 0.35
69780 | GREEN02842SOLAR952NM |  | NO RESOURCE | PV | SUN |  | 2021-02-26 | The Narragansett Electric Company | RI | Middletown | SEMA | RI |  | 0.952 | 0 | 0 | 0.445
69781 | MASSELECTRIC01532SOLAR750QF |  | NO RESOURCE | PV | SUN |  | 2021-02-26 | Massachusetts Electric Company | MA | Northborough | CMA/NEMA | WCMA |  | 0.75 | 0 | 0 | 0.276
69785 | BROOK01510SOLAR249.8QF |  | NO RESOURCE | PV | SUN |  | 2021-02-26 | Massachusetts Electric Company | MA | Clinton | CMA/NEMA | WCMA |  | 0.25 | 0 | 0 | 0
69786 | FARMINGTON MAINE SOLAR | 38838 | FARMINGTON SOLAR | PV | SUN |  | 2021-10-27 | NextEra Energy Marketing, LLC | ME | Farmington | ME | ME |  | 88.896 | 0 | 0 | 48.04
69789 | ROXWIND | 40889 | ROXWIND | WT | WND |  | 2021-11-30 | RoxWind LLC | ME | Roxbury | ME | ME |  | 15.2244 | 0 | 0 | 3.5
69796 | UNICORNA02061SOLAR366.6SMQF |  | NO RESOURCE | PV | SUN |  | 2021-03-05 | Massachusetts Electric Company | MA | Norwell | SEMA | SEMA |  | 0.367 | 0.019 | 0.019 | 0.128
69797 | UNICORNB02061SOLAR233.3SMQF |  | NO RESOURCE | PV | SUN |  | 2021-03-05 | Massachusetts Electric Company | MA | Norwell | SEMA | SEMA |  | 0.233 | 0.014 | 0.014 | 0.091
69801 | QUINEBAUG SOLAR | 38826 | QUINEBAUG SOLAR | PV | SUN |  | 2021-12-27 | NextEra Energy Marketing, LLC | CT | Canterbury | CT | CT |  | 54.378 | 0 | 0 | 24.9
69805 | DOWNEAST CONCEPTS |  | NO RESOURCE | PV | SUN |  | 2021-03-05 | Central Maine Power Company | ME | Yarmouth | SME | ME |  | 0.075 | 0.006 | 0.006 | 0.025
69812 | SMITH01060NG3500QF |  | NO RESOURCE | ST | NG |  | 2021-03-05 | Massachusetts Electric Company | MA | Northampton | WMA | WCMA |  | 3.5 | 0.168 | 0.168 | 3.5
69816 | KEARSARGE WILLIAM WAY CSF_GEN | 41552 | KEARSARGE WILLIAM WAY ESS | ES | MWH |  | 2021-12-21 | Galt Power Inc. | MA | Bellingham | RI | SEMA |  | 2.64 | 2.609 | 2.609 | 2.609
69819 | KEARSARGE01835SOLAR4800AOBC | 41549 | KEARSARGE HAVERHILL PV | PV | SUN |  | 2021-03-11 | Massachusetts Electric Company | MA | Haverhill | BOSTON | NEMA |  | 4.8 | 0.385 | 0.385 | 1.329
69822 | NM BOSTON HSG AUTH ID2157007 |  | NO RESOURCE | PV | SUN |  | 2021-03-16 | NSTAR Electric Company | MA | Waltham | BOSTON | NEMA |  | 0.18 | 0.019 | 0.019 | 0.074
69823 | NM BRANDEIS UNIV PV ID2104994 |  | NO RESOURCE | PV | SUN |  | 2021-03-16 | NSTAR Electric Company | MA | Somerville | BOSTON | NEMA |  | 0.576 | 0.069 | 0.069 | 0.24
69824 | HOSPICE OF SOUTHERN MAINE |  | NO RESOURCE | PV | SUN |  | 2021-03-11 | Central Maine Power Company | ME | Scarborough | SME | ME |  | 0.1 | 0.007 | 0.007 | 0.039
69829 | STONEHILL02356SOLAR4391QF |  | NO RESOURCE | PV | SUN |  | 2021-03-12 | Massachusetts Electric Company | MA | North Easton | SEMA | SEMA |  | 4.166 | 0.18 | 0.18 | 0.985
69834 | NM MATTAPOISETT R-V ID2234593 |  | NO RESOURCE | PV | SUN |  | 2021-03-15 | NSTAR Electric Company | MA | Walpole | SEMA | SEMA |  | 0.108 | 0.012 | 0.012 | 0.047
69835 | NM ACTON-BOX REGL ID2082549 |  | NO RESOURCE | PV | SUN |  | 2021-03-16 | NSTAR Electric Company | MA | Woburn | BOSTON | NEMA |  | 0.495 | 0.05 | 0.05 | 0.214
69845 | NM PLYMOUTH CTY SHER ID2233507 |  | NO RESOURCE | PV | SUN |  | 2021-03-17 | NSTAR Electric Company | MA | Walpole | SEMA | SEMA |  | 0.336 | 0.038 | 0.038 | 0.152
69848 | NM PLYMOUTH CTY SH 2 ID2230560 |  | NO RESOURCE | PV | SUN |  | 2021-03-17 | NSTAR Electric Company | MA | Walpole | SEMA | SEMA |  | 0.53 | 0.061 | 0.061 | 0.232
69853 | NM BLUEHILLSREGLTECH ID2212756 |  | NO RESOURCE | PV | SUN |  | 2021-03-15 | NSTAR Electric Company | MA | Canton | SEMA | SEMA |  | 0.33 | 0.045 | 0.045 | 0.116
69854 | NM BLUEHILLSREGLTECH ID2214562 |  | NO RESOURCE | PV | SUN |  | 2021-03-15 | NSTAR Electric Company | MA | Canton | SEMA | SEMA |  | 0.462 | 0.057 | 0.057 | 0.194
69856 | QF ELSON CLOVERLEAF ID2350187 |  | NO RESOURCE | PV | SUN |  | 2021-03-17 | NSTAR Electric Company | MA | Natick | BOSTON | NEMA |  | 0.466 | 0.063 | 0.063 | 0.192
69860 | NM ALTERNATEPWR 1-4 ID2071689 |  | NO RESOURCE | PV | SUN |  | 2021-03-15 | NSTAR Electric Company | MA | West Wareham | SEMA | SEMA |  | 1.7 | 0.145 | 0.145 | 0.743
69861 | NM MATTAPOISETT R-V ID2233726 |  | NO RESOURCE | PV | SUN |  | 2021-03-16 | NSTAR Electric Company | MA | Walpole | SEMA | SEMA |  | 0.554 | 0.045 | 0.045 | 0.219
69862 | NM PLYMOUTH CTY SH 1 ID2234091 |  | NO RESOURCE | PV | SUN |  | 2021-03-17 | NSTAR Electric Company | MA | Walpole | SEMA | SEMA |  | 0.632 | 0.056 | 0.056 | 0.245
69863 | ECOGY01607SOLAR199.8AOBC |  | NO RESOURCE | PV | SUN |  | 2021-03-16 | Massachusetts Electric Company | MA | Worcester | CMA/NEMA | WCMA |  | 0.2 | 0.017 | 0.017 | 0.07
69864 | TANGENT01473SOLAR3000AOBC |  | NO RESOURCE | PV | SUN |  | 2021-03-16 | Massachusetts Electric Company | MA | Westminster | WMA | WCMA |  | 3 | 0.201 | 0.201 | 1.201
69869 | NM_OLIVE STREET PV6F1500-2016 |  | NO RESOURCE | PV | SUN |  | 2021-03-22 | NSTAR Electric Company | MA | Montague | WMA | WCMA |  | 0.096 | 0.006 | 0.006 | 0.027
69870 | NM_FULL BLOOM PV 6A1252-2015 |  | NO RESOURCE | PV | SUN |  | 2021-03-22 | NSTAR Electric Company | MA | South Deerfield | WMA | WCMA |  | 0.496 | 0.048 | 0.048 | 0.181
69871 | NM SUNFARM 1 PV_6B521-2015 |  | NO RESOURCE | PV | SUN |  | 2021-03-22 | NSTAR Electric Company | MA | Pittsfield | WMA | WCMA |  | 0.499 | 0.043 | 0.043 | 0.21
69872 | GRANDBY01033SOLAR3000AOBC | 40970 | GRANBY SOLAR | PV | SUN |  | 2021-03-19 | Massachusetts Electric Company | MA | Granby | WMA | WCMA |  | 3 | 0 | 0 | 2.8
69874 | NM_SUNFARM 2 PV_ 6B522-2015 |  | NO RESOURCE | PV | SUN |  | 2021-03-22 | NSTAR Electric Company | MA | Pittsfield | WMA | WCMA |  | 0.499 | 0.043 | 0.043 | 0.213
69875 | NM_SUNFARM PV 3_ 6B525-2015 |  | NO RESOURCE | PV | SUN |  | 2021-03-22 | NSTAR Electric Company | MA | Pittsfield | WMA | WCMA |  | 0.499 | 0.041 | 0.041 | 0.194
69876 | NM_US LIGHT ENERGY 1_PV |  | NO RESOURCE | PV | SUN |  | 2021-03-22 | NSTAR Electric Company | MA | Pittsfield | WMA | WCMA |  | 0.499 | 0.058 | 0.058 | 0.222
69878 | NM_US LIGHT ENERGY 2_PV |  | NO RESOURCE | PV | SUN |  | 2021-03-22 | NSTAR Electric Company | MA | Pittsfield | WMA | WCMA |  | 0.499 | 0.048 | 0.048 | 0.192
69879 | NM_WILLOW HILL RD PV |  | NO RESOURCE | PV | SUN |  | 2021-03-22 | NSTAR Electric Company | MA | Lenox Dale | WMA | WCMA |  | 0.448 | 0.04 | 0.04 | 0.208
69889 | EHOUSING01507SOLAR1000NM |  | NO RESOURCE | PV | SUN |  | 2021-03-29 | Massachusetts Electric Company | MA | Charlton | WMA | WCMA |  | 1 | 0.101 | 0.101 | 0.462
69900 | NSE02766SOLAR966.6AOBC |  | NO RESOURCE | PV | SUN |  | 2021-03-25 | Massachusetts Electric Company | MA | Norton | RI | SEMA |  | 0.967 | 0.119 | 0.119 | 0.444
69928 | PUBLIC01886SOLAR99.9SMQF |  | NO RESOURCE | PV | SUN |  | 2021-03-30 | Massachusetts Electric Company | MA | Westford | CMA/NEMA | WCMA |  | 0.1 | 0.003 | 0.003 | 0.026
69929 | ALTUS01036SOLAR2000SMQF |  | NO RESOURCE | PV | SUN |  | 2021-03-30 | Massachusetts Electric Company | MA | Hampden | WMA | WCMA |  | 2 | 0.214 | 0.214 | 0.921
69930 | MELVILLE02871SOLAR3000NM |  | NO RESOURCE | PV | SUN |  | 2021-03-31 | The Narragansett Electric Company | RI | Portsmouth | SEMA | RI |  | 3 | 0.305 | 0.305 | 1.411
69934 | WILCO02886SOLAR200RE |  | NO RESOURCE | PV | SUN |  | 2021-03-31 | The Narragansett Electric Company | RI | Warwick | RI | RI |  | 0.2 | 0.022 | 0.022 | 0.081
69940 | 1HARTFORD02825SOLAR2000RE |  | NO RESOURCE | PV | SUN |  | 2021-04-06 | The Narragansett Electric Company | RI | Foster | RI | RI |  | 2 | 0.251 | 0.251 | 0.905
69941 | 2HARTFORD02825SOLAR2586NM | 44349 | HARTFORD PIKE SOLAR II | PV | SUN |  | 2021-04-06 | The Narragansett Electric Company | RI | Foster | RI | RI |  | 2.586 | 0.322 | 0.322 | 1.208
69945 | NEXTGRID02019SOLAR500SMQF |  | NO RESOURCE | PV | SUN |  | 2021-04-07 | Massachusetts Electric Company | MA | Bellingham | RI | SEMA |  | 0.5 | 0.057 | 0.057 | 0.222
69954 | AFINNELL02188SOLAR240SMQF |  | NO RESOURCE | PV | SUN |  | 2021-04-15 | Massachusetts Electric Company | MA | Weymouth | SEMA | SEMA |  | 0.24 | 0.034 | 0.034 | 0.102
69956 | EFINNELL02188SOLAR240SMQF |  | NO RESOURCE | PV | SUN |  | 2021-04-15 | Massachusetts Electric Company | MA | Weymouth | SEMA | SEMA |  | 0.24 | 0.027 | 0.027 | 0.088
69960 | DAIRY01757SOLAR109.9QF |  | NO RESOURCE | PV | SUN |  | 2021-04-14 | Massachusetts Electric Company | MA | Milford | RI | SEMA |  | 0.11 | 0 | 0 | 0
69967 | BFINNELL02188SOLAR240SMQF |  | NO RESOURCE | PV | SUN |  | 2021-04-14 | Massachusetts Electric Company | MA | Weymouth | SEMA | SEMA |  | 0.24 | 0.037 | 0.037 | 0
69968 | BVD01257SOLAR240AOBC |  | NO RESOURCE | PV | SUN |  | 2021-04-12 | Massachusetts Electric Company | MA | Sheffield | WMA | WCMA |  | 0.24 | 0.018 | 0.018 | 0.101
69969 | DFINNELL02188SOLAR492SMQF |  | NO RESOURCE | PV | SUN |  | 2021-04-13 | Massachusetts Electric Company | MA | Weymouth | SEMA | SEMA |  | 0.492 | 0.058 | 0.058 | 0.187
69970 | CFINNELL02188SOLAR240SMQF |  | NO RESOURCE | PV | SUN |  | 2021-04-13 | Massachusetts Electric Company | MA | Weymouth | SEMA | SEMA |  | 0.24 | 0.038 | 0.038 | 0.075
69972 | HOME01257SOLAR1980SMQF |  | NO RESOURCE | PV | SUN |  | 2021-04-16 | Massachusetts Electric Company | MA | Sheffield | WMA | WCMA |  | 1.98 | 0.019 | 0.019 | 0.034
69977 | OAKHAM01068SOLAR2000AOBC |  | NO RESOURCE | PV | SUN |  | 2021-04-20 | Massachusetts Electric Company | MA | Oakham | WMA | WCMA |  | 2 | 0.292 | 0.292 | 0.97
69978 | LONSDALE02863SOLAR233.1RE |  | NO RESOURCE | PV | SUN |  | 2021-04-16 | The Narragansett Electric Company | RI | Central Falls | RI | RI |  | 0.233 | 0.025 | 0.025 | 0.067
69982 | OAKORANGE01364SOLAR4980SMQF |  | NO RESOURCE | PV | SUN |  | 2021-04-20 | Massachusetts Electric Company | MA | Orange | WMA | WCMA |  | 4.98 | 0 | 0 | 2.105
69991 | SYNCARPHA01534SOLAR4980AOBC | 41183 | SYNCARPHA NORTHBRIDGE 2 - SOLAR | PV | SUN |  | 2021-04-21 | Massachusetts Electric Company | MA | Northbridge | RI | SEMA |  | 4.98 | 0.538 | 0.538 | 2.29
70001 | JEFFREY02871SOLAR32.77NM |  | NO RESOURCE | PV | SUN |  | 2021-04-22 | The Narragansett Electric Company | RI | Portsmouth | SEMA | RI |  | 0.033 | 0 | 0 | 0.005
70018 | BLUESTONE02864SOLAR206.5RE |  | NO RESOURCE | PV | SUN |  | 2021-04-26 | The Narragansett Electric Company | RI | Cumberland | RI | RI |  | 0.207 | 0.028 | 0.028 | 0.089
70041 | UNION FARM EQUIPMENT |  | NO RESOURCE | PV | SUN |  | 2021-04-28 | Central Maine Power Company | ME | Union | ME | ME |  | 0.034 | 0.004 | 0.004 | 0.013
70052 | BVD01247SOLAR240AOBC |  | NO RESOURCE | PV | SUN |  | 2021-04-28 | Massachusetts Electric Company | MA | Clarksburg | WMA | WCMA |  | 0.24 | 0.032 | 0.032 | 0.11
70062 | MILLBURY01519SOLAR250SMQF |  | NO RESOURCE | PV | SUN |  | 2021-04-28 | Massachusetts Electric Company | MA | Grafton | CMA/NEMA | WCMA |  | 0.25 | 0.046 | 0.046 | 0.114
70067 | REDWOOD02864SOLAR220RE |  | NO RESOURCE | PV | SUN |  | 2021-04-30 | The Narragansett Electric Company | RI | Cumberland | RI | RI |  | 0.22 | 0.026 | 0.026 | 0.09
70092 | BEVERLY01915SOLAR82QF |  | NO RESOURCE | PV | SUN |  | 2021-05-03 | Massachusetts Electric Company | MA | Beverly | BOSTON | NEMA |  | 0.082 | 0 | 0 | 0
70093 | AUTOZONE02891SOLAR33.3NM |  | NO RESOURCE | PV | SUN |  | 2021-05-05 | The Narragansett Electric Company | RI | Westerly | RI | RI |  | 0.033 | 0 | 0 | 0.003
70095 | MANVILLE02864SOLAR4482NM |  | NO RESOURCE | PV | SUN |  | 2021-05-05 | The Narragansett Electric Company | RI | Cumberland | RI | RI |  | 4.482 | 0 | 0 | 2.225
70096 | GSPPBRISTOL02375SOLAR710SMQF |  | NO RESOURCE | PV | SUN |  | 2021-05-11 | Massachusetts Electric Company | MA | South Easton | SEMA | SEMA |  | 0.71 | 0 | 0 | 0
70097 | BD SOLAR FAIRFIELD | 44149 | BD SOLAR FAIRFIELD | PV | SUN |  | 2021-05-07 | Acadia Renewable Energy, L.L.C. | ME | Fairfield | ME | ME |  | 4.99 | 0 | 0 | 1.622
70099 | STOUGHTON02072SOLAR99.9QF |  | NO RESOURCE | PV | SUN |  | 2021-05-06 | Massachusetts Electric Company | MA | Stoughton | SEMA | SEMA |  | 0.1 | 0 | 0 | 0
70100 | CLAYTON01222SOLAR2079SMQF |  | NO RESOURCE | PV | SUN |  | 2021-05-07 | Massachusetts Electric Company | MA | Ashley Falls | WMA | WCMA |  | 2.079 | 0 | 0 | 1.029
70101 | WVCB02909SOLAR66.6NM |  | NO RESOURCE | PV | SUN |  | 2021-05-11 | The Narragansett Electric Company | RI | Providence | RI | RI |  | 0.067 | 0 | 0 | 0.008
70102 | AUTOZONE02888SOLAR33.3NM |  | NO RESOURCE | PV | SUN |  | 2021-05-11 | The Narragansett Electric Company | RI | Warwick | RI | RI |  | 0.033 | 0 | 0 | 0.004
71116 | BELLEAU02914SOLAR30NM |  | NO RESOURCE | PV | SUN |  | 2021-05-14 | The Narragansett Electric Company | RI | East Providence | RI | RI |  | 0.03 | 0 | 0 | 0.008
71125 | CTMS01543SOLAR133.2SMQF |  | NO RESOURCE | PV | SUN |  | 2021-05-19 | Massachusetts Electric Company | MA | Rutland | WMA | WCMA |  | 0.133 | 0 | 0 | 0
71138 | CRANBERRYHIGHWAYPV_WO2277865 | 40923 | ENA CRANBERRY ROAD PV | PV | SUN |  | 2021-05-19 | Genbright, LLC | MA | West Wareham | SEMA | SEMA |  | 2.5 | 0 | 0 | 1.016
71142 | STBRENDANS02915SOLAR38.5NM |  | NO RESOURCE | PV | SUN |  | 2021-05-20 | The Narragansett Electric Company | RI | Riverside | RI | RI |  | 0.039 | 0 | 0 | 0.004
71143 | PUBLIC02149SOLAR133.2SMQF |  | NO RESOURCE | PV | SUN |  | 2021-05-20 | Massachusetts Electric Company | MA | Everett | WMA | WCMA |  | 0.133 | 0 | 0 | 0.049
71146 | GSPPPEARL02148SOLAR340AOBC |  | NO RESOURCE | PV | SUN |  | 2021-05-21 | Massachusetts Electric Company | MA | Malden | BOSTON | NEMA |  | 0.34 | 0 | 0 | 0.111
71147 | COSMO02920SOLAR25.2NM |  | NO RESOURCE | PV | SUN |  | 2021-05-25 | The Narragansett Electric Company | RI | Cranston | RI | RI |  | 0.025 | 0 | 0 | 0
71160 | VCT02904SOLAR300RE |  | NO RESOURCE | PV | SUN |  | 2021-05-26 | The Narragansett Electric Company | RI | Providence | RI | RI |  | 0.3 | 0 | 0 | 0.117
71162 | PSMYSTIC02155SOLAR106SMQF |  | NO RESOURCE | PV | SUN |  | 2021-05-28 | Massachusetts Electric Company | MA | Medford | BOSTON | NEMA |  | 0.106 | 0 | 0 | 0.044
71165 | AVESTA LIVERMORE TERRACE |  | NO RESOURCE | PV | SUN |  | 2021-06-01 | Central Maine Power Company | ME | East Waterboro | SME | ME |  | 0.1 | 0 | 0 | 0.036
71166 | PSEASTERN02148SOLAR133.2SMQF |  | NO RESOURCE | PV | SUN |  | 2021-05-27 | Massachusetts Electric Company | MA | Malden | BOSTON | NEMA |  | 0.133 | 0 | 0 | 0.048
71167 | CUTLER02885SOLAR199.8RE |  | NO RESOURCE | PV | SUN |  | 2021-06-01 | The Narragansett Electric Company | RI | Warren | RI | RI |  | 0.2 | 0 | 0 | 0.082
71170 | EDF01473SOLAR4875SMQF |  | NO RESOURCE | PV | SUN |  | 2021-06-04 | Massachusetts Electric Company | MA | Westminster | WMA | WCMA |  | 4.875 | 0 | 0 | 2.488
71171 | AIM02920SOLAR133.2NM |  | NO RESOURCE | PV | SUN |  | 2021-06-04 | The Narragansett Electric Company | RI | Cranston | RI | RI |  | 0.133 | 0 | 0 | 0
71172 | BWC01535SOLAR4200AOBC |  | NO RESOURCE | PV | SUN |  | 2021-06-04 | Massachusetts Electric Company | MA | North Brookfield | WMA | WCMA |  | 4.2 | 0 | 0 | 0.901
71173 | QF FALMOUTH RETAIL ID2402100 |  | NO RESOURCE | PV | SUN |  | 2021-06-09 | NSTAR Electric Company | MA | Falmouth | SEMA | SEMA |  | 0.133 | 0 | 0 | 0.073
71174 | NM MARION MA 1 LLC ID2062768 |  | NO RESOURCE | PV | SUN |  | 2021-06-09 | NSTAR Electric Company | MA | Marion | SEMA | SEMA |  | 0.882 | 0 | 0 | 0.353
71176 | NM JULIANA FLANDERS ID2372255 |  | NO RESOURCE | PV | SUN |  | 2021-06-09 | NSTAR Electric Company | MA | Chilmark | SEMA | SEMA |  | 0.167 | 0 | 0 | 0.126
71177 | POTASH01879SOLAR250SMQF |  | NO RESOURCE | PV | SUN |  | 2021-06-09 | Massachusetts Electric Company | MA | Tyngsboro | CMA/NEMA | WCMA |  | 0.25 | 0 | 0 | 0
71178 | BIGELOW01570SOLAR1000AOBC | 40947 | BIGELOWRD_SOLAR | PV | SUN |  | 2021-06-08 | Massachusetts Electric Company | MA | Webster | WMA | WCMA |  | 1 | 0 | 0 | 0.188
71179 | QF SAFENERGYMA4-2020 ID2351639 |  | NO RESOURCE | PV | SUN |  | 2021-06-10 | NSTAR Electric Company | MA | Dartmouth | SEMA | SEMA |  | 0.15 | 0 | 0 | 0.047
71180 | QF NEXTGRID WILLOW ID2333807 |  | NO RESOURCE | PV | SUN |  | 2021-06-10 | NSTAR Electric Company | MA | South Dennis | SEMA | SEMA |  | 0.4 | 0 | 0 | 0.237
71181 | QF LORDPHILLIPSSOLAR ID2268649 |  | NO RESOURCE | PV | SUN |  | 2021-06-08 | NSTAR Electric Company | MA | New Bedford | SEMA | SEMA |  | 0.12 | 0 | 0 | 0.046
71182 | QF LORDPHILLIPSSOLAR ID2268650 |  | NO RESOURCE | PV | SUN |  | 2021-06-08 | NSTAR Electric Company | MA | New Bedford | SEMA | SEMA |  | 0.12 | 0 | 0 | 0.039
71183 | QF LORDPHILLIPSSOLAR ID2269021 |  | NO RESOURCE | PV | SUN |  | 2021-06-08 | NSTAR Electric Company | MA | New Bedford | SEMA | SEMA |  | 0.12 | 0 | 0 | 0.047
71184 | QF NEXTGRIDLARCH ID2350400 |  | NO RESOURCE | PV | SUN |  | 2021-06-07 | NSTAR Electric Company | MA | Hyannis | SEMA | SEMA |  | 0.112 | 0 | 0 | 0.043
71185 | AOBC NEXTGRIDCHITTWD ID2331027 |  | NO RESOURCE | PV | SUN |  | 2021-06-08 | NSTAR Electric Company | MA | Orleans | SEMA | SEMA |  | 0.133 | 0 | 0 | 0.052
71186 | QF PLYMOUTH PAR LLC ID2294151 |  | NO RESOURCE | PV | SUN |  | 2021-06-09 | NSTAR Electric Company | MA | Plymouth | SEMA | SEMA |  | 0.133 | 0 | 0 | 0.044
71187 | QF MILLBROOK SOL LTD ID2346979 |  | NO RESOURCE | PV | SUN |  | 2021-06-09 | NSTAR Electric Company | MA | Duxbury | SEMA | SEMA |  | 0.15 | 0 | 0 | 0.075
71188 | QF NEXTGRIDBUCKTHORN ID2355147 |  | NO RESOURCE | PV | SUN |  | 2021-06-07 | NSTAR Electric Company | MA | South Yarmouth | SEMA | SEMA |  | 0.25 | 0 | 0 | 0.124
71189 | QF HYANNISAIRSERVICE ID2328863 |  | NO RESOURCE | PV | SUN |  | 2021-06-07 | NSTAR Electric Company | MA | Hyannis | SEMA | SEMA |  | 0.1 | 0 | 0 | 0.049
71190 | QF CATLYZACRE8THATCH ID2286965 |  | NO RESOURCE | PV | SUN |  | 2021-06-07 | NSTAR Electric Company | MA | West Wareham | SEMA | SEMA |  | 0.139 | 0 | 0 | 0.049
71191 | AOBC NEXTGRIDSPRUCE ID2368090 |  | NO RESOURCE | PV | SUN |  | 2021-06-07 | NSTAR Electric Company | MA | Brewster | SEMA | SEMA |  | 0.2 | 0 | 0 | 0.072
71192 | NM BOSTONHSGAUTH ID2147800 |  | NO RESOURCE | PV | SUN |  | 2021-06-08 | NSTAR Electric Company | MA | Boston | BOSTON | NEMA |  | 0.336 | 0 | 0 | 0.107
71193 | ENELBELLAIR02886SOLAR180RE |  | NO RESOURCE | PV | SUN |  | 2021-06-10 | The Narragansett Electric Company | RI | Warwick | RI | RI |  | 0.18 | 0 | 0 | 0.088
71194 | PUBLICN02368SOLAR186.6SMQF |  | NO RESOURCE | PV | SUN |  | 2021-06-14 | Massachusetts Electric Company | MA | Randolph | SEMA | SEMA |  | 0.187 | 0 | 0 | 0.079
71195 | LEICESTER01524SOLAR2592AOBC |  | NO RESOURCE | PV | SUN |  | 2021-06-15 | Massachusetts Electric Company | MA | Leicester | WMA | WCMA |  | 2.592 | 0 | 0 | 0.208
71198 | SUNRISE01230SOLAR4930AOBC |  | NO RESOURCE | PV | SUN |  | 2021-06-15 | Massachusetts Electric Company | MA | New Marlboro | WMA | WCMA |  | 4.93 | 0 | 0 | 2.129
71201 | NONNI CORP LLC |  | NO RESOURCE | PV | SUN |  | 2021-06-17 | Central Maine Power Company | ME | Scarborough | SME | ME |  | 0.066 | 0 | 0 | 0.021
71202 | LOADSTAR01523SOLAR3875AOBC |  | NO RESOURCE | PV | SUN |  | 2021-06-11 | Massachusetts Electric Company | MA | Lancaster | CMA/NEMA | WCMA |  | 3.875 | 0 | 0 | 1.541
71203 | ASTRUM02908SOLAR100RE |  | NO RESOURCE | PV | SUN |  | 2021-06-16 | The Narragansett Electric Company | RI | Providence | RI | RI |  | 0.1 | 0 | 0 | 0.03
71204 | QF NEXTGRID HOLLY ID2335447 |  | NO RESOURCE | PV | SUN |  | 2021-06-10 | NSTAR Electric Company | MA | South Dennis | SEMA | SEMA |  | 0.466 | 0 | 0 | 0.138
71206 | QF NEXTGRID ACACIA ID2350752 |  | NO RESOURCE | PV | SUN |  | 2021-06-10 | NSTAR Electric Company | MA | Dennis | SEMA | SEMA |  | 0.333 | 0 | 0 | 0.134
71207 | MECO01610SOLAR800QF |  | NO RESOURCE | PV | SUN |  | 2021-06-10 | Massachusetts Electric Company | MA | Worcester | WMA | WCMA |  | 0.8 | 0 | 0 | 0.25
71208 | AOBC SUNRISEONDRIFT ID2243995 |  | NO RESOURCE | PV | SUN |  | 2021-06-10 | NSTAR Electric Company | MA | Westport | SEMA | SEMA |  | 2.4 | 0 | 0 | 1.105
71210 | NM CITY OF CAMBRIDGE ID2157900 |  | NO RESOURCE | PV | SUN |  | 2021-06-11 | NSTAR Electric Company | MA | Boston | BOSTON | NEMA |  | 0.498 | 0 | 0 | 0.193
71218 | NM SOUTHERNSKYRENENE ID2051273 |  | NO RESOURCE | PV | SUN |  | 2021-06-11 | NSTAR Electric Company | MA | Carver | SEMA | SEMA |  | 1.5 | 0 | 0 | 0.596
71224 | BD SOLAR OXFORD 1 |  | NO RESOURCE | PV | SUN |  | 2021-06-14 | Acadia Renewable Energy, L.L.C. | ME | Oxford | ME | ME |  | 4.6 | 0 | 0 | 1.699
71225 | BD SOLAR OXFORD 2 |  | NO RESOURCE | PV | SUN |  | 2021-06-14 | Acadia Renewable Energy, L.L.C. | ME | Oxford | ME | ME |  | 4.6 | 0 | 0 | 1.831
71226 | S.COUNTY02879SOLAR32.19NM |  | NO RESOURCE | PV | SUN |  | 2021-06-18 | The Narragansett Electric Company | RI | Wakefield | RI | RI |  | 0.032 | 0 | 0 | 0.009
71228 | SM_AOBC TWNNATICKSOL ID2353437 |  | NO RESOURCE | PV | SUN |  | 2021-06-19 | NSTAR Electric Company | MA | Natick | BOSTON | NEMA |  | 0.496 | 0 | 0 | 0.199
71230 | SM_AOBC KERSRGEARSNL ID2366415 |  | NO RESOURCE | PV | SUN |  | 2021-06-19 | NSTAR Electric Company | MA | Watertown | BOSTON | NEMA |  | 0.353 | 0 | 0 | 0.141
71231 | SM_AOBC KERSRGEARSNL ID2366357 |  | NO RESOURCE | PV | SUN |  | 2021-06-19 | NSTAR Electric Company | MA | Watertown | BOSTON | NEMA |  | 0.48 | 0 | 0 | 0.208
71232 | SM_AOBC 15PRESSOLAR ID2311476 |  | NO RESOURCE | PV | SUN |  | 2021-06-19 | NSTAR Electric Company | MA | Woburn | BOSTON | NEMA |  | 0.25 | 0 | 0 | 0.118
71233 | AMATERASU01523SOLAR4600AOBC |  | NO RESOURCE | PV | SUN |  | 2021-06-21 | Massachusetts Electric Company | MA | Lancaster | CMA/NEMA | WCMA |  | 4.6 | 0 | 0 | 1.683
71234 | MORNINGSTAR MARBLE & GRANITE |  | NO RESOURCE | PV | SUN |  | 2021-10-12 | Central Maine Power Company | ME | Topsham | ME | ME |  | 0.133 | 0 | 0 | 0.051
71235 | NUGEN02818SOLAR4980NM | 41407 | NUGEN PV - EAST GREENWICH, RI 1 | PV | SUN |  | 2021-06-22 | The Narragansett Electric Company | RI | East Greenwich | RI | RI |  | 4.98 | 0 | 0 | 2.303
71236 | UNICORN02339SOLAR400SMQF |  | NO RESOURCE | PV | SUN |  | 2021-06-22 | Massachusetts Electric Company | MA | Hanover | SEMA | SEMA |  | 0.4 | 0 | 0 | 0.149
71238 | ASTRUM02852SOLAR180RE |  | NO RESOURCE | PV | SUN |  | 2021-06-24 | The Narragansett Electric Company | RI | North Kingstown | RI | RI |  | 0.18 | 0 | 0 | 0.077
71239 | ROWELL'S GARAGE |  | NO RESOURCE | PV | SUN |  | 2021-06-30 | Central Maine Power Company | ME | Dover Foxcroft | ME | ME |  | 0.04 | 0 | 0 | 0.016
71241 | SM_AOBC CVE NO AM 6B1762-2018 |  | NO RESOURCE | PV | SUN |  | 2021-06-24 | Eversource Energy Service Company | MA | Peru | WMA | WCMA |  | 3.32 | 0 | 0 | 1.48
71242 | SM_AOBC CVE NO AM 6A3031-2017 |  | NO RESOURCE | PV | SUN |  | 2021-06-24 | Eversource Energy Service Company | MA | Westhampton | WMA | WCMA |  | 4.98 | 0 | 0 | 2.049
71243 | SM_AOBC ENGIE C6S3544-2017 |  | NO RESOURCE | PV | SUN |  | 2021-06-28 | Eversource Energy Service Company | MA | Agawam | WMA | WCMA |  | 4.99 | 0 | 0 | 1.773
71245 | SM_AOBC CVE NO AM 6B1628-2017 |  | NO RESOURCE | PV | SUN |  | 2021-06-24 | Eversource Energy Service Company | MA | Tolland | WMA | WCMA |  | 4.98 | 0 | 0 | 2.143
71273 | NORTH NOBLEBORO SOLAR |  | NO RESOURCE | PV | SUN |  | 2021-07-02 | Central Maine Power Company | ME | Waldoboro | ME | ME |  | 2.5 | 0 | 0 | 1.005
71274 | DADAMS01515SOLAR4980AOBC | 44314 | EAST BROOKFIELD ADAMS SOLAR PV AND BATTERY | PV | SUN |  | 2021-07-05 | Massachusetts Electric Company | MA | East Brookfield | WMA | WCMA |  | 4.98 | 0 | 0 | 0.003
71275 | ALTUS01230SOLAR1000QF |  | NO RESOURCE | PV | SUN |  | 2021-07-12 | Massachusetts Electric Company | MA | New Marlborough | WMA | WCMA |  | 1 | 0 | 0 | 0.397
71276 | DPALMER01082SOLAR3000AOBC | 44306 | WARE PALMER SOLAR PV AND BATTERY | PV | SUN |  | 2021-07-08 | Massachusetts Electric Company | MA | Ware | WMA | WCMA |  | 3 | 0 | 0 | 0.478
71277 | TES02886SOLAR660RE |  | NO RESOURCE | PV | SUN |  | 2021-07-12 | The Narragansett Electric Company | RI | Warwick | RI | RI |  | 0.66 | 0 | 0 | 0.056
71278 | CEDAR02151SOLAR153.2SMQF |  | NO RESOURCE | PV | SUN |  | 2021-07-14 | Massachusetts Electric Company | MA | Revere | BOSTON | NEMA |  | 0.153 | 0 | 0 | 0.048
71281 | MOOSE02857SOLAR43.2NM |  | NO RESOURCE | PV | SUN |  | 2021-07-15 | The Narragansett Electric Company | RI | North Scituate | RI | RI |  | 0.043 | 0 | 0 | 0
71283 | CUMBERLAND02864SOLAR30NM |  | NO RESOURCE | PV | SUN |  | 2021-07-20 | The Narragansett Electric Company | RI | Cumberland | RI | RI |  | 0.03 | 0 | 0 | 0
71312 | MARLBORO01752SOLAR133.2SMQF |  | NO RESOURCE | PV | SUN |  | 2021-07-22 | Massachusetts Electric Company | MA | Marlborough | CMA/NEMA | WCMA |  | 0.133 | 0 | 0 | 0.01
71313 | UNIVERSITY02817SOLAR4000NM |  | NO RESOURCE | PV | SUN |  | 2021-07-22 | The Narragansett Electric Company | RI | West Greenwich | RI | RI |  | 4 | 0 | 0 | 1.518
71328 | PATRIOT02909SOLAR40NM |  | NO RESOURCE | PV | SUN |  | 2021-07-26 | The Narragansett Electric Company | RI | Providence | RI | RI |  | 0.04 | 0 | 0 | 0.01
71329 | ZACHARY02809SOLAR69.5NM |  | NO RESOURCE | PV | SUN |  | 2021-07-27 | The Narragansett Electric Company | RI | Bristol | RI | RI |  | 0.07 | 0 | 0 | 0.014
71347 | RANDALL01503SOLAR4950AOBC |  | NO RESOURCE | PV | SUN |  | 2021-07-30 | Massachusetts Electric Company | MA | Berlin | WMA | WCMA |  | 4.95 | 0 | 0 | 1.439
71358 | CHELMSFORD01863SOLAR910AOBC |  | NO RESOURCE | PV | SUN |  | 2021-08-03 | Massachusetts Electric Company | MA | North Chelmsford | CMA/NEMA | WCMA |  | 0.91 | 0 | 0 | 0.357
71359 | 60EMAIN02893SOLAR30.74NM |  | NO RESOURCE | PV | SUN |  | 2021-08-03 | The Narragansett Electric Company | RI | West Warwick | RI | RI |  | 0.031 | 0 | 0 | 0
71360 | PSWARD02151SOLAR106.6SMQF |  | NO RESOURCE | PV | SUN |  | 2021-08-04 | Massachusetts Electric Company | MA | Revere | BOSTON | NEMA |  | 0.107 | 0 | 0 | 0.032
71361 | PROVYARN02860SOLAR187.5RE |  | NO RESOURCE | PV | SUN |  | 2021-08-04 | The Narragansett Electric Company | RI | Pawtucket | RI | RI |  | 0.188 | 0 | 0 | 0.067
71362 | STPATS02908SOLAR50NM |  | NO RESOURCE | PV | SUN |  | 2021-08-10 | The Narragansett Electric Company | RI | Providence | RI | RI |  | 0.05 | 0 | 0 | 0
71363 | FALLRIVER02720SOLAR233.3SMQF |  | NO RESOURCE | PV | SUN |  | 2021-08-06 | Massachusetts Electric Company | MA | Fall River | SEMA | SEMA |  | 0.233 | 0 | 0 | 0
71364 | SM_AOBC 510PVPROJDEV ID2238661 |  | NO RESOURCE | PV | SUN |  | 2021-08-09 | NSTAR Electric Company | MA | East Freetown | SEMA | SEMA |  | 4.99 | 0 | 0 | 0
71375 | WILLIAMSVILLE | 44104 | WILLIAMSVILLE | ES | SUN |  |  | Enel X North America, Inc. | MA | Hubbardston | WMA | WCMA |  | 4.95 | 0 | 0 | 4.95
71376 | CHEBACCO01982SOLAR731QF |  | NO RESOURCE | PV | SUN |  | 2021-08-18 | Massachusetts Electric Company | MA | Hamilton | BOSTON | NEMA |  | 0.731 | 0 | 0 | 0.192
71377 | PSGOODHUE01970SOLAR120SMQF |  | NO RESOURCE | PV | SUN |  | 2021-08-19 | Massachusetts Electric Company | MA | Salem | BOSTON | NEMA |  | 0.12 | 0 | 0 | 0.05
71378 | COY01083SOLAR4000AOBC |  | NO RESOURCE | PV | SUN |  | 2021-08-20 | Massachusetts Electric Company | MA | Warren | WMA | WCMA |  | 4 | 0 | 0 | 1.553
71379 | SSOLUTIONS01752SOLAR66.6QF |  | NO RESOURCE | PV | SUN |  | 2021-08-19 | Massachusetts Electric Company | MA | Marlborough | CMA/NEMA | WCMA |  | 0.067 | 0 | 0 | 0.007
71380 | MASSAMER01879SOLAR249.8QF |  | NO RESOURCE | PV | SUN |  | 2021-08-20 | Massachusetts Electric Company | MA | Tyngsboro | CMA/NEMA | WCMA |  | 0.25 | 0 | 0 | 0.081
71383 | VARNUM01463SOLAR200SMQF |  | NO RESOURCE | PV | SUN |  | 2021-08-24 | Massachusetts Electric Company | MA | Pepperell | CMA/NEMA | WCMA |  | 0.2 | 0 | 0 | 0
71387 | DIAMOND02864SOLAR199.8RE |  | NO RESOURCE | PV | SUN |  | 2021-08-25 | The Narragansett Electric Company | RI | Cumberland | RI | RI |  | 0.2 | 0 | 0 | 0.035
71389 | BLUESTONE02860SOLAR499.5RE |  | NO RESOURCE | PV | SUN |  | 2021-08-27 | The Narragansett Electric Company | RI | Pawtucket | RI | RI |  | 0.5 | 0 | 0 | 0.183
71406 | VP_S3 |  | NO RESOURCE | PV | SUN |  | 2021-09-04 | Versant Power | ME | Brewer | BHE | ME |  | 0.22 | 0 | 0 | 0.084
71407 | SM_AOBC BROOKSTPLYMP ID2239531 |  | NO RESOURCE | PV | SUN |  | 2022-02-17 | NSTAR Electric Company | MA | Plympton | SEMA | SEMA |  | 3 | 0 | 0 | 1.14
71414 | BWC MACES POND |  | NO RESOURCE | PV | SUN |  | 2021-09-13 | Central Maine Power Company | ME | Rockport | ME | ME |  | 3.55 | 0 | 0 | 1.349
71418 | TARGET02149SOLAR369.6SMQF |  | NO RESOURCE | PV | SUN |  | 2021-09-14 | Massachusetts Electric Company | MA | Everett | BOSTON | NEMA |  | 0.37 | 0 | 0 | 0.141
71419 | CEC01339SOLAR2500AOBC |  | NO RESOURCE | PV | SUN |  | 2021-09-15 | Massachusetts Electric Company | MA | Charlemont | WMA | WCMA |  | 2.5 | 0 | 0 | 0.95
71428 | DRIVING RANGE A | 44289 | A_DRIVING RANGE A (WEST) | ES | SUN |  |  | Enel X North America, Inc. | MA | Lancaster | WMA | WCMA |  | 4.95 | 0 | 0 | 4.95
71431 | NEW GEN VENTURES_S_PORTLAND |  | NO RESOURCE | PV | SUN |  | 2021-09-20 | Central Maine Power Company | ME | South Portland | SME | ME |  | 0.133 | 0 | 0 | 0.051
71436 | GWH02865SOLAR100NM |  | NO RESOURCE | PV | SUN |  | 2021-09-22 | The Narragansett Electric Company | RI | Lincoln | RI | RI |  | 0.1 | 0 | 0 | 0.038
71445 | SOLAR MGT INT_WATERBORO |  | NO RESOURCE | PV | SUN |  | 2021-10-12 | Central Maine Power Company | ME | Waterboro | SME | ME |  | 4.99 | 0 | 0 | 1.896
71449 | VIKON02865SOLAR299.7RE |  | NO RESOURCE | PV | SUN |  | 2021-09-24 | The Narragansett Electric Company | RI | Lincoln | RI | RI |  | 0.3 | 0 | 0 | 0.114
71455 | AMERESCO01844SOLAR1750AOBC |  | NO RESOURCE | PV | SUN |  | 2021-09-28 | Massachusetts Electric Company | MA | Methuen | BOSTON | NEMA |  | 1.75 | 0 | 0 | 0.665
71466 | SM_AOBC KEARSARGENB ID2296559 |  | NO RESOURCE | PV | SUN |  | 2021-09-29 | NSTAR Electric Company | MA | New Bedford | SEMA | SEMA |  | 4.95 | 0 | 0 | 1.881
71469 | SM_AOBC KEARSARGESCH ID2334013 |  | NO RESOURCE | PV | SUN |  | 2021-10-06 | NSTAR Electric Company | MA | Walpole | SEMA | SEMA |  | 0.48 | 0 | 0 | 0.182
71471 | OAK01473SOLAR900AOBC |  | NO RESOURCE | PV | SUN |  | 2021-10-07 | Massachusetts Electric Company | MA | Westminster | WMA | WCMA |  | 0.9 | 0 | 0 | 0.342
71472 | VIDETTA02830SOLAR49.2NM |  | NO RESOURCE | PV | SUN |  | 2021-10-07 | The Narragansett Electric Company | RI | Burrillville | RI | RI |  | 0.049 | 0 | 0 | 0.019
71473 | CARRS02827SOLAR750RE |  | NO RESOURCE | PV | SUN |  | 2021-10-07 | The Narragansett Electric Company | RI | Coventry | RI | RI |  | 0.75 | 0 | 0 | 0.285
71477 | NEXTGRID02333SOLAR780SMQF |  | NO RESOURCE | PV | SUN |  | 2021-10-07 | Massachusetts Electric Company | MA | East Bridgewater | SEMA | SEMA |  | 0.78 | 0 | 0 | 0.296
71478 | COVENTRY02816SOLAR300RE |  | NO RESOURCE | PV | SUN |  | 2021-10-13 | The Narragansett Electric Company | RI | Coventry | RI | RI |  | 0.3 | 0 | 0 | 0.114
71479 | EMAIN01757SOLAR250QF |  | NO RESOURCE | PV | SUN |  | 2021-10-13 | Massachusetts Electric Company | MA | Milford | RI | SEMA |  | 0.25 | 0 | 0 | 0.095
71480 | SHANNOCK02875SOLAR249RE |  | NO RESOURCE | PV | SUN |  | 2021-10-15 | The Narragansett Electric Company | RI | Shannock | RI | RI |  | 0.25 | 0 | 0 | 0.095
71482 | BISSELL BROTHERS BREWING CO. |  | NO RESOURCE | PV | SUN |  | 2021-10-15 | Central Maine Power Company | ME | Portland | SME | ME |  | 0.086 | 0 | 0 | 0.033
71483 | ALTUS01230SOLAR2000QF |  | NO RESOURCE | PV | SUN |  | 2021-10-18 | Massachusetts Electric Company | MA | New Marlborough | WMA | WCMA |  | 2 | 0 | 0 | 0.76
71484 | ECA MAINE BET |  | NO RESOURCE | PV | SUN |  | 2021-10-16 | Central Maine Power Company | ME | Bethel | ME | ME |  | 4.8 | 0 | 0 | 1.824
71485 | JEFFERSON01970SOLAR86.4QF |  | NO RESOURCE | PV | SUN |  | 2021-10-18 | Massachusetts Electric Company | MA | Salem | BOSTON | NEMA |  | 0.086 | 0 | 0 | 0.033
71487 | MARLBORO01752SOLAR166.6SMQF |  | NO RESOURCE | PV | SUN |  | 2021-10-20 | Massachusetts Electric Company | MA | Marlborough | CMA/NEMA | WCMA |  | 0.167 | 0 | 0 | 0.063
71488 | MUDDY01756SOLAR1000AOBC |  | NO RESOURCE | PV | SUN |  | 2021-10-22 | Massachusetts Electric Company | MA | Mendon | RI | SEMA |  | 1 | 0 | 0 | 0.38
71489 | MIDDLE02842SOLAR129.6NM |  | NO RESOURCE | PV | SUN |  | 2021-10-25 | The Narragansett Electric Company | RI | Middletown | SEMA | RI |  | 0.13 | 0 | 0 | 0.049
71496 | TUPELO02809SOLAR200NM |  | NO RESOURCE | PV | SUN |  | 2021-10-28 | The Narragansett Electric Company | RI | Bristol | RI | RI |  | 0.2 | 0 | 0 | 0.076
71514 | AQUIDNECK02842SOLAR133.2RE |  | NO RESOURCE | PV | SUN |  | 2021-11-01 | The Narragansett Electric Company | RI | Middletown | SEMA | RI |  | 0.133 | 0 | 0 | 0.051
71519 | CAMDEN SOLAR LF |  | NO RESOURCE | PV | SUN |  | 2021-11-05 | Central Maine Power Company | ME | Livermore Falls | ME | ME |  | 3.892 | 0 | 0 | 1.479
71524 | NJR02896SOLAR840RE |  | NO RESOURCE | PV | SUN |  | 2021-11-08 | The Narragansett Electric Company | RI | North Smithfield | RI | RI |  | 0.84 | 0 | 0 | 0.319
71526 | BATTEN01570SOLAR1000QF |  | NO RESOURCE | PV | SUN |  | 2021-11-09 | Massachusetts Electric Company | MA | Webster | WMA | WCMA |  | 1 | 0 | 0 | 0.38
71527 | ALGONQUIN01532SOLAR250QF |  | NO RESOURCE | PV | SUN |  | 2021-11-09 | Massachusetts Electric Company | MA | Northborough | CMA/NEMA | WCMA |  | 0.25 | 0 | 0 | 0.095
71528 | NAPLES CASCO SOLAR 1 |  | NO RESOURCE | PV | SUN |  | 2021-11-23 | Central Maine Power Company | ME | Casco | ME | ME |  | 2 | 0 | 0 | 0.76
71529 | ZERO01562SOLAR1000AOBC |  | NO RESOURCE | PV | SUN |  | 2021-11-10 | Massachusetts Electric Company | MA | Spencer | WMA | WCMA |  | 1 | 0 | 0 | 0.38
71538 | FOXHILL02835SOLAR26.68NM |  | NO RESOURCE | PV | SUN |  | 2021-11-11 | The Narragansett Electric Company | RI | Jamestown | RI | RI |  | 0.027 | 0 | 0 | 0.01
71540 | ACTON H ROAD SOLAR 1 |  | NO RESOURCE | PV | SUN |  | 2021-12-06 | Central Maine Power Company | ME | Acton | SME | ME |  | 3.45 | 0 | 0 | 1.311
71546 | REVISION-110 MAIN ST |  | NO RESOURCE | PV | SUN |  | 2021-12-10 | Central Maine Power Company | ME | Scarborough | SME | ME |  | 0.1 | 0 | 0 | 0.038
71554 | MARLBORO01752SOLAR200QF |  | NO RESOURCE | PV | SUN |  | 2021-11-24 | Massachusetts Electric Company | MA | Marlborough | CMA/NEMA | WCMA |  | 0.2 | 0 | 0 | 0.076
71612 | OAK01364SOLAR840AOBC |  | NO RESOURCE | PV | SUN |  | 2021-12-08 | Massachusetts Electric Company | MA | Orange | WMA | WCMA |  | 0.84 | 0 | 0 | 0.319
71613 | BIGM02891SOLAR120NM |  | NO RESOURCE | PV | SUN |  | 2021-12-09 | The Narragansett Electric Company | RI | Westerly | RI | RI |  | 0.12 | 0 | 0 | 0.046
71615 | NEA02920SOLAR28.8NM |  | NO RESOURCE | PV | SUN |  | 2021-12-10 | The Narragansett Electric Company | RI | Westerly | RI | RI |  | 0.028 | 0 | 0 | 0.011
71616 | HARBOR01225SOLAR1980QF |  | NO RESOURCE | PV | SUN |  | 2021-12-13 | Massachusetts Electric Company | MA | Cheshire | WMA | WCMA |  | 1.98 | 0 | 0 | 0.752
71617 | KOVACIC02891SOLAR150RE |  | NO RESOURCE | PV | SUN |  | 2021-12-13 | The Narragansett Electric Company | RI | Westerly | RI | RI |  | 0.15 | 0 | 0 | 0.057
71618 | SOUTHERN02894SOLAR180RE |  | NO RESOURCE | PV | SUN |  | 2021-12-14 | The Narragansett Electric Company | RI | Wood River Jt | RI | RI |  | 0.18 | 0 | 0 | 0.068
71621 | THOMASTON POLLUTION CONTROL |  | NO RESOURCE | PV | SUN |  | 2021-12-15 | Central Maine Power Company | ME | Thomaston | ME | ME |  | 0.36 | 0 | 0 | 0.137
71627 | KENYON02833SOLAR200RE |  | NO RESOURCE | PV | SUN |  | 2021-12-16 | The Narragansett Electric Company | RI | Hopkinton | RI | RI |  | 0.2 | 0 | 0 | 0.076
71628 | PARADISE PARK |  | NO RESOURCE | PV | SUN |  | 2022-01-03 | Central Maine Power Company | ME | Old Orchard Beach | SME | ME |  | 0.18 | 0 | 0 | 0.068
71629 | ECOGY02919SOLAR200RE |  | NO RESOURCE | PV | SUN |  | 2021-12-17 | The Narragansett Electric Company | RI | Johnston | RI | RI |  | 0.2 | 0 | 0 | 0.076
71632 | FOREFRONT01082SOLAR1375QF |  | NO RESOURCE | PV | SUN |  | 2021-12-17 | Massachusetts Electric Company | MA | Ware | WMA | WCMA |  | 1.375 | 0 | 0 | 0.522
71633 | DEAN02864SOLAR375RE |  | NO RESOURCE | PV | SUN |  | 2021-12-20 | The Narragansett Electric Company | RI | Cumberland | RI | RI |  | 0.375 | 0 | 0 | 0.142
71634 | FESTIVAL02840SOLAR331.2RE |  | NO RESOURCE | PV | SUN |  | 2021-12-20 | The Narragansett Electric Company | RI | Newport | RI | RI |  | 0.331 | 0 | 0 | 0.126
71635 | DONALD02895SOLAR800RE |  | NO RESOURCE | PV | SUN |  | 2021-12-21 | The Narragansett Electric Company | RI | Woonsocket | RI | RI |  | 0.8 | 0 | 0 | 0.304
71636 | KEARSARGE02019SOLAR4400AOBC | 41551 | KEARSARGE WILLIAM WAY PV | PV | SUN |  | 2021-12-21 | Massachusetts Electric Company | MA | Bellingham | RI | SEMA |  | 4.4 | 0 | 0 | 2.441
71637 | PORT PROPERTY MGT |  | NO RESOURCE | PV | SUN |  | 2022-01-03 | Central Maine Power Company | ME | Scarborough | SME | ME |  | 0.187 | 0 | 0 | 0.071
71638 | LODE01230SOLAR2000AOBC |  | NO RESOURCE | PV | SUN |  | 2021-12-22 | Massachusetts Electric Company | MA | Great Barrington | WMA | WCMA |  | 2 | 0 | 0 | 0.76
71639 | DSM02919SOLAR487.5NM |  | NO RESOURCE | PV | SUN |  | 2021-12-22 | The Narragansett Electric Company | RI | Johnston | RI | RI |  | 0.488 | 0 | 0 | 0.185
71641 | DANA01879SOLAR72SMQF |  | NO RESOURCE | PV | SUN |  | 2021-12-23 | Massachusetts Electric Company | MA | Tyngsboro | CMA/NEMA | WCMA |  | 0.072 | 0 | 0 | 0.027
71646 | GREEN02905WIND3000RE |  | NO RESOURCE | WT | WND |  | 2021-12-23 | The Narragansett Electric Company | RI | Providence | RI | RI |  | 3 | 0 | 0 | 0.375
71650 | SWEB01506SOLAR4875AOBC |  | NO RESOURCE | PV | SUN |  | 2021-12-27 | Massachusetts Electric Company | MA | Brookfield | WMA | WCMA |  | 3.375 | 0 | 0 | 1.282
71651 | PUBLIC02190SOLAR100QF |  | NO RESOURCE | PV | SUN |  | 2021-12-27 | Massachusetts Electric Company | MA | Weymouth | SEMA | SEMA |  | 0.1 | 0 | 0 | 0.038
71658 | HEP USA SPV5 UNITY LLC |  | NO RESOURCE | PV | SUN |  | 2021-12-28 | Central Maine Power Company | ME | Unity | ME | ME |  | 4.98 | 0 | 0 | 1.892
71669 | SNAKE02864SOLAR200RE |  | NO RESOURCE | PV | SUN |  | 2021-12-29 | The Narragansett Electric Company | RI | Glocester | RI | RI |  | 0.2 | 0 | 0 | 0.076
71671 | SWEB01010SOLAR1875QF |  | NO RESOURCE | PV | SUN |  | 2021-12-29 | Massachusetts Electric Company | MA | Brimfield | WMA | WCMA |  | 1.875 | 0 | 0 | 0.712
71672 | TORAY02852SOLAR480RE |  | NO RESOURCE | PV | SUN |  | 2021-12-29 | The Narragansett Electric Company | RI | North Kingstown | RI | RI |  | 0.48 | 0 | 0 | 0.182
71673 | GORHAM SAVINGS |  | NO RESOURCE | PV | SUN |  | 2022-03-21 | Central Maine Power Company | ME | Gorham | SME | ME |  | 0.625 | 0 | 0 | 0.237
71674 | KEARSARGE02879SOLAR3168NM |  | NO RESOURCE | PV | SUN |  | 2021-12-30 | The Narragansett Electric Company | RI | Wakefield | RI | RI |  | 3.168 | 0 | 0 | 1.204
71675 | AIRPORT02720SOLAR249.8QF |  | NO RESOURCE | PV | SUN |  | 2021-12-30 | Massachusetts Electric Company | MA | Fall River | SEMA | SEMA |  | 0.25 | 0 | 0 | 0.095
71676 | UNITED01824SOLAR1992QF |  | NO RESOURCE | PV | SUN |  | 2021-12-30 | Massachusetts Electric Company | MA | Chelmsford | CMA/NEMA | WCMA |  | 1.992 | 0 | 0 | 0.757
71677 | GREEN02905WIND1500RE |  | NO RESOURCE | WT | WND |  | 2022-01-03 | The Narragansett Electric Company | RI | Providence | RI | RI |  | 1.5 | 0 | 0 | 0.188
71678 | LINWOOD01588SOLAR4980AOBC | 41177 | SYNCARPHA NORTHBRIDGE 1 - SOLAR | PV | SUN |  | 2022-01-06 | Massachusetts Electric Company | MA | Whitinsville | RI | SEMA |  | 4.98 | 0 | 0 | 0.98
71679 | GREEN01028SOLAR350QF |  | NO RESOURCE | PV | SUN |  | 2022-01-06 | Massachusetts Electric Company | MA | East Longmeadow | WMA | WCMA |  | 0.35 | 0 | 0 | 0.133
71680 | MCOLLEGE01247CHP75QF |  | NO RESOURCE | GT | NG |  | 2022-01-12 | Massachusetts Electric Company | MA | North Adams | WMA | WCMA |  | 0.075 | 0 | 0 | 0.075
71681 | BCM02840SOLAR43.2NM |  | NO RESOURCE | PV | SUN |  | 2022-01-10 | The Narragansett Electric Company | RI | Newport | RI | RI |  | 0.043 | 0 | 0 | 0.016
71682 | SCITUATE02919SOLAR4250RE |  | NO RESOURCE | PV | SUN |  | 2022-01-10 | The Narragansett Electric Company | RI | Johnston | RI | RI |  | 4.25 | 0 | 0 | 1.615
71683 | EDWIN02822SOLAR40.4NM |  | NO RESOURCE | PV | SUN |  | 2022-01-11 | The Narragansett Electric Company | RI | Exeter | RI | RI |  | 0.04 | 0 | 0 | 0.015
71684 | MASSAM02301SOLAR133.2QF |  | NO RESOURCE | PV | SUN |  | 2022-01-11 | Massachusetts Electric Company | MA | Brockton | SEMA | SEMA |  | 0.133 | 0 | 0 | 0.051
71685 | MECO01534SOLAR4970QF |  | NO RESOURCE | PV | SUN |  | 2022-01-12 | Massachusetts Electric Company | MA | Northbridge | RI | SEMA |  | 4.97 | 0 | 0 | 1.888
71686 | MIDCOAST RECREATION CENTER |  | NO RESOURCE | PV | SUN |  | 2022-01-12 | Central Maine Power Company | ME | Rockport | ME | ME |  | 0.333 | 0 | 0 | 0.127
71687 | 190 ELECTRIC AVE |  | NO RESOURCE | PV | SUN |  | 2022-01-08 | Fitchburg Gas & Electric Light Company | MA | Lunenburg | WMA | WCMA |  | 0.999 | 0 | 0 | 0.38
71688 | HEP USA SPV 6 HARTLAND |  | NO RESOURCE | PV | SUN |  | 2022-01-11 | Central Maine Power Company | ME | Hartland | ME | ME |  | 4 | 0 | 0 | 1.52
71692 | PSMAIN02301SOLAR133.2QF |  | NO RESOURCE | PV | SUN |  | 2022-01-13 | Massachusetts Electric Company | MA | Brockton | SEMA | SEMA |  | 0.133 | 0 | 0 | 0.051
71700 | RONNIE02804SOLAR400RE |  | NO RESOURCE | PV | SUN |  | 2022-01-14 | The Narragansett Electric Company | RI | Ashaway | RI | RI |  | 0.4 | 0 | 0 | 0.152
71701 | SM_AOBCAGAWAMPVESS_6S5606-2019 |  | NO RESOURCE | PV | MWH |  | 2022-02-23 | Galt Power Inc. | MA | Agawam | WMA | WCMA |  | 3.6 | 0 | 0 | 1.368
71703 | ISM02898SOLAR2800NM |  | NO RESOURCE | PV | SUN |  | 2022-01-19 | The Narragansett Electric Company | RI | Wyoming | RI | RI |  | 2.8 | 0 | 0 | 1.064
71707 | JB BROWN & SON PORTLAND |  | NO RESOURCE | PV | SUN |  | 2022-01-21 | Central Maine Power Company | ME | Portland | SME | ME |  | 0.48 | 0 | 0 | 0.182
71708 | HILLTOP01560SOLAR240QF |  | NO RESOURCE | PV | SUN |  | 2022-01-24 | Massachusetts Electric Company | MA | Grafton | RI | SEMA |  | 0.24 | 0 | 0 | 0.091
71709 | WALLUM01516SOLAR4998QF | 44313 | WALLUM SOLAR PV AND BATTERY | PV | MWH |  | 2022-01-24 | Massachusetts Electric Company | MA | Douglas | RI | SEMA |  | 4.998 | 0 | 0 | 4.918
71710 | LENOX01240SOLAR133.3QF |  | NO RESOURCE | PV | SUN |  | 2022-01-25 | Massachusetts Electric Company | MA | Lenox | WMA | WCMA |  | 0.133 | 0 | 0 | 0.051
71712 | 9PEARL01060SOLAR158.4QF |  | NO RESOURCE | PV | SUN |  | 2022-01-25 | Massachusetts Electric Company | MA | Northampton | WMA | WCMA |  | 0.158 | 0 | 0 | 0.06
71732 | STEPHEN02896SOLAR25.23NM |  | NO RESOURCE | PV | SUN |  | 2022-02-02 | The Narragansett Electric Company | RI | North Smithfield | RI | RI |  | 0.025 | 0 | 0 | 0.009
71733 | NM_AOBC REDP GODFREY ID2247816 |  | NO RESOURCE | PV | SUN |  | 2022-02-02 | NSTAR Electric Company | MA | Carver | SEMA | SEMA |  | 2.5 | 0 | 0 | 0.95
71735 | NORRIDGEWOCK RIVER ROAD |  | NO RESOURCE | PV | SUN |  | 2022-03-28 | Central Maine Power Company | ME | Norridgewocck | ME | ME |  | 4.999 | 0 | 0 | 1.899
71736 | OSGOOD01845SOLAR3384NM |  | NO RESOURCE | PV | SUN |  | 2022-02-10 | Massachusetts Electric Company | MA | North Andover | BOSTON | NEMA |  | 3.384 | 0 | 0 | 1.286
71737 | BSEASON02861SOLAR50RE |  | NO RESOURCE | PV | SUN |  | 2022-02-10 | The Narragansett Electric Company | RI | Pawtucket | RI | RI |  | 0.05 | 0 | 0 | 0.019
71738 | ASEASON02861SOLAR66.6RE |  | NO RESOURCE | PV | SUN |  | 2022-02-11 | The Narragansett Electric Company | RI | Pawtucket | RI | RI |  | 0.067 | 0 | 0 | 0.025
71739 | VISION CARE OF MAINE, BANGOR |  | NO RESOURCE | PV | SUN |  | 2022-02-10 | Versant Power | ME | Bangor | BHE | ME |  | 0.15 | 0 | 0 | 0.057
71743 | HARVARD01451SOLAR200QF |  | NO RESOURCE | PV | SUN |  | 2022-02-16 | Massachusetts Electric Company | MA | Harvard | CMA/NEMA | WCMA |  | 0.2 | 0 | 0 | 0.076
71745 | LAITE01876SOLAR2838QF | 41196 | SYNCARPHA TEWKSBURY - SOLAR | PV | SUN |  | 2022-02-18 | Massachusetts Electric Company | MA | Tewksbury | BOSTON | NEMA |  | 2.838 | 0 | 0 | 1.22
71757 | MAINE DG HOLDINGS - MONMOUTH |  | NO RESOURCE | PV | SUN |  | 2022-04-06 | Central Maine Power Company | ME | Monmouth | ME | ME |  | 4.95 | 0 | 0 | 1.881
71758 | MAINE DG HOLDING - W BALDWIN |  | NO RESOURCE | PV | SUN |  | 2022-04-06 | Central Maine Power Company | ME | West Baldwin | SME | ME |  | 4.95 | 0 | 0 | 1.881
71759 | MAINE DG HOLDING - AUGUSTA |  | NO RESOURCE | PV | SUN |  | 2022-04-06 | Central Maine Power Company | ME | Augusta | ME | ME |  | 2.475 | 0 | 0 | 0.94
71761 | TIFFT02896SOLAR990NM |  | NO RESOURCE | PV | SUN |  | 2022-03-04 | The Narragansett Electric Company | RI | North Smithfield | RI | RI |  | 0.99 | 0 | 0 | 0.376
71762 | AUGUSTA ROAD BOWDOIN |  | NO RESOURCE | PV | SUN |  | 2022-03-09 | Central Maine Power Company | ME | Bowdoin | ME | ME |  | 3.638 | 0 | 0 | 1.382
71764 | LOG02830SOLAR3900NM |  | NO RESOURCE | PV | SUN |  | 2022-03-18 | The Narragansett Electric Company | RI | Burrillville | RI | RI |  | 3.9 | 0 | 0 | 1.482
71766 | S&P02886SOLAR33.3NM |  | NO RESOURCE | PV | SUN |  | 2022-03-21 | The Narragansett Electric Company | RI | Warwick | RI | RI |  | 0.033 | 0 | 0 | 0.013
71767 | BWCA01519SOLAR1760QF |  | NO RESOURCE | PV | SUN |  | 2022-03-21 | Massachusetts Electric Company | MA | Grafton | CMA/NEMA | WCMA |  | 1.76 | 0 | 0 | 0.669
71770 | CHELMSFORD01863SOLAR66.6QF |  | NO RESOURCE | PV | SUN |  | 2022-03-22 | Massachusetts Electric Company | MA | North Chelmsford | CMA/NEMA | WCMA |  | 0.067 | 0 | 0 | 0.025
71785 | PELLA02720SOLAR66.6QF |  | NO RESOURCE | PV | SUN |  | 2022-03-24 | Massachusetts Electric Company | MA | Fall River | SEMA | SEMA |  | 0.067 | 0 | 0 | 0.025
71786 | CENTURY01844SOLAR150QF |  | NO RESOURCE | PV | SUN |  | 2022-03-25 | Massachusetts Electric Company | MA | Methuen | BOSTON | NEMA |  | 0.15 | 0 | 0 | 0.057
71787 | ARCOR01824SOLAR875QF |  | NO RESOURCE | PV | SUN |  | 2022-03-28 | Massachusetts Electric Company | MA | Chelmsford | CMA/NEMA | WCMA |  | 0.875 | 0 | 0 | 0.332
71788 | S&S02762CHP210QF |  | NO RESOURCE | GT | NG |  | 2022-03-28 | Massachusetts Electric Company | MA | Plainville | RI | SEMA |  | 0.21 | 0 | 0 | 0.21
71836 | VCTLLC02886SOLAR200NM |  | NO RESOURCE | PV | SUN |  | 2022-03-31 | The Narragansett Electric Company | RI | Warwick | RI | RI |  | 0.2 | 0 | 0 | 0.076
71884 | TOWN OF SEARSPORT |  | NO RESOURCE | PV | SUN |  | 2022-04-06 | Central Maine Power Company | ME | Searsport | ME | ME |  | 0.15 | 0 | 0 | 0.057
71912 | AVB01752SOLAR216QF |  | NO RESOURCE | PV | SUN |  | 2022-04-07 | Massachusetts Electric Company | MA | Marlborough | CMA/NEMA | WCMA |  | 0.216 | 0 | 0 | 0.082
69220 | SYNCARPHA NORTHAMPTON, LLC | 41176 | SYNCARPHA NORTHAMPTON - BATTERY | ES | MWH |  | 2022-04-01 | Massachusetts Electric Company | MA | Northampton | WMA | WCMA |  | 2 | 0 | 0 | 0.889
69246 | N.STONINGTON SOLAR | 40616 | PAWCATUCK SOLAR CENTER | PV | SUN |  | 2022-04-01 | North Stonington Solar Center, LLC | CT | North Stonington | CT | CT |  | 15 | 0 | 0 | 9
69249 | TPE KING SOLAR |  | NO RESOURCE | PV | SUN |  | 2022-02-12 | Nautilus Solar Energy LLC | RI | North Smithfield | RI | RI |  | 12.44 | 0 | 0 | 4.7272
69565 | BD SOLAR 2 LLC (WINSLOW) |  | NO RESOURCE | PV | SUN |  | 2022-03-05 | Acadia Renewable Energy, L.L.C. | ME | Winslow | ME | ME |  | 6.999 | 0 | 0 | 2.6596
69569 | ENA OLD FALMOUTH ROAD STORAGE | 40939 | ENA OLD FAMOUTH ROAD STORAGE | ES | MWH |  | 2022-03-18 | Genbright, LLC | MA | Barnstable | SEMA | SEMA |  | 4.85 | 0 | 0 | 1.939
69831 | MONUMENT VALLEY SOLAR |  | NO RESOURCE | ES | MWH |  | 2021-12-15 | Genbright, LLC | MA | Great Barrington | WMA | WCMA |  | 2.225 | 0 | 0 | 1.6
71315 | APOLLO | 44489 | CVE WING LANE ESS | ES | MWH |  | 2022-04-01 | Genbright, LLC | MA | Acushnet | SEMA | SEMA |  | 2.456 | 0 | 0 | 1.12
71608 | DRY BRIDGE SOLAR UNIT 1 |  | NO RESOURCE | PV | SUN |  | 2022-04-06 | Galt Power Inc. | RI | North Kingstown | RI | RI |  | 10 | 0 | 0 | 3.8
71609 | DRY BRIDGE SOLAR UNIT 2 |  | NO RESOURCE | PV | SUN |  | 2022-04-06 | Galt Power Inc. | RI | North Kingstown | RI | RI |  | 10 | 0 | 0 | 3.8
71610 | DRY BRIDGE SOLAR UNIT 3 |  | NO RESOURCE | PV | SUN |  | 2022-04-06 | Galt Power Inc. | RI | North Kingstown | RI | RI |  | 10 | 0 | 0 | 3.8
71611 | DRY BRIDGE SOLAR UNIT 4 |  | NO RESOURCE | PV | SUN |  | 2022-04-06 | Galt Power Inc. | RI | North Kingstown | RI | RI |  | 10 | 0 | 0 | 3.8
71310 | IRON MINE SOLAR 3 |  | NO RESOURCE | PV | SUN |  | 2022-07-01 | Green Development, LLC | RI | North Smithfield | RI | RI |  | 11.024 | 0 | 0 | 4.1891
71311 | IRON MINE SOLAR 4 |  | NO RESOURCE | PV | SUN |  | 2022-07-01 | Green Development, LLC | RI | North Smithfield | RI | RI |  | 11.024 | 0 | 0 | 4.1891
71308 | IRON MINE SOLAR 1 |  | NO RESOURCE | PV | SUN |  | 2022-07-01 | Green Development, LLC | RI | North Smithfield | RI | RI |  | 11.024 | 0 | 0 | 4.1891
71309 | IRON MINE SOLAR 2 |  | NO RESOURCE | PV | SUN |  | 2022-07-01 | Green Development, LLC | RI | North Smithfield | RI | RI |  | 11.024 | 0 | 0 | 4.1891

## 2.2 Net of Import & Exports
Capacity imports from/exports to | Capacity (MW)
| Winter | Summer
| 2022-01-01 | 2022-06-01
Québec | 454 | 482
New Brunswick | 166 | 184
New York | 514.78 | 449.22
Net of imports and exports | 1134.78 | 1115.22

## 2.3 Gas Pipeline
Pipeline Name | Asset ID | Asset Name | Jan 2022 Winter SCC (MW) | Jul 2022 Expected Summer SCC (MW)
Algonquin Gas Transmission (AGT) | 1412 | ANP-BELLINGHAM 1 | 299.779 | 260.697
| 1415 | ANP-BELLINGHAM 2 | 298.604 | 263.385
| 69247 | BLOOM ENERGY FUEL CELL | 9.775 | 9.775
| 366 | CANAL 2 | 558.75 | 558.75
| 38310 | CANAL 3 | 336.2 | 333
| 375 | CLEARY 9/9A CC | 106.893 | 104.931
| 49325 | CPV TOWANTIC 1A | 438.25 | 394.485
| 49326 | CPV TOWANTIC 1B | 438.25 | 394.485
| 15940 | DARTMOUTH CT GENERATOR 3 | 20.977 | 19.388
| 388 | DARTMOUTH POWER | 67.656 | 60.878
| 1005 | DIGHTON POWER LLC | 187.725 | 163.361
| 40327 | FORE RIVER 11 | 403.005 | 355.726
| 40328 | FORE RIVER 12 | 403.005 | 355.726
| 1672 | KENDALL CT | 187.4 | 180.941
| 10349 | KENDALL STEAM 3 | 22.28 | 22.938
| 15097 | KIMB ROCKY RIVER PH2 | 15.765 | 13.582
| 14614 | KLEEN ENERGY | 620 | 620
| 1342 | LAKE ROAD 1 | 295.442 | 266.835
| 1343 | LAKE ROAD 2 | 307.881 | 267.847
| 1344 | LAKE ROAD 3 | 295.108 | 272.407
| 321 | MANCHESTER 10/10A CC | 170 | 156.277
| 322 | MANCHESTER 11/11A CC | 170 | 158.229
| 323 | MANCHESTER 9/9A CC | 170 | 156.253
| 13675 | MATEP (COMBINED CYCLE) | 57.812 | 52.395
| 12505 | MIDDLETOWN 12 | 49.111 | 46.9
| 37366 | MIDDLETOWN 13 | 49.2 | 46.9
| 37367 | MIDDLETOWN 14 | 49.2 | 46.52
| 37368 | MIDDLETOWN 15 | 48.42 | 46.9
| 480 | MIDDLETOWN 2 | 120 | 117
| 481 | MIDDLETOWN 3 | 236.957 | 232.825
| 486 | MILFORD POWER | 205.833 | 205.881
| 493 | MONTVILLE 5 | 81.59 | 81
| 502 | MYSTIC 7 | 0 | 0
| 48754 | NEA BELLINGHAM 1A | 166.311 | 142.661
| 48755 | NEA BELLINGHAM 1B | 166.311 | 142.661
| 513 | NEW HAVEN HARBOR | 453.264 | 446.421
| 15477 | NEW HAVEN HARBOR UNIT 2 | 47.657 | 43.2
| 40052 | NEW HAVEN HARBOR UNIT 3 | 47.657 | 43.2
| 40053 | NEW HAVEN HARBOR UNIT 4 | 47.657 | 43.2
| 13515 | PIERCE STATION | 93.146 | 74.085
| 540 | POTTER 2 CC | 0 | 71.998
| 48695 | SALEM 5 | 350.409 | 337.244
| 48696 | SALEM 6 | 353.839 | 339.105
| 15484 | THOMAS A. WATSON UNIT #1 | 57.4 | 51.914
| 15485 | THOMAS A. WATSON UNIT #2 | 57.4 | 52.6
| 1226 | TIVERTON POWER | 299.746 | 271.282
| 1376 | WALLINGFORD UNIT 1 | 50 | 46.09
| 1377 | WALLINGFORD UNIT 2 | 47.616 | 43.949
| 1378 | WALLINGFORD UNIT 3 | 49.234 | 45.631
| 1379 | WALLINGFORD UNIT 4 | 50 | 45.411
| 1380 | WALLINGFORD UNIT 5 | 49.43 | 45.295
| 50025 | WALLINGFORD UNIT 6 | 50 | 46.19
| 50026 | WALLINGFORD UNIT 7 | 50 | 46.367
| 12564 | WATERBURY GENERATION FACILITY | 98.749 | 90.138
| 50115 | WEST MEDWAY JET 4 | 103.467 | 96.274
| 50116 | WEST MEDWAY JET 5 | 103.467 | 92.485
| Algonquin Gas Transmission Total |  | 9513.628 | 8923.6
Distrigas LNG | 1478 | MYSTIC 8 | 840.679 | 703.324
| 1616 | MYSTIC 9 | 852.015 | 713.9
| Distrigas LNG Total |  | 1692.694 | 1417.224
Iroquios | 1032 | BRIDGEPORT ENERGY 1 | 554.263 | 537.085
| 16738 | BRIDGEPORT FUEL CELL | 13.524 | 12.33
| 397 | DEVON 11 | 38.819 | 29.299
| 398 | DEVON 12 | 37.982 | 29.227
| 399 | DEVON 13 | 38.967 | 29.967
| 400 | DEVON 14 | 40.274 | 29.704
| 12504 | DEVON 15 | 49.2 | 46.889
| 17044 | DEVON 16 | 49.2 | 46.9
| 17045 | DEVON 17 | 49.2 | 46.9
| 17046 | DEVON 18 | 49.2 | 46.9
| 1385 | MILFORD POWER 1 | 290.785 | 264.173
| 1386 | MILFORD POWER 2 | 290.029 | 258.341
| 38206 | PSEG BRIDGEPORT HARBOR CCGT EX | 514.816 | 490.854
| Iroquios Total |  | 2016.259 | 1868.569
Maritimes & Northeast (M&N) | 47390 | BUCKSPORT | 172.831 | 165.668
| 1649 | EP NEWINGTON ENERGY, LLC | 633.7 | 562.177
| 40338 | MAINE INDEPENDENCE STATION 1 | 272.347 | 247.473
| 40339 | MAINE INDEPENDENCE STATION 2 | 272.347 | 247.473
| 508 | NEWINGTON 1 | 400.2 | 400.2
| Maritimes & Northeast Total |  | 1751.425 | 1622.991
Portland Natural Gas Transmission System (PNGTS) | 13703 | ANDRO COGEN 1 | 55.461 | 49.015
| 13704 | ANDRO COGEN 2 | 55.091 | 40.921
| 13705 | ANDRO COGEN 3 | 54.011 | 40.917
| 1255 | RUMFORD POWER | 269.091 | 244.281
| 14177 | WESTBROOK ENERGY CENTER G1 | 285.903 | 266.027
| 14178 | WESTBROOK ENERGY CENTER G2 | 285.903 | 266.027
| Portland Natural Gas Transmission System Total |  | 1005.46 | 907.188
Tennessee Gas Pipeline (TGP) | 326 | ALTRESCO | 183.005 | 153.594
| 1286 | ANP-BLACKSTONE ENERGY 1 | 280.751 | 244.434
| 1287 | ANP-BLACKSTONE ENERGY 2 | 278.812 | 239.959
| 1086 | BERKSHIRE POWER | 246.279 | 229.279
| 68733 | CHERRY 12 | 4.999 | 4.999
| 68730 | CHERRY 8 | 3.4 | 3.4
| 42375 | DEXTER 1 | 31.528 | 39.387
| 42376 | DEXTER 2 | 3.972 | 4.613
| 48120 | GRANITE RIDGE ENERGY 1A | 370.33 | 331.165
| 48121 | GRANITE RIDGE ENERGY 1B | 370.33 | 331.165
| 461 | LENERGIA ENERGY CENTER | 76.95 | 74.638
| 497 | MASS POWER | 279.8 | 248.509
| 1210 | MILLENNIUM | 377.607 | 330.114
| 528 | OCEAN ST PWR GT1/GT2/ST1 | 309.587 | 270.901
| 529 | OCEAN ST PWR GT3/GT4/ST2 | 318.18 | 270.18
| 1630 | RISEP | 607.176 | 553.507
| 1185 | STONY BROOK GT1A | 119 | 104
| 1186 | STONY BROOK GT1B | 115.072 | 99.932
| 1187 | STONY BROOK GT1C | 119 | 104
| 612 | WATERS RIVER JET 1 | 20.798 | 14.855
| 613 | WATERS RIVER JET 2 | 40.144 | 30.791
| 1693 | WEST SPRINGFIELD GT-1 | 48 | 33.363
| 1694 | WEST SPRINGFIELD GT-2 | 48 | 33.415
| Tennessee Gas Pipeline Total |  | 4252.72 | 3750.2
New England Grand Total |  |  | 20232.186 | 18489.8

## 3.1 PV Forecast - Nameplate
Links: | Distributed Generation Forecast Working Group |  |  |  |  | Operating Procedure No. 14
Category | Subcategory | States | Annual Total Incremental MW - Nameplate Rating | [10 empty] | Totals
|  |  | 2021 | 2022 | 2023 | 2024 | 2025 | 2026 | 2027 | 2028 | 2029 | 2030 | 2031
PV in Markets | FCM PV | CT | 177 | 13 | 93 | 97 | 28 | 0 | 0 | 0 | 0 | 0 | 0 | 409
|  | MA | 851 | 108 | 3 | 6 | 21 | 0 | 0 | 0 | 0 | 0 | 0 | 990
|  | ME | 4 | 6 | 5 | 0 | 0 | 0 | 0 | 0 | 0 | 0 | 0 | 15
|  | NH | 10 | 0 | 0 | 0 | 0 | 0 | 0 | 0 | 0 | 0 | 0 | 10
|  | RI | 57 | 17 | 0 | 0 | 11 | 0 | 0 | 0 | 0 | 0 | 0 | 86
|  | VT | 0 | 0 | 0 | 0 | 0 | 0 | 0 | 0 | 0 | 0 | 0 | 0
| Total | Annual | 1102 | 145 | 102 | 103 | 61 | 0 | 0 | 0 | 0 | 0 | 0 | 1513
|  | Cumulative | 1102 | 1247 | 1349 | 1452 | 1513 | 1513 | 1513 | 1513 | 1513 | 1513 | 1513 | 1513
| Non-FCM PV | CT | 18 | 1 | 3 | 4 | 3 | 3 | 3 | 3 | 3 | 2 | 2 | 45
|  | MA | 709 | 115 | 210 | 200 | 200 | 200 | 164 | 149 | 146 | 144 | 141 | 2377
|  | ME | 54 | 78 | 162 | 153 | 160 | 160 | 18 | 18 | 18 | 18 | 18 | 859
|  | NH | 11 | 2 | 2 | 2 | 2 | 2 | 2 | 2 | 2 | 2 | 2 | 29
|  | RI | 149 | 19 | 35 | 33 | 33 | 33 | 33 | 33 | 33 | 28 | 27 | 454
|  | VT | 0 | 0 | 0 | 0 | 0 | 0 | 0 | 0 | 0 | 0 | 0 | 0
| Total | Annual | 939 | 215 | 411 | 392 | 397 | 397 | 220 | 205 | 202 | 194 | 191 | 3763
|  | Cumulative | 939 | 1154 | 1565 | 1957 | 2354 | 2752 | 2972 | 3176 | 3378 | 3572 | 3763 | 3763
Markets Total |  | Annual | 2042 | 360 | 513 | 495 | 458 | 397 | 220 | 205 | 202 | 194 | 191 | 5276
|  | Cumulative | 2042 | 2401 | 2914 | 3409 | 3867 | 4264 | 4484 | 4689 | 4891 | 5085 | 5276 | 5276
Behind-the-Meter PV |  | CT | 614 | 99 | 16 | 50 | 74 | 102 | 102 | 102 | 97 | 85 | 84 | 1426
|  | MA | 1393 | 225 | 212 | 196 | 180 | 202 | 166 | 150 | 148 | 145 | 142 | 3159
|  | ME | 67 | 24 | 57 | 59 | 62 | 62 | 7 | 7 | 7 | 7 | 7 | 367
|  | NH | 136 | 28 | 26 | 25 | 25 | 25 | 25 | 25 | 25 | 25 | 25 | 390
|  | RI | 82 | 16 | 15 | 14 | 3 | 14 | 14 | 14 | 14 | 12 | 12 | 208
|  | VT | 434 | 28 | 27 | 26 | 26 | 26 | 26 | 26 | 26 | 26 | 26 | 694
Behind-the Meter Total |  | Annual | 2726 | 421 | 354 | 370 | 370 | 430 | 339 | 324 | 316 | 300 | 296 | 6244
|  | Cumulative | 2726 | 3146 | 3500 | 3870 | 4239 | 4669 | 5009 | 5333 | 5648 | 5948 | 6244 | 6244
Annual total (all PV categories) |  | CT | 809 | 113 | 112 | 152 | 105 | 105 | 105 | 105 | 99 | 88 | 87 | 1880
|  | MA | 2953 | 449 | 425 | 402 | 402 | 402 | 330 | 299 | 294 | 289 | 283 | 6527
|  | ME | 125 | 108 | 225 | 212 | 222 | 222 | 26 | 26 | 26 | 26 | 26 | 1241
|  | NH | 157 | 30 | 28 | 27 | 27 | 27 | 27 | 27 | 27 | 27 | 27 | 430
|  | RI | 288 | 52 | 49 | 47 | 47 | 47 | 47 | 47 | 47 | 40 | 39 | 748
|  | VT | 434 | 28 | 27 | 26 | 26 | 26 | 26 | 26 | 26 | 26 | 26 | 694
All PV Categories Total |  | Annual | 4767 | 781 | 867 | 865 | 827 | 827 | 559 | 529 | 518 | 494 | 487 | 11520
Cumulative total (all PV categories) |  | CT | 809 | 922 | 1034 | 1186 | 1291 | 1396 | 1501 | 1606 | 1705 | 1793 | 1880 | 1880
|  | MA | 2953 | 3402 | 3827 | 4229 | 4630 | 5032 | 5362 | 5661 | 5955 | 6244 | 6527 | 6527
|  | ME | 125 | 233 | 458 | 670 | 892 | 1114 | 1139 | 1165 | 1190 | 1216 | 1241 | 1241
|  | NH | 157 | 187 | 215 | 242 | 269 | 296 | 323 | 349 | 376 | 403 | 430 | 430
|  | RI | 288 | 341 | 390 | 437 | 483 | 530 | 577 | 623 | 670 | 709 | 748 | 748
|  | VT | 434 | 463 | 490 | 515 | 541 | 566 | 592 | 617 | 643 | 668 | 694 | 694
All PV Categories Total |  | Cumulative | 4767 | 5548 | 6414 | 7279 | 8106 | 8934 | 9493 | 10022 | 10539 | 11033 | 11520 | 11520

## 3.2 PV Forecast - BTM MW
Link: | Distributed Generation Forecast Working Group
Category |  | States | Cumulative Total MW - Estimated Summer Seasonal Peak Load Reduction
|  |  | 2021 | 2022 | 2023 | 2024 | 2025 | 2026 | 2027 | 2028 | 2029 | 2030 | 2031
Behind-the-Meter PV |  | CT | 189.6 | 203 | 192.1 | 184.5 | 197.5 | 208.9 | 219.8 | 231.9 | 241.9 | 249 | 253.4
|  | MA | 430.5 | 463.2 | 492.4 | 510.1 | 520.2 | 534.1 | 545.3 | 554.7 | 560 | 563 | 563.8
|  | ME | 21.5 | 23.5 | 32.2 | 46.6 | 58.8 | 69.8 | 74.8 | 72.9 | 71 | 69.1 | 67.1
|  | NH | 41 | 46.2 | 50.8 | 54 | 56.5 | 58.8 | 61 | 63.6 | 65.9 | 67.8 | 69.4
|  | RI | 23.5 | 27.8 | 30.2 | 31.8 | 30.3 | 31.6 | 32.9 | 34.4 | 35.7 | 36.7 | 37.2
|  | VT | 138.1 | 139.6 | 137 | 133.7 | 130.8 | 128.2 | 126.4 | 126.1 | 125.5 | 124.7 | 123.7
Total |  | Cumulative | 844.3 | 903.3 | 934.6 | 960.7 | 994.1 | 1031.4 | 1060.3 | 1083.6 | 1100.1 | 1110.2 | 1114.6
Corresponding % of BTM PV AC nameplate capacity |  |  | 31.82% | 29.74% | 27.57% | 25.56% | 23.86% | 22.37% | 21.15% | 20.27% | 19.42% | 18.59% | 17.79%
Monthly PV Growth Table (as a % of Annual Growth)
Month | 1 | 2 | 3 | 4 | 5 | 6 | 7 | 8 | 9 | 10 | 11 | 12
Incremental | 6% | 6% | 7% | 6% | 6% | 8% | 8% | 8% | 8% | 8% | 8% | 21%
Cumulative | 6% | 12% | 18% | 25% | 31% | 39% | 47% | 54% | 62% | 71% | 79% | 100%
The above percentages are based on four years of historical installation data and reflect end of month values.

## 3.3 PV Forecast - BTM Energy
Link: | Distributed Generation Forecast
Distributed Generation Forecast Working Group
Category |  | States | Estimated Annual Energy (GWh)
|  |  | 2021 | 2022 | 2023 | 2024 | 2025 | 2026 | 2027 | 2028 | 2029 | 2030 | 2031
Behind-the-Meter PV |  | CT | 694 | 861 | 912 | 942 | 1051 | 1171 | 1301 | 1432 | 1555 | 1669 | 1774
|  | MA | 1237 | 1925 | 2205 | 2467 | 2695 | 2940 | 3171 | 3371 | 3545 | 3721 | 3892
|  | ME | 74 | 102 | 154 | 234 | 314 | 397 | 447 | 455 | 461 | 469 | 476
|  | NH | 159 | 189 | 223 | 256 | 287 | 318 | 349 | 380 | 410 | 440 | 471
|  | RI | 55 | 119 | 139 | 158 | 166 | 179 | 197 | 216 | 233 | 250 | 264
|  | VT | 496 | 551 | 583 | 614 | 643 | 672 | 701 | 730 | 758 | 786 | 815
Behind-the Meter Total |  | Regional Total | 2714 | 3747 | 4216 | 4671 | 5155 | 5676 | 6165 | 6584 | 6963 | 7335 | 7692

## 4.1 Sum of CSOs
Links: | Market Rule 1 |  |  | CASPR FERC Filing
Load Zone Name | Resource Type | Resource Subtype | Capacity Commitment Period
|  |  | 2021-2022 Incl. Results from ARA 3 |  | 2022-2023 Incl. Results from ARA 3 |  | 2023-2024 Incl. Results from ARA 1 |  | 2024-2025 Incl. Results from FCA 15 |  | 2025-2026 Incl. Results from FCA 16
|  |  | Summer CSO | Winter CSO | Summer CSO | Winter CSO | Summer CSO | Winter CSO | Summer CSO | Winter CSO | Summer CSO | Winter CSO
CT | ACTIVE DR | ADCR | 162.557 | 162.557 | 155.311 | 155.311 | 172.678 | 172.74 | 172.606 | 172.651 | 181.198 | 181.198
|  | TOTAL ACTIVE | 162.557 | 162.557 | 155.311 | 155.311 | 172.678 | 172.74 | 172.606 | 172.651 | 181.198 | 181.198
| PASSIVE DR | ON-PEAK | 112.702 | 112.702 | 156.237 | 115.775 | 120.565 | 75.399 | 177.024 | 67.574 | 200.382 | 82.715
|  | SEASONAL PEAK | 614.787 | 630.879 | 614.361 | 628.627 | 598.649 | 598.649 | 560.496 | 564.116 | 513.548 | 513.548
|  | TOTAL PASSIVE | 727.489 | 743.581 | 770.598 | 744.402 | 719.214 | 674.048 | 737.52 | 631.69 | 713.93 | 596.263
| DR Total |  | 890.046 | 906.138 | 925.909 | 899.713 | 891.892 | 846.788 | 910.126 | 804.341 | 895.128 | 777.461
| GEN | Intermittent | 86.701 | 99.739 | 80.741 | 80.663 | 131.778 | 104.504 | 95.189 | 65.319 | 116.808 | 66.18
|  | Non Intermittent | 9309.342 | 9328.073 | 9284.49 | 9324.256 | 8391.059 | 8448.657 | 9253.88 | 9306.607 | 8403.39 | 8413.39
| GEN Total |  | 9396.043 | 9427.812 | 9365.231 | 9404.919 | 8522.837 | 8553.161 | 9349.069 | 9371.926 | 8520.198 | 8479.57
CT Total |  |  | 10286.089 | 10333.95 | 10291.14 | 10304.632 | 9414.729 | 9399.949 | 10259.195 | 10176.267 | 9415.326 | 9257.031
ME | ACTIVE DR | ADCR | 81.769 | 81.769 | 93.131 | 93.131 | 115.4 | 115.4 | 108.259 | 108.259 | 105.91 | 105.91
|  | TOTAL ACTIVE | 81.769 | 81.769 | 93.131 | 93.131 | 115.4 | 115.4 | 108.259 | 108.259 | 105.91 | 105.91
| PASSIVE DR | ON-PEAK | 169.436 | 145.806 | 212.115 | 179.225 | 229.263 | 193.849 | 215.278 | 181.278 | 175.146 | 172.846
|  | SEASONAL PEAK | 0 | 0 | 0 | 0 | 0 | 0 | 0 | 0 | 0 | 0
|  | TOTAL PASSIVE | 169.436 | 145.806 | 212.115 | 179.225 | 229.263 | 193.849 | 215.278 | 181.278 | 175.146 | 172.846
| DR Total |  | 251.205 | 227.575 | 305.246 | 272.356 | 344.663 | 309.249 | 323.537 | 289.537 | 281.056 | 278.756
| GEN | Intermittent | 121.574 | 245.313 | 211.317 | 246.364 | 297.062 | 331.668 | 280.232 | 326.875 | 291.284 | 328.82
|  | Non Intermittent | 2855.851 | 2884.446 | 2345.409 | 2374.88 | 2836.59 | 2871.965 | 2959.694 | 2993.655 | 3016.346 | 3018.646
| GEN Total |  | 2977.425 | 3129.759 | 2556.726 | 2621.244 | 3133.652 | 3203.633 | 3239.926 | 3320.53 | 3307.63 | 3347.466
ME Total |  |  | 3228.63 | 3357.334 | 2861.972 | 2893.6 | 3478.315 | 3512.882 | 3563.463 | 3610.067 | 3588.686 | 3626.222
NEMA | ACTIVE DR | ADCR | 69.089 | 69.189 | 83.741 | 83.841 | 92.495 | 92.495 | 96.587 | 96.587 | 122.987 | 122.987
|  | TOTAL ACTIVE | 69.089 | 69.189 | 83.741 | 83.841 | 92.495 | 92.495 | 96.587 | 96.587 | 122.987 | 122.987
| PASSIVE DR | ON-PEAK | 838.827 | 838.827 | 845.642 | 844.917 | 782.393 | 779.356 | 722.384 | 707.336 | 490.943 | 484.478
|  | SEASONAL PEAK | 0 | 0 | 0 | 0 | 0 | 0 | 0 | 0 | 0 | 0
|  | TOTAL PASSIVE | 838.827 | 838.827 | 845.642 | 844.917 | 782.393 | 779.356 | 722.384 | 707.336 | 490.943 | 484.478
| DR Total |  | 907.916 | 908.016 | 929.383 | 928.758 | 874.888 | 871.851 | 818.971 | 803.923 | 613.93 | 607.465
| GEN | Intermittent | 49.608 | 43.32 | 48.737 | 43.32 | 54.385 | 43.141 | 53.839 | 43.126 | 58.581 | 43.252
|  | Non Intermittent | 2576.313 | 2606.686 | 2607.564 | 2637.564 | 2699.382 | 2699.382 | 1300.963 | 1300.963 | 1311.892 | 1311.892
| GEN Total |  | 2625.921 | 2650.006 | 2656.301 | 2680.884 | 2753.767 | 2742.523 | 1354.802 | 1344.089 | 1370.473 | 1355.144
NEMA Total |  |  | 3533.837 | 3558.022 | 3585.684 | 3609.642 | 3628.655 | 3614.374 | 2173.773 | 2148.012 | 1984.403 | 1962.609
NH | ACTIVE DR | ADCR | 43.987 | 43.987 | 45.979 | 45.979 | 47.2 | 47.272 | 45.58 | 45.58 | 45.695 | 45.695
|  | TOTAL ACTIVE | 43.987 | 43.987 | 45.979 | 45.979 | 47.2 | 47.272 | 45.58 | 45.58 | 45.695 | 45.695
| PASSIVE DR | ON-PEAK | 141.699 | 125.607 | 163.615 | 163.615 | 144.623 | 144.623 | 137.424 | 133.804 | 145.429 | 145.429
|  | SEASONAL PEAK | 0 | 0 | 0 | 0 | 0 | 0 | 0 | 0 | 0 | 0
|  | TOTAL PASSIVE | 141.699 | 125.607 | 163.615 | 163.615 | 144.623 | 144.623 | 137.424 | 133.804 | 145.429 | 145.429
| DR Total |  | 185.686 | 169.594 | 209.594 | 209.594 | 191.823 | 191.895 | 183.004 | 179.384 | 191.124 | 191.124
| GEN | Intermittent | 98.454 | 161.264 | 98.896 | 159.811 | 69.311 | 134.074 | 80.901 | 168.528 | 78.348 | 170.653
|  | Non Intermittent | 4025.152 | 4024.312 | 3986.226 | 3986.891 | 3868.689 | 3868.575 | 3977.542 | 3977.542 | 3843.852 | 3845.04
| GEN Total |  | 4123.606 | 4185.576 | 4085.122 | 4146.702 | 3938 | 4002.649 | 4058.443 | 4146.07 | 3922.2 | 4015.693
NH Total |  |  | 4309.292 | 4355.17 | 4294.716 | 4356.296 | 4129.823 | 4194.544 | 4241.447 | 4325.454 | 4113.324 | 4206.817
RI | ACTIVE DR | ADCR | 39.897 | 39.897 | 40.027 | 40.027 | 48.004 | 48.004 | 41.206 | 41.206 | 48.767 | 48.767
|  | TOTAL ACTIVE | 39.897 | 39.897 | 40.027 | 40.027 | 48.004 | 48.004 | 41.206 | 41.206 | 48.767 | 48.767
| PASSIVE DR | ON-PEAK | 317.261 | 317.261 | 338.527 | 336.237 | 310.969 | 308.679 | 309.014 | 306.724 | 213.986 | 202.393
|  | SEASONAL PEAK | 0 | 0 | 0 | 0 | 0 | 0 | 0 | 0 | 0 | 0
|  | TOTAL PASSIVE | 317.261 | 317.261 | 338.527 | 336.237 | 310.969 | 308.679 | 309.014 | 306.724 | 213.986 | 202.393
| DR Total |  | 357.158 | 357.158 | 378.554 | 376.264 | 358.973 | 356.683 | 350.22 | 347.93 | 262.753 | 251.16
| GEN | Intermittent | 37.673 | 38.087 | 37.096 | 25.948 | 45.487 | 40.581 | 49.686 | 41.508 | 84.316 | 41.741
|  | Non Intermittent | 1826.048 | 1871.427 | 1684.864 | 1725.78 | 1831.126 | 1855.109 | 1899.569 | 1944.411 | 1899.569 | 1940.569
| GEN Total |  | 1863.721 | 1909.514 | 1721.96 | 1751.728 | 1876.613 | 1895.69 | 1949.255 | 1985.919 | 1983.885 | 1982.31
RI Total |  |  | 2220.879 | 2266.672 | 2100.514 | 2127.992 | 2235.586 | 2252.373 | 2299.475 | 2333.849 | 2246.638 | 2233.47
SEMA | ACTIVE DR | ADCR | 46.744 | 47.284 | 49.181 | 49.721 | 53.426 | 53.83 | 57.428 | 57.518 | 93.221 | 93.221
|  | TOTAL ACTIVE | 46.744 | 47.284 | 49.181 | 49.721 | 53.426 | 53.83 | 57.428 | 57.518 | 93.221 | 93.221
| PASSIVE DR | ON-PEAK | 472.168 | 472.168 | 492.651 | 487.625 | 493.203 | 486.899 | 473.977 | 450.158 | 318.282 | 310.356
|  | SEASONAL PEAK | 0 | 0 | 0 | 0 | 0 | 0 | 0 | 0 | 0 | 0
|  | TOTAL PASSIVE | 472.168 | 472.168 | 492.651 | 487.625 | 493.203 | 486.899 | 473.977 | 450.158 | 318.282 | 310.356
| DR Total |  | 518.912 | 519.452 | 541.832 | 537.346 | 546.629 | 540.729 | 531.405 | 507.676 | 411.503 | 403.577
| GEN | Intermittent | 98.292 | 76.798 | 108.544 | 105.156 | 286.478 | 358.949 | 289.399 | 359.223 | 320.377 | 373.638
|  | Non Intermittent | 4419.277 | 4434.474 | 4366.452 | 4381.452 | 4306.999 | 4306.114 | 4785.141 | 4921.291 | 4832.882 | 4913.278
| GEN Total |  | 4517.569 | 4511.272 | 4474.996 | 4486.608 | 4593.477 | 4665.063 | 5074.54 | 5280.514 | 5153.259 | 5286.916
SEMA Total |  |  | 5036.481 | 5030.724 | 5016.828 | 5023.954 | 5140.106 | 5205.792 | 5605.945 | 5788.19 | 5564.762 | 5690.493
VT | ACTIVE DR | ADCR | 48.813 | 48.813 | 50.527 | 50.527 | 52.164 | 52.403 | 51.502 | 52.831 | 55.39 | 55.39
|  | TOTAL ACTIVE | 48.813 | 48.813 | 50.527 | 50.527 | 52.164 | 52.403 | 51.502 | 52.831 | 55.39 | 55.39
| PASSIVE DR | ON-PEAK | 125.56 | 125.182 | 132.553 | 130.865 | 127.405 | 125.73 | 122.593 | 120.931 | 119.904 | 117.765
|  | SEASONAL PEAK | 0 | 0 | 0 | 0 | 0 | 0 | 0 | 0 | 0 | 0
|  | TOTAL PASSIVE | 125.56 | 125.182 | 132.553 | 130.865 | 127.405 | 125.73 | 122.593 | 120.931 | 119.904 | 117.765
| DR Total |  | 174.373 | 173.995 | 183.08 | 181.392 | 179.569 | 178.133 | 174.095 | 173.762 | 175.294 | 173.155
| GEN | Intermittent | 79.015 | 131.493 | 80.89 | 115.449 | 71.719 | 114.268 | 63.107 | 105.447 | 59.732 | 105.184
|  | Non Intermittent | 206.389 | 206.767 | 202.143 | 202.643 | 205.727 | 206.214 | 206.676 | 207.15 | 193.464 | 194.415
| GEN Total |  | 285.404 | 338.26 | 283.033 | 318.092 | 277.446 | 320.482 | 269.783 | 312.597 | 253.196 | 299.599
VT Total |  |  | 459.777 | 512.255 | 466.113 | 499.484 | 457.015 | 498.615 | 443.878 | 486.359 | 428.49 | 472.754
WCMA | ACTIVE DR | ADCR | 94.414 | 94.414 | 91.929 | 91.929 | 103.092 | 103.607 | 101.941 | 101.941 | 112.182 | 112.182
|  | TOTAL ACTIVE | 94.414 | 94.414 | 91.929 | 91.929 | 103.092 | 103.607 | 101.941 | 101.941 | 112.182 | 112.182
| PASSIVE DR | ON-PEAK | 512.279 | 512.279 | 521.727 | 521.044 | 512.379 | 504.141 | 490.963 | 468.371 | 359.592 | 351.052
|  | SEASONAL PEAK | 18.003 | 18.003 | 35.176 | 14.419 | 8.387 | 8.387 | 3.616 | 3.616 | 20.044 | 20.044
|  | TOTAL PASSIVE | 530.282 | 530.282 | 556.903 | 535.463 | 520.766 | 512.528 | 494.579 | 471.987 | 379.636 | 371.096
| DR Total |  | 624.696 | 624.696 | 648.832 | 627.392 | 623.858 | 616.135 | 596.52 | 573.928 | 491.818 | 483.278
| GEN | Intermittent | 91.862 | 101.584 | 112.741 | 98.143 | 163.384 | 99.933 | 164.61 | 106.572 | 165.815 | 133.067
|  | Non Intermittent | 3722.904 | 3722.904 | 2949.094 | 2956.268 | 3499.645 | 3498.475 | 3132.038 | 3191.915 | 3307.263 | 3345.981
| GEN Total |  | 3814.766 | 3824.488 | 3061.835 | 3054.411 | 3663.029 | 3598.408 | 3296.648 | 3298.487 | 3473.078 | 3479.048
WCMA Total |  |  | 4439.462 | 4449.184 | 3710.667 | 3681.803 | 4286.887 | 4214.543 | 3893.168 | 3872.415 | 3964.896 | 3962.326
ISO New England Total | ACTIVE DR | ADCR | 587.27 | 587.91 | 609.826 | 610.466 | 684.459 | 685.751 | 675.109 | 676.573 | 765.35 | 765.35
|  | TOTAL ACTIVE | 587.27 | 587.91 | 609.826 | 610.466 | 684.459 | 685.751 | 675.109 | 676.573 | 765.35 | 765.35
| PASSIVE DR | ON-PEAK | 2689.932 | 2649.832 | 2863.067 | 2779.303 | 2720.8 | 2618.676 | 2648.657 | 2436.176 | 2023.664 | 1867.034
|  | SEASONAL PEAK | 632.79 | 648.882 | 649.537 | 643.046 | 607.036 | 607.036 | 564.112 | 567.732 | 533.592 | 533.592
|  | TOTAL PASSIVE | 3322.722 | 3298.714 | 3512.604 | 3422.349 | 3327.836 | 3225.712 | 3212.769 | 3003.908 | 2557.256 | 2400.626
| DR Total |  | 3909.992 | 3886.624 | 4122.43 | 4032.815 | 4012.295 | 3911.463 | 3887.878 | 3680.481 | 3322.606 | 3165.976
| GEN | Intermittent | 663.179 | 897.598 | 778.962 | 874.854 | 1119.604 | 1227.118 | 1076.963 | 1216.598 | 1175.261 | 1262.535
|  | Non Intermittent | 28941.276 | 29079.089 | 27426.242 | 27589.734 | 27639.217 | 27754.491 | 27515.503 | 27843.534 | 26808.658 | 26983.211
| GEN Total |  | 29604.455 | 29976.687 | 28205.204 | 28464.588 | 28758.821 | 28981.609 | 28592.466 | 29060.132 | 27983.919 | 28245.746
ISO NEW ENGLAND Total |  |  | 33514.447 | 33863.311 | 32327.634 | 32497.403 | 32771.116 | 32893.072 | 32480.344 | 32740.613 | 31306.525 | 31411.722
Import Total |  |  | 1207.78 | 1134.78 | 1115.22 | 1070.22 | 1058.72 | 1058.72 | 1487.059 | 1454.059 | 1503.842 | 1503.842
Grand Total |  |  | 34722.227 | 34998.091 | 33442.854 | 33567.623 | 33829.836 | 33951.792 | 33967.403 | 34194.672 | 32810.367 | 32915.564

## 4.3 Qualified&Cleared Capacity
Links: | 2025-2026 FCA Obligations | Interconnection Request Queue |  |  |  | OATT
Resource ID | Name | Resource Type | Intermittent | Generator Type ID | Generating Fuel Type | DR Type | Active/ Passive | Capacity Zone Name | Interface Name | State | Load Zone | Dispatch Zone Name | Status | Summer Qual | Winter Qual | Summer Cleared | Winter Cleared
253 | TURNKEY LANDFILL | Generator | Yes | IC | Landfill Gas |  |  | Northern New England |  | NH | NH |  | Existing | 0.675 | 0.694 | 0.675 | 0.694
321 | MANCHESTER 10 10A CC | Generator | No | CC | Natural Gas |  |  | Southeast New England |  | RI | RI |  | Existing | 157 | 170 | 157 | 170
322 | MANCHESTER 11 11A CC | Generator | No | CC | Natural Gas |  |  | Southeast New England |  | RI | RI |  | Existing | 157 | 170 | 157 | 170
323 | MANCHESTER 9 9A CC | Generator | No | CC | Natural Gas |  |  | Southeast New England |  | RI | RI |  | Existing | 154 | 169 | 154 | 169
326 | ALTRESCO | Generator | No | CC | Natural Gas |  |  | Rest-of-Pool |  | MA | WCMA |  | Existing | 149.574 | 182.982 | 149.574 | 149.574
327 | AMOSKEAG | Generator | Yes | HDR | Water |  |  | Northern New England |  | NH | NH |  | Existing | 2.594 | 14.161 | 2.594 | 14.161
328 | GULF ISLAND COMPOSITE Incremental | Generator | No | HW | Water |  |  | Maine |  | ME | ME |  | Existing | 32.739 | 33.44 | 32.739 | 32.739
329 | ASCUTNEY GT | Generator | No | GT | Distillate Fuel Oil. Including Diesel, Nos. 1,2,3 and ULSD |  |  | Northern New England |  | VT | VT |  | Existing | 8.489 | 12.452 | 8.489 | 8.489
330 | AYERS ISLAND | Generator | Yes | HDR | Water |  |  | Northern New England |  | NH | NH |  | Existing | 8.29 | 8.943 | 8.29 | 8.943
331 | AZISCOHOS HYDRO | Generator | No | HDP | Water |  |  | Maine |  | ME | ME |  | Existing | 6.645 | 6.645 | 6.645 | 6.645
335 | BELLOWS FALLS | Generator | No | HDP | Water |  |  | Northern New England |  | NH | NH |  | Existing | 47.216 | 47.216 | 47.216 | 47.216
336 | BERLIN 1 GT | Generator | No | GT | Kerosene |  |  | Northern New England |  | VT | VT |  | Existing | 40.956 | 51.346 | 40.956 | 40.956
337 | BETHLEHEM | Generator | No | ST | Wood/Wood Waste Solids. |  |  | Northern New England |  | NH | NH |  | Existing | 15.471 | 15.478 | 15.471 | 15.471
346 | BOLTON FALLS | Generator | Yes | HDR | Water |  |  | Northern New England |  | VT | VT |  | Existing | 0.709 | 3.014 | 0.709 | 3.014
348 | BOOT MILLS | Generator | Yes | HDR | Water |  |  | Rest-of-Pool |  | MA | WCMA |  | Existing | 4.471 | 12.219 | 4.471 | 12.219
349 | WHEELABRATOR BRIDGEPORT, L.P. | Generator | No | ST | Municipal Solid Waste |  |  | Rest-of-Pool |  | CT | CT |  | Existing | 58.488 | 58.965 | 58.488 | 58.488
355 | BRANFORD 10 | Generator | No | GT | Kerosene |  |  | Rest-of-Pool |  | CT | CT |  | Existing | 15.84 | 20.95 | 15.84 | 15.84
356 | BRISTOL REFUSE | Generator | Yes | ST | Municipal Solid Waste |  |  | Rest-of-Pool |  | CT | CT |  | Existing | 12.56 | 12.693 | 12.56 | 12.693
357 | BRIDGEWATER | Generator | No | ST | Wood/Wood Waste Solids. |  |  | Northern New England |  | NH | NH |  | Existing | 13.976 | 14.192 | 13.976 | 13.976
358 | BRUNSWICK | Generator | Yes | HDR | Water |  |  | Maine |  | ME | ME |  | Existing | 4.72 | 13.779 | 4.72 | 13.779
359 | J. COCKWELL 1 | Generator | No | PS | Water |  |  | Rest-of-Pool |  | MA | WCMA |  | Existing | 331.5 | 331.5 | 331.5 | 331.5
360 | J. COCKWELL 2 | Generator | No | PS | Water |  |  | Rest-of-Pool |  | MA | WCMA |  | Existing | 331.5 | 331.5 | 331.5 | 331.5
362 | BULLS BRIDGE | Generator | Yes | HDR | Water |  |  | Rest-of-Pool |  | CT | CT |  | Existing | 1.013 | 4.862 | 1.013 | 4.862
363 | BURLINGTON GT | Generator | No | GT | Distillate Fuel Oil. Including Diesel, Nos. 1,2,3 and ULSD |  |  | Northern New England |  | VT | VT |  | Existing | 18 | 22.373 | 18 | 18.951
365 | CANAL 1 | Generator | No | ST | Residual Fuel Oil. Including Diesel, No. 6, Bunker C |  |  | Southeast New England |  | MA | SEMA |  | Existing | 565.195 | 565.08 | 565.08 | 565.08
366 | CANAL 2 | Generator | No | ST | Residual Fuel Oil. Including Diesel, No. 6, Bunker C |  |  | Southeast New England |  | MA | SEMA |  | Existing | 558.75 | 545.335 | 545.335 | 545.335
367 | CAPE GT 4 | Generator | No | GT | Distillate Fuel Oil. Including Diesel, Nos. 1,2,3 and ULSD |  |  | Maine |  | ME | ME |  | Existing | 13.75 | 20.011 | 13.75 | 13.75
368 | CAPE GT 5 | Generator | No | GT | Distillate Fuel Oil. Including Diesel, Nos. 1,2,3 and ULSD |  |  | Maine |  | ME | ME |  | Existing | 15.822 | 20.272 | 15.822 | 15.822
369 | CATARACT EAST | Generator | No | HDP | Water |  |  | Maine |  | ME | ME |  | Existing | 7.373 | 7.733 | 7.373 | 7.373
370 | COS COB 10 | Generator | No | GT | Kerosene |  |  | Rest-of-Pool |  | CT | CT |  | Existing | 18.932 | 23 | 18.932 | 18.932
371 | COS COB 11 | Generator | No | GT | Kerosene |  |  | Rest-of-Pool |  | CT | CT |  | Existing | 18.724 | 23 | 18.724 | 18.724
372 | COS COB 12 | Generator | No | GT | Kerosene |  |  | Rest-of-Pool |  | CT | CT |  | Existing | 18.66 | 23 | 18.66 | 18.66
375 | CLEARY 9 9A CC | Generator | No | CC | Natural Gas |  |  | Southeast New England |  | MA | SEMA |  | Existing | 104.931 | 109.931 | 104.931 | 104.931
379 | COBBLE MOUNTAIN | Generator | No | HW | Water |  |  | Rest-of-Pool |  | MA | WCMA |  | Existing | 26.52 | 27.431 | 13 | 13
380 | COMERFORD | Generator | No | HW | Water |  |  | Northern New England |  | NH | NH |  | Existing | 166.135 | 167.116 | 166.135 | 166.135
382 | MERRIMACK CT1 | Generator | No | GT | Kerosene |  |  | Northern New England |  | NH | NH |  | Existing | 16.826 | 21.676 | 16.826 | 16.826
383 | MERRIMACK CT2 | Generator | No | GT | Kerosene |  |  | Northern New England |  | NH | NH |  | Existing | 16.804 | 21.304 | 16.804 | 16.804
388 | DARTMOUTH POWER | Generator | No | CC | Natural Gas |  |  | Southeast New England |  | MA | SEMA |  | Existing | 61.72 | 67.656 | 61.72 | 61.72
389 | DERBY DAM | Generator | Yes | HDR | Water |  |  | Rest-of-Pool |  | CT | CT |  | Existing | 0.625 | 5.026 | 0.625 | 5.026
392 | DEXTER | Generator | No | CC | Natural Gas |  |  | Rest-of-Pool |  | CT | CT |  | Existing | 33.5 | 44.5 | 33.5 | 33.5
393 | DEERFIELD 5 | Generator | No | HDP | Water |  |  | Rest-of-Pool |  | MA | WCMA |  | Existing | 13.965 | 13.99 | 13.965 | 13.99
395 | DOREEN | Generator | No | GT | Kerosene |  |  | Rest-of-Pool |  | MA | WCMA |  | Existing | 16.6 | 21.1 | 0 | 0
396 | DEVON 10 | Generator | No | GT | Kerosene |  |  | Rest-of-Pool |  | CT | CT |  | Existing | 14.407 | 18.839 | 14.407 | 14.407
397 | DEVON 11 | Generator | No | GT | Kerosene |  |  | Rest-of-Pool |  | CT | CT |  | Existing | 29.299 | 38.819 | 29.299 | 29.299
398 | DEVON 12 | Generator | No | GT | Kerosene |  |  | Rest-of-Pool |  | CT | CT |  | Existing | 29.227 | 38.437 | 29.227 | 29.227
399 | DEVON 13 | Generator | No | GT | Kerosene |  |  | Rest-of-Pool |  | CT | CT |  | Existing | 29.967 | 38.967 | 29.967 | 29.967
400 | DEVON 14 | Generator | No | GT | Kerosene |  |  | Rest-of-Pool |  | CT | CT |  | Existing | 29.704 | 40.274 | 29.704 | 29.704
401 | EASTMAN FALLS | Generator | Yes | HDR | Water |  |  | Northern New England |  | NH | NH |  | Existing | 1.193 | 3.923 | 1.193 | 3.923
405 | ELLSWORTH HYDRO | Generator | No | HW | Water |  |  | Maine |  | ME | ME |  | Existing | 8.992 | 8.711 | 8.711 | 8.711
410 | ESSEX 19 HYDRO | Generator | Yes | HDR | Water |  |  | Northern New England |  | VT | VT |  | Existing | 1.939 | 5.342 | 1.939 | 5.342
412 | FALLS VILLAGE | Generator | Yes | HDR | Water |  |  | Rest-of-Pool |  | CT | CT |  | Existing | 0.296 | 5.682 | 0.296 | 5.682
413 | FIFE BROOK | Generator | Yes | HDR | Water |  |  | Rest-of-Pool |  | MA | WCMA |  | Existing | 2.234 | 5.68 | 2.234 | 5.68
417 | FRAMINGHAM JET 1 | Generator | No | GT | Distillate Fuel Oil. Including Diesel, Nos. 1,2,3 and ULSD |  |  | Southeast New England |  | MA | NEMA |  | Existing | 10.145 | 14.175 | 10.145 | 10.145
418 | FRAMINGHAM JET 2 | Generator | No | GT | Distillate Fuel Oil. Including Diesel, Nos. 1,2,3 and ULSD |  |  | Southeast New England |  | MA | NEMA |  | Existing | 10.189 | 15.686 | 10.189 | 10.189
419 | FRAMINGHAM JET 3 | Generator | No | GT | Distillate Fuel Oil. Including Diesel, Nos. 1,2,3 and ULSD |  |  | Southeast New England |  | MA | NEMA |  | Existing | 11.045 | 15.25 | 11.045 | 11.045
420 | FRANKLIN DRIVE 10 | Generator | No | GT | Kerosene |  |  | Rest-of-Pool |  | CT | CT |  | Existing | 15.417 | 20.527 | 15.417 | 15.417
421 | FRONT STREET DIESELS 1-3 | Generator | No | IC | Distillate Fuel Oil. Including Diesel, Nos. 1,2,3 and ULSD |  |  | Rest-of-Pool |  | MA | WCMA |  | Existing | 7.7 | 7.7 | 7.7 | 7.7
424 | GREAT LAKES - MILLINOCKET | Generator | No | HW | Water |  |  | Maine |  | ME | ME |  | Existing | 106 | 106 | 106 | 106
426 | GORGE 1 DIESEL | Generator | No | GT | Distillate Fuel Oil. Including Diesel, Nos. 1,2,3 and ULSD |  |  | Northern New England |  | VT | VT |  | Existing | 8.631 | 10.716 | 8.631 | 8.631
427 | GORHAM | Generator | Yes | HDR | Water |  |  | Northern New England |  | NH | NH |  | Existing | 0.735 | 1.62 | 0.735 | 1.62
432 | HARRIS 1 | Generator | No | HW | Water |  |  | Maine |  | ME | ME |  | Existing | 16.79 | 16.776 | 16.776 | 16.776
433 | HARRIS 2 | Generator | No | HW | Water |  |  | Maine |  | ME | ME |  | Existing | 34.83 | 34.5 | 34.5 | 34.5
434 | HARRIS 3 | Generator | No | HW | Water |  |  | Maine |  | ME | ME |  | Existing | 34 | 33.905 | 33.905 | 33.905
435 | HARRIMAN | Generator | No | HW | Water |  |  | Rest-of-Pool |  | MA | WCMA |  | Existing | 40.795 | 38.471 | 38.765 | 38.471
436 | HEMPHILL 1 | Generator | No | ST | Wood/Wood Waste Solids. |  |  | Northern New England |  | NH | NH |  | Existing | 13.045 | 15.589 | 13.045 | 13.045
440 | HIRAM | Generator | No | HDP | Water |  |  | Maine |  | ME | ME |  | Existing | 10.067 | 11.24 | 10.067 | 10.067
445 | COVANTA WEST ENFIELD | Generator | No | ST | Wood/Wood Waste Solids. |  |  | Maine |  | ME | ME |  | Existing | 20.461 | 21.446 | 20.461 | 20.461
446 | COVANTA JONESBORO | Generator | No | ST | Wood/Wood Waste Solids. |  |  | Maine |  | ME | ME |  | Existing | 20.226 | 20.226 | 20.226 | 20.226
449 | JACKMAN | Generator | No | HW | Water |  |  | Northern New England |  | NH | NH |  | Existing | 3.6 | 3.459 | 3.459 | 3.459
452 | KENDALL JET 1 | Generator | No | GT | Distillate Fuel Oil. Including Diesel, Nos. 1,2,3 and ULSD |  |  | Southeast New England |  | MA | NEMA |  | Existing | 18 | 21.34 | 18 | 18
457 | LAWRENCE HYDRO | Generator | Yes | HDR | Water |  |  | Rest-of-Pool |  | MA | WCMA |  | Existing | 4.032 | 10.517 | 4.032 | 10.517
460 | LOCKWOOD | Generator | Yes | HDR | Water |  |  | Maine |  | ME | ME |  | Existing | 2.636 | 4.201 | 2.636 | 4.201
462 | LISBON RESOURCE RECOVERY | Generator | Yes | ST | Municipal Solid Waste |  |  | Rest-of-Pool |  | CT | CT |  | Existing | 12.919 | 12.984 | 12.919 | 12.984
463 | AEI LIVERMORE | Generator | No | ST | Wood/Wood Waste Solids. |  |  | Maine |  | ME | ME |  | Existing | 35.3 | 35.63 | 35.3 | 35.3
464 | LOST NATION | Generator | No | GT | Distillate Fuel Oil. Including Diesel, Nos. 1,2,3 and ULSD |  |  | Northern New England |  | NH | NH |  | Existing | 12.793 | 17.658 | 12.793 | 12.793
465 | DEERFIELD 2 LWR DRFIELD | Generator | No | HDP | Water |  |  | Rest-of-Pool |  | MA | WCMA |  | Existing | 18.58 | 18.667 | 18.58 | 18.667
467 | MARBLEHEAD DIESELS | Generator | No | IC | Distillate Fuel Oil. Including Diesel, Nos. 1,2,3 and ULSD |  |  | Southeast New England |  | MA | NEMA |  | Existing | 5 | 5 | 5 | 5
468 | MARSHFIELD 6 HYDRO | Generator | No | HW | Water |  |  | Northern New England |  | VT | VT |  | Existing | 4.524 | 4.405 | 2.305 | 2.305
472 | M STREET JET | Generator | No | GT | Kerosene |  |  | Southeast New England |  | MA | NEMA |  | Existing | 47 | 58.924 | 47 | 47
473 | MCINDOES | Generator | No | HDP | Water |  |  | Northern New England |  | NH | NH |  | Existing | 10.17 | 10.764 | 10.17 | 10.17
474 | J C MCNEIL | Generator | No | ST | Wood/Wood Waste Solids. |  |  | Northern New England |  | VT | VT |  | Existing | 52 | 54 | 52 | 52
478 | MIDDLETOWN 10 | Generator | No | GT | Jet Fuel |  |  | Rest-of-Pool |  | CT | CT |  | Existing | 15.515 | 20.015 | 0 | 0
480 | MIDDLETOWN 2 | Generator | No | ST | Residual Fuel Oil. Including Diesel, No. 6, Bunker C |  |  | Rest-of-Pool |  | CT | CT |  | Existing | 345.365 | 353.031 | 0 | 0
482 | MIDDLETOWN 4 | Generator | No | ST | Residual Fuel Oil. Including Diesel, No. 6, Bunker C |  |  | Rest-of-Pool |  | CT | CT |  | Existing | 399.923 | 402 | 0 | 0
484 | MILLSTONE POINT 2 | Generator | No | ST | Nuclear Uranium, Plutonium, Thorium |  |  | Rest-of-Pool |  | CT | CT |  | Existing | 856.515 | 859.038 | 856.515 | 856.515
485 | MILLSTONE POINT 3 | Generator | No | ST | Nuclear Uranium, Plutonium, Thorium |  |  | Rest-of-Pool |  | CT | CT |  | Existing | 1225 | 1233.633 | 1225 | 1225
486 | MILFORD POWER | Generator | No | CC | Natural Gas |  |  | Southeast New England |  | MA | SEMA |  | Existing | 202 | 205.833 | 202 | 202
487 | Worumbo Hydro | Generator | Yes | HDR | Water |  |  | Maine |  | ME | ME |  | Existing | 4.642 | 12.563 | 4.642 | 12.563
489 | MERRIMACK 1 | Generator | No | ST | Anthracite Coal and Bituminous Coal |  |  | Northern New England |  | NH | NH |  | Existing | 108 | 108.05 | 90 | 90
490 | MERRIMACK 2 | Generator | No | ST | Anthracite Coal and Bituminous Coal |  |  | Northern New England |  | NH | NH |  | Existing | 330 | 330.513 | 220 | 220
492 | MONTVILLE 10 and 11 | Generator | No | IC | Kerosene |  |  | Rest-of-Pool |  | CT | CT |  | Existing | 5.296 | 5.354 | 5.296 | 5.296
493 | MONTVILLE 5 | Generator | No | ST | Residual Fuel Oil. Including Diesel, No. 6, Bunker C |  |  | Rest-of-Pool |  | CT | CT |  | Existing | 81 | 81.59 | 81 | 81
494 | MONTVILLE 6 | Generator | No | ST | Residual Fuel Oil. Including Diesel, No. 6, Bunker C |  |  | Rest-of-Pool |  | CT | CT |  | Existing | 405.05 | 400.401 | 400.401 | 400.401
495 | MONTY | Generator | No | HDP | Water |  |  | Maine |  | ME | ME |  | Existing | 26.96 | 26.96 | 26.96 | 26.96
496 | MOORE | Generator | No | HW | Water |  |  | Northern New England |  | NH | NH |  | Existing | 193.632 | 195.644 | 193.632 | 193.632
497 | MASS POWER | Generator | No | CC | Natural Gas |  |  | Rest-of-Pool |  | MA | WCMA |  | Existing | 245.3 | 276 | 245.3 | 245.3
507 | NEA BELLINGHAM | Generator | No | CC | Natural Gas |  |  | Southeast New England |  | MA | SEMA |  | Existing | 282.865 | 326.571 | 282.865 | 282.865
508 | NEWINGTON 1 | Generator | No | ST | Residual Fuel Oil. Including Diesel, No. 6, Bunker C |  |  | Northern New England |  | NH | NH |  | Existing | 400.2 | 400.2 | 400.2 | 400.2
513 | NEW HAVEN HARBOR | Generator | No | ST | Residual Fuel Oil. Including Diesel, No. 6, Bunker C |  |  | Rest-of-Pool |  | CT | CT |  | Existing | 447.894 | 439.585 | 447.894 | 439.585
527 | OGDEN-MARTIN 1 | Generator | Yes | ST | Municipal Solid Waste |  |  | Southeast New England |  | MA | NEMA |  | Existing | 39.196 | 42.732 | 39.196 | 42.732
528 | OCEAN ST PWR GT1 GT2 ST1 | Generator | No | CC | Natural Gas |  |  | Southeast New England |  | RI | RI |  | Existing | 270.901 | 316.901 | 270.901 | 270.901
529 | OCEAN ST PWR GT3 GT4 ST2 | Generator | No | CC | Natural Gas |  |  | Southeast New England |  | RI | RI |  | Existing | 334 | 334 | 334 | 334
532 | PEJEPSCOT | Generator | Yes | HDR | Water |  |  | Maine |  | ME | ME |  | Existing | 3.522 | 7.898 | 3.522 | 7.898
536 | PERC-ORRINGTON 1 | Generator | Yes | ST | Municipal Solid Waste |  |  | Maine |  | ME | ME |  | Existing | 13.963 | 15.835 | 13.963 | 15.835
539 | PONTOOK HYDRO | Generator | Yes | HDR | Water |  |  | Northern New England |  | NH | NH |  | Existing | 3.303 | 7.131 | 3.303 | 7.131
541 | PROCTOR | Generator | Yes | HDR | Water |  |  | Northern New England |  | VT | VT |  | Existing | 2.189 | 5.02 | 2.189 | 5.02
542 | ECO MAINE | Generator | Yes | ST | Municipal Solid Waste |  |  | Maine |  | ME | ME |  | Existing | 10.515 | 10.288 | 10.515 | 10.288
546 | RESCO SAUGUS | Generator | No | ST | Municipal Solid Waste |  |  | Southeast New England |  | MA | NEMA |  | Existing | 30.782 | 30.114 | 30.114 | 30.114
547 | WHEELABRATOR NORTH ANDOVER | Generator | No | ST | Municipal Solid Waste |  |  | Southeast New England |  | MA | NEMA |  | Existing | 28.738 | 29.914 | 28.738 | 28.738
555 | SEABROOK | Generator | No | ST | Nuclear Uranium, Plutonium, Thorium |  |  | Northern New England |  | NH | NH |  | Existing | 1249.075 | 1251.35 | 1249.075 | 1249.075
557 | SCHILLER 5 | Generator | No | ST | Wood/Wood Waste Solids. |  |  | Northern New England |  | NH | NH |  | Existing | 33.619 | 42.594 | 0 | 0
558 | SCHILLER 6 | Generator | No | ST | Anthracite Coal and Bituminous Coal |  |  | Northern New England |  | NH | NH |  | Existing | 18.807 | 48.177 | 0 | 0
559 | SCHILLER CT 1 | Generator | No | GT | Kerosene |  |  | Northern New England |  | NH | NH |  | Existing | 17.621 | 18.5 | 17.621 | 17.621
561 | SEARSBURG | Generator | No | HDP | Water |  |  | Rest-of-Pool |  | MA | WCMA |  | Existing | 4.451 | 4.567 | 4.451 | 4.567
562 | SECREC-PRESTON | Generator | Yes | ST | Municipal Solid Waste |  |  | Rest-of-Pool |  | CT | CT |  | Existing | 15.845 | 16.026 | 15.845 | 16.026
563 | SEMASS 1 | Generator | Yes | ST | Municipal Solid Waste |  |  | Southeast New England |  | MA | SEMA |  | Existing | 44.238 | 47.635 | 44.238 | 47.635
564 | SEMASS 2 | Generator | Yes | ST | Municipal Solid Waste |  |  | Southeast New England |  | MA | SEMA |  | Existing | 22.5 | 22.5 | 22.5 | 22.5
565 | SHELDON SPRINGS | Generator | Yes | HDR | Water |  |  | Northern New England |  | VT | VT |  | Existing | 1.04 | 8.439 | 1.04 | 8.439
566 | SHEPAUG | Generator | No | HW | Water |  |  | Rest-of-Pool |  | CT | CT |  | Existing | 41.511 | 42.559 | 41.511 | 41.511
567 | SHERMAN | Generator | No | HW | Water |  |  | Rest-of-Pool |  | MA | WCMA |  | Existing | 6.154 | 6.22 | 6.154 | 6.22
569 | SKELTON | Generator | No | HDP | Water |  |  | Maine |  | ME | ME |  | Existing | 21.6 | 21.6 | 21.6 | 21.6
570 | SMITH | Generator | Yes | HDR | Water |  |  | Northern New England |  | NH | NH |  | Existing | 7.972 | 16.292 | 7.972 | 16.292
583 | STONY BROOK 2A | Generator | No | GT | Distillate Fuel Oil. Including Diesel, Nos. 1,2,3 and ULSD |  |  | Rest-of-Pool |  | MA | WCMA |  | Existing | 67 | 87 | 67 | 77.4
584 | STONY BROOK 2B | Generator | No | GT | Distillate Fuel Oil. Including Diesel, Nos. 1,2,3 and ULSD |  |  | Rest-of-Pool |  | MA | WCMA |  | Existing | 65 | 85 | 65 | 75.4
587 | STEVENSON | Generator | No | HW | Water |  |  | Rest-of-Pool |  | CT | CT |  | Existing | 28.311 | 28.711 | 28.311 | 28.311
590 | BORALEX STRATTON ENERGY | Generator | No | ST | Wood/Wood Waste Solids. |  |  | Maine |  | ME | ME |  | Existing | 46.152 | 46.152 | 0 | 0
592 | TAMWORTH | Generator | No | ST | Wood/Wood Waste Solids. |  |  | Northern New England |  | NH | NH |  | Existing | 20.923 | 19.973 | 19.973 | 19.973
595 | TORRINGTON TERMINAL 10 | Generator | No | GT | Kerosene |  |  | Rest-of-Pool |  | CT | CT |  | Existing | 15.638 | 20.748 | 15.638 | 15.638
596 | TUNNEL 10 | Generator | No | GT | Kerosene |  |  | Rest-of-Pool |  | CT | CT |  | Existing | 15.788 | 18.114 | 0 | 0
598 | VERGENNES 5 and 6 DIESELS | Generator | No | IC | Distillate Fuel Oil. Including Diesel, Nos. 1,2,3 and ULSD |  |  | Northern New England |  | VT | VT |  | Existing | 3.94 | 4.24 | 0 | 0
599 | VERNON | Generator | No | HDP | Water |  |  | Rest-of-Pool |  | MA | WCMA |  | Existing | 34.9 | 34.9 | 34.9 | 34.9
612 | WATERS RIVER JET 1 | Generator | No | GT | Natural Gas |  |  | Southeast New England |  | MA | NEMA |  | Existing | 15.974 | 21.974 | 15.974 | 15.974
613 | WATERS RIVER JET 2 | Generator | No | GT | Natural Gas |  |  | Southeast New England |  | MA | NEMA |  | Existing | 30.381 | 44.046 | 30.381 | 30.381
614 | WATERBURY 22 | Generator | Yes | HDR | Water |  |  | Northern New England |  | VT | VT |  | Existing | 0.171 | 2.213 | 0.171 | 2.213
616 | WEST ENFIELD | Generator | Yes | HDR | Water |  |  | Maine |  | ME | ME |  | Existing | 6.662 | 11.371 | 6.662 | 11.371
617 | WESTON | Generator | Yes | HDR | Water |  |  | Maine |  | ME | ME |  | Existing | 6.425 | 10.764 | 6.425 | 10.764
618 | DG WHITEFIELD, LLC | Generator | No | ST | Wood/Wood Waste Solids. |  |  | Northern New England |  | NH | NH |  | Existing | 16.569 | 15.894 | 15.894 | 15.894
619 | WHITE LAKE JET | Generator | No | GT | Kerosene |  |  | Northern New England |  | NH | NH |  | Existing | 17.447 | 22.397 | 17.447 | 17.447
620 | WILDER | Generator | No | HW | Water |  |  | Northern New England |  | NH | NH |  | Existing | 40.92 | 40.674 | 40.674 | 40.674
621 | WILLIAMS | Generator | No | HDP | Water |  |  | Maine |  | ME | ME |  | Existing | 14.9 | 14.855 | 14.855 | 14.855
622 | WINOOSKI 1 | Generator | Yes | HDR | Water |  |  | Northern New England |  | VT | VT |  | Existing | 1.216 | 3.935 | 1.216 | 3.935
624 | WMI MILLBURY 1 | Generator | No | ST | Municipal Solid Waste |  |  | Rest-of-Pool |  | MA | WCMA |  | Existing | 39.811 | 39.891 | 39.811 | 39.811
625 | WEST MEDWAY JET 1 | Generator | No | GT | Distillate Fuel Oil. Including Diesel, Nos. 1,2,3 and ULSD |  |  | Southeast New England |  | MA | NEMA |  | Existing | 42 | 61.817 | 42 | 42
626 | WEST MEDWAY JET 2 | Generator | No | GT | Distillate Fuel Oil. Including Diesel, Nos. 1,2,3 and ULSD |  |  | Southeast New England |  | MA | NEMA |  | Existing | 39.848 | 61.598 | 39.848 | 39.848
627 | WEST MEDWAY JET 3 | Generator | No | GT | Distillate Fuel Oil. Including Diesel, Nos. 1,2,3 and ULSD |  |  | Southeast New England |  | MA | SEMA |  | Existing | 42.001 | 60.742 | 42.001 | 42.001
628 | WOODLAND ROAD | Generator | No | GT | Kerosene |  |  | Rest-of-Pool |  | MA | WCMA |  | Existing | 15.962 | 20.812 | 0 | 0
636 | WYMAN HYDRO 1 | Generator | No | HW | Water |  |  | Maine |  | ME | ME |  | Existing | 29.014 | 29.014 | 29.014 | 29.014
637 | WYMAN HYDRO 2 | Generator | No | HW | Water |  |  | Maine |  | ME | ME |  | Existing | 29.9 | 29.9 | 29.9 | 29.9
638 | WYMAN HYDRO 3 | Generator | No | HW | Water |  |  | Maine |  | ME | ME |  | Existing | 29.034 | 29.13 | 29.034 | 29.034
641 | YARMOUTH 3 | Generator | No | ST | Residual Fuel Oil. Including Diesel, No. 6, Bunker C |  |  | Maine |  | ME | ME |  | Existing | 110.31 | 113.06 | 110.31 | 110.31
642 | YARMOUTH 4 | Generator | No | ST | Residual Fuel Oil. Including Diesel, No. 6, Bunker C |  |  | Maine |  | ME | ME |  | Existing | 595.75 | 603.25 | 595.75 | 595.75
715 | ROCHESTER LANDFILL | Generator | No | GT | Landfill Gas |  |  | Northern New England |  | NH | NH |  | Existing | 2.055 | 2.168 | 2.055 | 2.055
737 | SIMPSON G LOAD REDUCER | Generator | Yes | HDR | Water |  |  | Northern New England |  | VT | VT |  | Existing | 1.826 | 3.303 | 1.826 | 3.303
739 | ROCKY RIVER | Generator | No | PS | Water |  |  | Rest-of-Pool |  | CT | CT |  | Existing | 28.449 | 28.127 | 28.127 | 28.127
755 | BONNY EAGLE W. BUXTON | Generator | Yes | HDR | Water |  |  | Maine |  | ME | ME |  | Existing | 2.304 | 9.706 | 2.304 | 9.706
757 | HARRIS 4 | Generator | No | HW | Water |  |  | Maine |  | ME | ME |  | Existing | 1.436 | 1.249 | 1.249 | 1.249
759 | MESSALONSKEE COMPOSITE | Generator | Yes | HDR | Water |  |  | Maine |  | ME | ME |  | Existing | 0 | 4.037 | 0 | 4.037
760 | NORTH GORHAM | Generator | Yes | HDR | Water |  |  | Maine |  | ME | ME |  | Existing | 0.976 | 1.369 | 0.976 | 1.369
761 | SHAWMUT | Generator | Yes | HDR | Water |  |  | Maine |  | ME | ME |  | Existing | 3.274 | 6.483 | 3.274 | 6.483
766 | CABOT TURNERS FALLS | Generator | No | HDP | Water |  |  | Rest-of-Pool |  | MA | WCMA |  | Existing | 68.2 | 68.2 | 68.2 | 68.2
767 | SES CONCORD | Generator | Yes | ST | Municipal Solid Waste |  |  | Northern New England |  | NH | NH |  | Existing | 11.992 | 12.227 | 11.992 | 12.227
768 | GARVINS HOOKSETT | Generator | Yes | HDR | Water |  |  | Northern New England |  | NH | NH |  | Existing | 1.823 | 6.43 | 1.823 | 6.43
769 | HADLEY FALLS 1&2 | Generator | Yes | HDR | Water |  |  | Rest-of-Pool |  | MA | WCMA |  | Existing | 6.061 | 26.349 | 6.061 | 26.349
774 | LOWER LAMOILLE COMPOSITE | Generator | No | HW | Water |  |  | Northern New England |  | VT | VT |  | Existing | 15.775 | 16 | 15.775 | 15.775
781 | WEST DANVILLE 1 | Generator | Yes | HDR | Water |  |  | Northern New England |  | VT | VT |  | Existing | 0 | 0.326 | 0 | 0.326
786 | KEZAR LEDGEMERE COMPOSITE | Generator | Yes | HDR | Water |  |  | Maine |  | ME | ME |  | Existing | 0.05 | 0.913 | 0.05 | 0.913
789 | CEC 002 PAWTUCKET U5 | Generator | Yes | HDR | Water |  |  | Southeast New England |  | RI | RI |  | Existing | 0.168 | 0.732 | 0.168 | 0.732
792 | CENTENNIAL HYDRO | Generator | Yes | HDR | Water |  |  | Rest-of-Pool |  | MA | WCMA |  | Existing | 0.238 | 0.607 | 0.238 | 0.607
793 | METHUEN HYDRO | Generator | Yes | HDR | Water |  |  | Southeast New England |  | MA | NEMA |  | Existing | 0.002 | 0.194 | 0.002 | 0.194
794 | MINIWAWA | Generator | Yes | HDR | Water |  |  | Northern New England |  | NH | NH |  | Existing | 0.123 | 0.703 | 0.123 | 0.703
795 | RIVER MILL HYDRO | Generator | Yes | HDR | Water |  |  | Northern New England |  | NH | NH |  | Existing | 0 | 0.096 | 0 | 0.096
796 | GOODWIN DAM | Generator | No | HDP | Water |  |  | Rest-of-Pool |  | CT | CT |  | Existing | 3 | 3 | 3 | 3
797 | CEC 003 WYRE WYND U5 | Generator | Yes | HDR | Water |  |  | Rest-of-Pool |  | CT | CT |  | Existing | 0.218 | 1.779 | 0.218 | 1.779
800 | KINNEYTOWN B | Generator | Yes | HDR | Water |  |  | Rest-of-Pool |  | CT | CT |  | Existing | 0.044 | 0.359 | 0.044 | 0.359
801 | WILLIMANTIC 1 | Generator | Yes | HDR | Water |  |  | Rest-of-Pool |  | CT | CT |  | Existing | 0 | 0.096 | 0 | 0.096
802 | WILLIMANTIC 2 | Generator | Yes | HDR | Water |  |  | Rest-of-Pool |  | CT | CT |  | Existing | 0 | 0.06 | 0 | 0.06
803 | TOUTANT | Generator | Yes | HDR | Water |  |  | Rest-of-Pool |  | CT | CT |  | Existing | 0.028 | 0.314 | 0.028 | 0.314
804 | PUTNAM | Generator | Yes | HDR | Water |  |  | Rest-of-Pool |  | CT | CT |  | Existing | 0.084 | 0.488 | 0.084 | 0.488
806 | MECHANICSVILLE | Generator | Yes | HDR | Water |  |  | Rest-of-Pool |  | CT | CT |  | Existing | 0.053 | 0.22 | 0.053 | 0.22
807 | CEC 004 DAYVILLE POND U5 | Generator | Yes | HDR | Water |  |  | Rest-of-Pool |  | CT | CT |  | Existing | 0 | 0.055 | 0 | 0.055
808 | SANDY HOOK HYDRO | Generator | Yes | HDR | Water |  |  | Rest-of-Pool |  | CT | CT |  | Existing | 0 | 0.039 | 0 | 0.039
810 | QUINEBAUG | Generator | Yes | HDR | Water |  |  | Rest-of-Pool |  | CT | CT |  | Existing | 0.198 | 1.09 | 0.198 | 1.09
811 | BANTAM | Generator | Yes | HDR | Water |  |  | Rest-of-Pool |  | CT | CT |  | Existing | 0 | 0.013 | 0 | 0.013
813 | TUNNEL | Generator | Yes | HDR | Water |  |  | Rest-of-Pool |  | CT | CT |  | Existing | 0.127 | 1.593 | 0.127 | 1.593
824 | BATH ELECTRIC HYDRO | Generator | Yes | HDR | Water |  |  | Northern New England |  | NH | NH |  | Existing | 0.114 | 0.19 | 0.114 | 0.19
827 | SEARSBURG WIND | Generator | Yes | WT | Wind |  |  | Rest-of-Pool |  | MA | WCMA |  | Existing | 0.172 | 1.116 | 0.172 | 1.116
841 | MORETOWN 8 | Generator | Yes | HDR | Water |  |  | Northern New England |  | VT | VT |  | Existing | 0.057 | 0.252 | 0.057 | 0.252
849 | CRESCENT DAM | Generator | Yes | HDR | Water |  |  | Rest-of-Pool |  | MA | WCMA |  | Existing | 0.141 | 0.782 | 0.141 | 0.782
850 | GLENDALE HYDRO | Generator | Yes | HDR | Water |  |  | Rest-of-Pool |  | MA | WCMA |  | Existing | 0.166 | 0.725 | 0.166 | 0.725
851 | GARDNER FALLS | Generator | Yes | HDR | Water |  |  | Rest-of-Pool |  | MA | WCMA |  | Existing | 0.106 | 0.823 | 0.106 | 0.823
852 | SOUTH BARRE HYDRO | Generator | Yes | HDR | Water |  |  | Rest-of-Pool |  | MA | WCMA |  | Existing | 0.01 | 0.14 | 0.01 | 0.14
854 | ORANGE HYDRO 1 | Generator | Yes | HDR | Water |  |  | Rest-of-Pool |  | MA | WCMA |  | Existing | 0.016 | 0.113 | 0.016 | 0.113
855 | ORANGE HYDRO 2 | Generator | Yes | HDR | Water |  |  | Rest-of-Pool |  | MA | WCMA |  | Existing | 0.061 | 0.169 | 0.061 | 0.169
856 | HUNT'S POND | Generator | Yes | HDR | Water |  |  | Rest-of-Pool |  | MA | WCMA |  | Existing | 0.009 | 0.064 | 0.009 | 0.064
857 | OAKDALE HYDRO | Generator | Yes | HDR | Water |  |  | Rest-of-Pool |  | MA | WCMA |  | Existing | 2.429 | 0 | 2.429 | 0
859 | BOATLOCK | Generator | Yes | HDR | Water |  |  | Rest-of-Pool |  | MA | WCMA |  | Existing | 0.984 | 2.313 | 0.984 | 2.313
860 | BRIAR HYDRO | Generator | Yes | HDR | Water |  |  | Northern New England |  | NH | NH |  | Existing | 0.197 | 2.955 | 0.197 | 2.955
861 | CANAAN | Generator | Yes | HDR | Water |  |  | Northern New England |  | NH | NH |  | Existing | 0.41 | 0.878 | 0.41 | 0.878
862 | CHEMICAL | Generator | Yes | HDR | Water |  |  | Rest-of-Pool |  | MA | WCMA |  | Existing | 0.121 | 0.312 | 0.121 | 0.312
863 | CLEMENT DAM | Generator | Yes | HDR | Water |  |  | Northern New England |  | NH | NH |  | Existing | 0.435 | 1.291 | 0.435 | 1.291
864 | DWIGHT | Generator | Yes | HDR | Water |  |  | Rest-of-Pool |  | MA | WCMA |  | Existing | 0.245 | 0.584 | 0.245 | 0.584
865 | ERROL | Generator | Yes | HDR | Water |  |  | Northern New England |  | NH | NH |  | Existing | 1.582 | 1.959 | 1.582 | 1.959
866 | GREGGS | Generator | Yes | HDR | Water |  |  | Northern New England |  | NH | NH |  | Existing | 0.176 | 1.386 | 0.176 | 1.386
867 | INDIAN ORCHARD | Generator | Yes | HDR | Water |  |  | Rest-of-Pool |  | MA | WCMA |  | Existing | 0 | 1.015 | 0 | 1.015
868 | MILTON MILLS HYDRO | Generator | Yes | HDR | Water |  |  | Northern New England |  | NH | NH |  | Existing | 0.104 | 1.13 | 0.104 | 1.13
869 | MINE FALLS | Generator | Yes | HDR | Water |  |  | Northern New England |  | NH | NH |  | Existing | 0.327 | 1.402 | 0.327 | 1.402
870 | PEMBROKE | Generator | Yes | HDR | Water |  |  | Northern New England |  | NH | NH |  | Existing | 0 | 1.465 | 0 | 1.465
871 | PENNACOOK FALLS LOWER | Generator | Yes | HDR | Water |  |  | Northern New England |  | NH | NH |  | Existing | 0.587 | 3.1 | 0.587 | 3.1
872 | PENNACOOK FALLS UPPER | Generator | Yes | HDR | Water |  |  | Northern New England |  | NH | NH |  | Existing | 0.325 | 1.936 | 0.325 | 1.936
873 | PUTTS BRIDGE | Generator | Yes | HDR | Water |  |  | Rest-of-Pool |  | MA | WCMA |  | Existing | 0.46 | 2.41 | 0.46 | 2.41
874 | RED BRIDGE | Generator | Yes | HDR | Water |  |  | Rest-of-Pool |  | MA | WCMA |  | Existing | 0.149 | 2.2 | 0.149 | 2.2
875 | RIVER BEND | Generator | Yes | HDR | Water |  |  | Northern New England |  | NH | NH |  | Existing | 0.436 | 1.065 | 0.436 | 1.065
877 | SCOTLAND | Generator | Yes | HDR | Water |  |  | Rest-of-Pool |  | CT | CT |  | Existing | 0 | 0.617 | 0 | 0.617
878 | SKINNER | Generator | Yes | HDR | Water |  |  | Rest-of-Pool |  | MA | WCMA |  | Existing | 0.05 | 0.098 | 0.05 | 0.098
879 | TAFTVILLE CT | Generator | Yes | HDR | Water |  |  | Rest-of-Pool |  | CT | CT |  | Existing | 0.153 | 0.845 | 0.153 | 0.845
882 | FRANKLIN FALLS | Generator | Yes | HDR | Water |  |  | Northern New England |  | NH | NH |  | Existing | 0.322 | 0.498 | 0.322 | 0.498
883 | SALMON FALLS HYDRO | Generator | Yes | HDR | Water |  |  | Maine |  | ME | ME |  | Existing | 0 | 0.525 | 0 | 0.525
884 | SWANS FALLS | Generator | Yes | HDR | Water |  |  | Northern New England |  | NH | NH |  | Existing | 0.126 | 0.268 | 0.126 | 0.268
886 | COCHECO FALLS | Generator | Yes | HDR | Water |  |  | Northern New England |  | NH | NH |  | Existing | 0.018 | 0.273 | 0.018 | 0.273
887 | CHINA MILLS DAM | Generator | Yes | HDR | Water |  |  | Northern New England |  | NH | NH |  | Existing | 0 | 0.474 | 0 | 0.474
888 | NEWFOUND HYDRO | Generator | Yes | HDR | Water |  |  | Northern New England |  | NH | NH |  | Existing | 0.086 | 0.71 | 0.086 | 0.71
889 | SUNAPEE HYDRO | Generator | Yes | HDR | Water |  |  | Northern New England |  | NH | NH |  | Existing | 0.038 | 0.295 | 0.038 | 0.295
890 | NASHUA HYDRO | Generator | Yes | HDR | Water |  |  | Northern New England |  | NH | NH |  | Existing | 0.059 | 0.672 | 0.059 | 0.672
891 | HILLSBORO MILLS | Generator | Yes | HDR | Water |  |  | Northern New England |  | NH | NH |  | Existing | 0.009 | 0.198 | 0.009 | 0.198
892 | LAKEPORT DAM | Generator | Yes | HDR | Water |  |  | Northern New England |  | NH | NH |  | Existing | 0.168 | 0.306 | 0.168 | 0.306
893 | WEST HOPKINTON HYDRO | Generator | Yes | HDR | Water |  |  | Northern New England |  | NH | NH |  | Existing | 0 | 0.41 | 0 | 0.41
894 | LISBON HYDRO | Generator | Yes | HDR | Water |  |  | Northern New England |  | NH | NH |  | Existing | 0.139 | 0.303 | 0.139 | 0.303
895 | LOWER ROBERTSON DAM | Generator | Yes | HDR | Water |  |  | Northern New England |  | NH | NH |  | Existing | 0.176 | 0.633 | 0.176 | 0.633
897 | OLD NASH DAM | Generator | Yes | HDR | Water |  |  | Northern New England |  | NH | NH |  | Existing | 0.009 | 0.081 | 0.009 | 0.081
898 | SUGAR RIVER HYDRO | Generator | Yes | HDR | Water |  |  | Northern New England |  | NH | NH |  | Existing | 0 | 0.082 | 0 | 0.082
900 | GREAT FALLS LOWER | Generator | Yes | HDR | Water |  |  | Northern New England |  | NH | NH |  | Existing | 0.029 | 0.562 | 0.029 | 0.562
902 | HOSIERY MILL DAM | Generator | Yes | HDR | Water |  |  | Northern New England |  | NH | NH |  | Existing | 0.144 | 0.598 | 0.144 | 0.598
903 | WYANDOTTE HYDRO | Generator | Yes | HDR | Water |  |  | Northern New England |  | NH | NH |  | Existing | 0 | 0.04 | 0 | 0.04
904 | LOCHMERE DAM | Generator | Yes | HDR | Water |  |  | Northern New England |  | NH | NH |  | Existing | 0.253 | 0.468 | 0.253 | 0.468
905 | ASHUELOT HYDRO | Generator | Yes | HDR | Water |  |  | Northern New England |  | NH | NH |  | Existing | 0.184 | 0.633 | 0.184 | 0.633
906 | ROLLINSFORD HYDRO | Generator | Yes | HDR | Water |  |  | Northern New England |  | NH | NH |  | Existing | 0.022 | 0.933 | 0.022 | 0.933
908 | OTIS MILL HYDRO | Generator | Yes | HDR | Water |  |  | Northern New England |  | NH | NH |  | Existing | 0 | 0.012 | 0 | 0.012
909 | STEELS POND HYDRO | Generator | Yes | HDR | Water |  |  | Northern New England |  | NH | NH |  | Existing | 0.045 | 0.428 | 0.045 | 0.428
910 | CAMPTON DAM | Generator | Yes | HDR | Water |  |  | Northern New England |  | NH | NH |  | Existing | 0 | 0.108 | 0 | 0.108
911 | KELLEYS FALLS | Generator | Yes | HDR | Water |  |  | Northern New England |  | NH | NH |  | Existing | 0 | 0.316 | 0 | 0.316
913 | GOODRICH FALLS | Generator | Yes | HDR | Water |  |  | Northern New England |  | NH | NH |  | Existing | 0.05 | 0.253 | 0.05 | 0.253
915 | MONADNOCK PAPER MILLS | Generator | Yes | HDR | Water |  |  | Northern New England |  | NH | NH |  | Existing | 0 | 0.008 | 0 | 0.008
919 | HOPKINTON HYDRO | Generator | Yes | HDR | Water |  |  | Northern New England |  | NH | NH |  | Existing | 0.048 | 0.173 | 0.048 | 0.173
925 | OTTER LANE HYDRO | Generator | Yes | HDR | Water |  |  | Northern New England |  | NH | NH |  | Existing | 0 | 0.054 | 0 | 0.054
926 | PETERBOROUGH LOWER HYDRO | Generator | Yes | HDR | Water |  |  | Northern New England |  | NH | NH |  | Existing | 0.024 | 0.178 | 0.024 | 0.178
928 | SALMON BROOK STATION 3 | Generator | Yes | HDR | Water |  |  | Northern New England |  | NH | NH |  | Existing | 0 | 0.138 | 0 | 0.138
931 | AVERY DAM | Generator | Yes | HDR | Water |  |  | Northern New England |  | NH | NH |  | Existing | 0.161 | 0.205 | 0.161 | 0.205
932 | WATSON DAM | Generator | Yes | HDR | Water |  |  | Northern New England |  | NH | NH |  | Existing | 0.012 | 0.181 | 0.012 | 0.181
933 | WESTON DAM | Generator | Yes | HDR | Water |  |  | Northern New England |  | NH | NH |  | Existing | 0.142 | 0.338 | 0.142 | 0.338
935 | SUNNYBROOK HYDRO 2 | Generator | Yes | HDR | Water |  |  | Northern New England |  | NH | NH |  | Existing | 0.007 | 0.016 | 0.007 | 0.016
941 | PETERBOROUGH UPPER HYDRO | Generator | Yes | HDR | Water |  |  | Northern New England |  | NH | NH |  | Existing | 0.024 | 0.175 | 0.024 | 0.175
943 | FOUR HILLS LANDFILL | Generator | Yes | IC | Landfill Gas |  |  | Northern New England |  | NH | NH |  | Existing | 0.932 | 0.932 | 0.932 | 0.932
948 | PEPPERELL HYDRO COMPANY LLC | Generator | Yes | HDR | Water |  |  | Rest-of-Pool |  | MA | WCMA |  | Existing | 0.182 | 0.863 | 0.182 | 0.863
950 | LP ATHOL - QF | Generator | Yes | HDR | Water |  |  | Rest-of-Pool |  | MA | WCMA |  | Existing | 0 | 0.028 | 0 | 0.028
951 | BALTIC MILLS - QF | Generator | Yes | HDR | Water |  |  | Northern New England |  | NH | NH |  | Existing | 0.005 | 0.03 | 0.005 | 0.03
957 | HG&E HYDRO CABOT 1-4 | Generator | Yes | HDR | Water |  |  | Rest-of-Pool |  | MA | WCMA |  | Existing | 0.398 | 0.566 | 0.398 | 0.566
969 | POWDER MILL HYDRO | Generator | Yes | HDR | Water |  |  | Rest-of-Pool |  | MA | WCMA |  | Existing | 0 | 0.079 | 0 | 0.079
970 | DUDLEY HYDRO | Generator | Yes | HDR | Water |  |  | Rest-of-Pool |  | MA | WCMA |  | Existing | 0 | 0.058 | 0 | 0.058
978 | NEW MILFORD | Generator | Yes | IC | Other Biomass Gas. Includes digester gas, methane, and other biomass gasses. |  |  | Rest-of-Pool |  | CT | CT |  | Existing | 0.795 | 0.849 | 0.795 | 0.849
1005 | BG DIGHTON POWER LLC | Generator | No | CC | Natural Gas |  |  | Southeast New England |  | MA | SEMA |  | Existing | 162.94 | 186.99 | 162.94 | 162.94
1030 | OAK BLUFFS | Generator | No | IC | Kerosene |  |  | Southeast New England |  | MA | SEMA |  | Existing | 7.471 | 7.944 | 0 | 0
1031 | WEST TISBURY | Generator | No | IC | Kerosene |  |  | Southeast New England |  | MA | SEMA |  | Existing | 5.005 | 5.161 | 0 | 0
1032 | BRIDGEPORT ENERGY 1 | Generator | No | CC | Natural Gas |  |  | Rest-of-Pool |  | CT | CT |  | Existing | 551 | 588 | 551 | 551
1034 | RIVERSIDE 4-7 | Generator | Yes | HDR | Water |  |  | Rest-of-Pool |  | MA | WCMA |  | Existing | 1.311 | 1.774 | 1.311 | 1.774
1035 | RIVERSIDE 8 | Generator | Yes | HDR | Water |  |  | Rest-of-Pool |  | MA | WCMA |  | Existing | 1.898 | 2.982 | 1.898 | 2.982
1047 | FAIRFAX | Generator | Yes | HDR | Water |  |  | Northern New England |  | VT | VT |  | Existing | 0.761 | 3.425 | 0.761 | 3.425
1048 | WARE HYDRO | Generator | Yes | HDR | Water |  |  | Rest-of-Pool |  | MA | WCMA |  | Existing | 0.075 | 0.74 | 0.075 | 0.74
1049 | COLLINS HYDRO | Generator | Yes | HDR | Water |  |  | Rest-of-Pool |  | MA | WCMA |  | Existing | 0.204 | 0.664 | 0.204 | 0.664
1050 | CHICOPEE HYDRO | Generator | Yes | HDR | Water |  |  | Rest-of-Pool |  | MA | WCMA |  | Existing | 0.22 | 0.767 | 0.22 | 0.767
1054 | BLACKSTONE HYDRO ASSOC | Generator | Yes | HDR | Water |  |  | Southeast New England |  | RI | RI |  | Existing | 0 | 0.198 | 0 | 0.198
1057 | BLACKSTONE HYDRO LOAD REDUCER | Generator | Yes | HDR | Water |  |  | Southeast New England |  | RI | RI |  | Existing | 0.161 | 0.508 | 0.161 | 0.508
1061 | MASCOMA HYDRO | Generator | Yes | HDR | Water |  |  | Northern New England |  | NH | NH |  | Existing | 0 | 0.425 | 0 | 0.425
1062 | MWRA COSGROVE | Generator | Yes | HW | Water |  |  | Rest-of-Pool |  | MA | WCMA |  | Existing | 0.74 | 0.284 | 0.74 | 0.284
1086 | BERKSHIRE POWER | Generator | No | CC | Natural Gas |  |  | Rest-of-Pool |  | MA | WCMA |  | Existing | 229.279 | 246.279 | 229.279 | 229.279
1109 | MMWAC | Generator | Yes | ST | Municipal Solid Waste |  |  | Maine |  | ME | ME |  | Existing | 1.692 | 2.008 | 1.692 | 2.008
1113 | BRASSUA HYDRO | Generator | No | HDP | Water |  |  | Maine |  | ME | ME |  | Existing | 4.203 | 4.203 | 4.203 | 4.203
1114 | MADISON COMPOSITE | Generator | Yes | HDR | Water |  |  | Maine |  | ME | ME |  | Existing | 9.327 | 18.968 | 9.327 | 18.968
1117 | GREAT WORKS COMPOSITE | Generator | Yes | HDR | Water |  |  | Maine |  | ME | ME |  | Existing | 0 | 0.128 | 0 | 0.128
1119 | KENNEBAGO HYDRO | Generator | Yes | HDR | Water |  |  | Maine |  | ME | ME |  | Existing | 0.095 | 0.434 | 0.095 | 0.434
1122 | CASCADE-DIAMOND-QF | Generator | Yes | HDR | Water |  |  | Rest-of-Pool |  | MA | WCMA |  | Existing | 0.007 | 0.176 | 0.007 | 0.176
1185 | STONY BROOK GT1A | Generator | No | CC | Distillate Fuel Oil. Including Diesel, Nos. 1,2,3 and ULSD |  |  | Rest-of-Pool |  | MA | WCMA |  | Existing | 103.167 | 113.567 | 103.167 | 108.767
1186 | STONY BROOK GT1B | Generator | No | CC | Distillate Fuel Oil. Including Diesel, Nos. 1,2,3 and ULSD |  |  | Rest-of-Pool |  | MA | WCMA |  | Existing | 99.932 | 115.932 | 99.932 | 108.332
1187 | STONY BROOK GT1C | Generator | No | CC | Distillate Fuel Oil. Including Diesel, Nos. 1,2,3 and ULSD |  |  | Rest-of-Pool |  | MA | WCMA |  | Existing | 103.167 | 114.433 | 103.167 | 108.767
1209 | CRRA HARTFORD LANDFILL | Generator | Yes | IC | Landfill Gas |  |  | Rest-of-Pool |  | CT | CT |  | Existing | 0.375 | 0.49 | 0.375 | 0.49
1210 | MILLENNIUM | Generator | No | CC | Natural Gas |  |  | Rest-of-Pool |  | MA | WCMA |  | Existing | 331 | 383.904 | 0 | 0
1216 | MAINE INDEPENDENCE STATION | Generator | No | CC | Natural Gas |  |  | Maine |  | ME | ME |  | Existing | 492.658 | 545.35 | 492.658 | 492.658
1221 | ESSEX DIESELS | Generator | No | IC | Distillate Fuel Oil. Including Diesel, Nos. 1,2,3 and ULSD |  |  | Northern New England |  | VT | VT |  | Existing | 7.215 | 7.305 | 7.215 | 7.215
1226 | TIVERTON POWER | Generator | No | CC | Natural Gas |  |  | Southeast New England |  | RI | RI |  | Existing | 275 | 305.52 | 275 | 275
1255 | RUMFORD POWER | Generator | No | CC | Natural Gas |  |  | Maine |  | ME | ME |  | Existing | 257 | 280 | 257 | 257
1258 | BHE SMALL HYDRO COMPOSITE | Generator | Yes | HDR | Water |  |  | Maine |  | ME | ME |  | Existing | 0.179 | 1.416 | 0.179 | 1.416
1270 | SYSKO STONY BROOK | Generator | Yes | HDR | Water |  |  | Maine |  | ME | ME |  | Existing | 0.009 | 0.01 | 0.009 | 0.01
1273 | AUTOMATIC HYDRO | Generator | Yes | HDR | Water |  |  | Maine |  | ME | ME |  | Existing | 0 | 0.238 | 0 | 0.238
1286 | ANP-BLACKSTONE ENERGY CO. #1 | Generator | No | CC | Natural Gas |  |  | Southeast New England |  | MA | SEMA |  | Existing | 247.846 | 279.699 | 247.846 | 247.846
1287 | ANP-BLACKSTONE ENERGY 2 | Generator | No | CC | Natural Gas |  |  | Southeast New England |  | MA | SEMA |  | Existing | 245.397 | 278.812 | 245.397 | 245.397
1288 | BUCKSPORT ENERGY 4 | Generator | No | GT | Natural Gas |  |  | Maine |  | ME | ME |  | Existing | 160.3 | 185.7 | 160.3 | 160.3
1342 | LAKE ROAD 1 | Generator | No | CC | Natural Gas |  |  | Rest-of-Pool |  | CT | CT |  | Existing | 269.792 | 299.416 | 269.792 | 269.792
1343 | LAKE ROAD 2 | Generator | No | CC | Natural Gas |  |  | Rest-of-Pool |  | CT | CT |  | Existing | 274.126 | 304.837 | 274.126 | 274.126
1344 | LAKE ROAD 3 | Generator | No | CC | Natural Gas |  |  | Rest-of-Pool |  | CT | CT |  | Existing | 277.561 | 299.34 | 277.561 | 277.561
1345 | WESTBROOK | Generator | No | CC | Natural Gas |  |  | Maine |  | ME | ME |  | Existing | 530 | 554.43 | 530 | 532.3
1368 | ROCKY GORGE CORPORATION | Generator | Yes | HDR | Water |  |  | Maine |  | ME | ME |  | Existing | 0.034 | 0.269 | 0.034 | 0.269
1376 | PPL WALLINGFORD UNIT 1 | Generator | No | GT | Natural Gas |  |  | Rest-of-Pool |  | CT | CT |  | Existing | 47.286 | 50 | 47.286 | 49.286
1377 | PPL WALLINGFORD UNIT 2 | Generator | No | GT | Natural Gas |  |  | Rest-of-Pool |  | CT | CT |  | Existing | 47.286 | 50 | 47.286 | 49.286
1378 | PPL WALLINGFORD UNIT 3 | Generator | No | GT | Natural Gas |  |  | Rest-of-Pool |  | CT | CT |  | Existing | 47.286 | 50 | 47.286 | 49.286
1379 | PPL WALLINGFORD UNIT 4 | Generator | No | GT | Natural Gas |  |  | Rest-of-Pool |  | CT | CT |  | Existing | 47.286 | 50 | 47.286 | 49.286
1380 | PPL WALLINGFORD UNIT 5 | Generator | No | GT | Natural Gas |  |  | Rest-of-Pool |  | CT | CT |  | Existing | 47.286 | 50 | 47.286 | 49.286
1385 | Milford Power 1 Incremental | Generator | No | CC | Natural Gas |  |  | Rest-of-Pool |  | CT | CT |  | Existing | 267.7 | 295.847 | 267.7 | 267.7
1386 | MILFORD POWER 2 | Generator | No | CC | Natural Gas |  |  | Rest-of-Pool |  | CT | CT |  | Existing | 265.479 | 301.425 | 265.479 | 265.479
1412 | ANP-BELLINGHAM 1 | Generator | No | CC | Natural Gas |  |  | Southeast New England |  | MA | SEMA |  | Existing | 263.456 | 299.077 | 263.456 | 263.456
1415 | ANP-BELLINGHAM 2 | Generator | No | CC | Natural Gas |  |  | Southeast New England |  | MA | SEMA |  | Existing | 261.569 | 298.197 | 261.569 | 261.569
1432 | GRS-FALL RIVER | Generator | No | GT | Landfill Gas |  |  | Southeast New England |  | MA | SEMA |  | Existing | 2.15 | 2.612 | 2.15 | 2.15
1572 | GRANBY SANITARY LANDFILL QF U5 | Generator | Yes | IC | Municipal Solid Waste |  |  | Rest-of-Pool |  | MA | WCMA |  | Existing | 0.89 | 1.304 | 0.89 | 1.304
1625 | GRANITE RIDGE ENERGY | Generator | No | CC | Natural Gas |  |  | Northern New England |  | NH | NH |  | Existing | 663.99 | 739.272 | 620.506 | 621.694
1630 | RISEP | Generator | No | CC | Natural Gas |  |  | Southeast New England |  | RI | RI |  | Existing | 551.668 | 585.87 | 551.668 | 551.668
1649 | EP Newington Energy, LLC | Generator | No | CC | Natural Gas |  |  | Northern New England |  | NH | NH |  | Existing | 559.5 | 599.239 | 559.5 | 559.5
1656 | HULL WIND TURBINE U5 | Generator | Yes | WT | Wind |  |  | Southeast New England |  | MA | SEMA |  | Existing | 0.036 | 0.095 | 0.036 | 0.095
1672 | KENDALL CT | Generator | No | CC | Natural Gas |  |  | Southeast New England |  | MA | NEMA |  | Existing | 180.749 | 187.4 | 180.749 | 180.749
1691 | FORE RIVER-1 | Generator | No | CC | Natural Gas |  |  | Southeast New England |  | MA | SEMA |  | Existing | 723.624 | 806.01 | 723.624 | 806.01
2278 | BARKER LOWER HYDRO | Generator | Yes | HDR | Water |  |  | Maine |  | ME | ME |  | Existing | 0 | 0.717 | 0 | 0.717
2279 | BARKER UPPER HYDRO | Generator | Yes | HDR | Water |  |  | Maine |  | ME | ME |  | Existing | 0.013 | 0.802 | 0.013 | 0.802
2280 | BENTON FALLS HYDRO | Generator | Yes | HDR | Water |  |  | Maine |  | ME | ME |  | Existing | 0.162 | 2.018 | 0.162 | 2.018
2281 | BROWNS MILL HYDRO | Generator | Yes | HDR | Water |  |  | Maine |  | ME | ME |  | Existing | 0.022 | 0.423 | 0.022 | 0.423
2282 | DAMARISCOTTA HYDRO | Generator | Yes | HDR | Water |  |  | Maine |  | ME | ME |  | Existing | 0 | 0.313 | 0 | 0.313
2283 | EUSTIS HYDRO | Generator | Yes | HDR | Water |  |  | Maine |  | ME | ME |  | Existing | 0.036 | 0.15 | 0.036 | 0.15
2284 | GARDINER HYDRO | Generator | Yes | HDR | Water |  |  | Maine |  | ME | ME |  | Existing | 0 | 0.966 | 0 | 0.966
2285 | GREENVILLE HYDRO | Generator | Yes | HDR | Water |  |  | Maine |  | ME | ME |  | Existing | 0 | 0.288 | 0 | 0.288
2286 | HACKETT MILLS HYDRO | Generator | Yes | HDR | Water |  |  | Maine |  | ME | ME |  | Existing | 0 | 0.314 | 0 | 0.314
2287 | MECHANIC FALLS HYDRO | Generator | Yes | HDR | Water |  |  | Maine |  | ME | ME |  | Existing | 0 | 0.28 | 0 | 0.28
2290 | PITTSFIELD HYDRO | Generator | Yes | HDR | Water |  |  | Maine |  | ME | ME |  | Existing | 0.01 | 0.655 | 0.01 | 0.655
2292 | YORK HYDRO | Generator | Yes | HDR | Water |  |  | Maine |  | ME | ME |  | Existing | 0 | 0.551 | 0 | 0.551
2425 | SPRINGFIELD REFUSE-NEW | Generator | Yes | ST | Municipal Solid Waste |  |  | Rest-of-Pool |  | MA | WCMA |  | Existing | 4.253 | 4.841 | 0 | 0
2426 | Hydro Kennebec | Generator | Yes | HDR | Water |  |  | Maine |  | ME | ME |  | Existing | 5.402 | 10.082 | 5.402 | 10.082
2431 | DODGE FALLS-NEW | Generator | Yes | HDR | Water |  |  | Northern New England |  | VT | VT |  | Existing | 1.425 | 4.386 | 1.425 | 4.386
2432 | HUNTINGTON FALLS-NEW | Generator | Yes | HDR | Water |  |  | Northern New England |  | VT | VT |  | Existing | 0.693 | 3.082 | 0.693 | 3.082
2433 | RYEGATE 1-NEW | Generator | Yes | ST | Wood/Wood Waste Solids. |  |  | Northern New England |  | VT | VT |  | Existing | 19 | 19 | 19 | 19
2462 | PLAINVILLE GEN QF U5 | Generator | Yes | IC | Other Biomass Gas. Includes digester gas, methane, and other biomass gasses. |  |  | Southeast New England |  | MA | SEMA |  | Existing | 1.386 | 1.587 | 1.386 | 1.587
2466 | CHERRY 7 | Generator | No | IC | Distillate Fuel Oil. Including Diesel, Nos. 1,2,3 and ULSD |  |  | Rest-of-Pool |  | MA | WCMA |  | Existing | 2.6 | 2.6 | 2.6 | 2.6
2467 | CHERRY 8 | Generator | No | IC | Natural Gas |  |  | Rest-of-Pool |  | MA | WCMA |  | Existing | 3.4 | 3.4 | 3.4 | 3.4
2470 | CHERRY 12 | Generator | No | IC | Distillate Fuel Oil. Including Diesel, Nos. 1,2,3 and ULSD |  |  | Rest-of-Pool |  | MA | WCMA |  | Existing | 4.999 | 4.999 | 4.999 | 4.999
9100 | CL&P Connecticut Portfolio | Demand |  |  |  | ON_PEAK | PASSIVE | Rest-of-Pool |  | CT | CT |  | Existing | 14.215 | 10.434 | 10.434 | 10.434
9104 | EI C&I Energy Efficiency | Demand |  |  |  | SEASONAL_PEAK | PASSIVE | Rest-of-Pool |  | CT | CT |  | Existing | 0.018 | 0.015 | 0.015 | 0.015
9105 | PSNH CORE EE Pgm Portfolio I | Demand |  |  |  | ON_PEAK | PASSIVE | Northern New England |  | NH | NH |  | Existing | 1.629 | 1.558 | 1.558 | 1.558
9108 | Residential Energy Efficienc | Demand |  |  |  | ON_PEAK | PASSIVE | Northern New England |  | VT | VT |  | Existing | 0.01 | 0.012 | 0.01 | 0.01
9109 | Commercial Energy Efficiency | Demand |  |  |  | ON_PEAK | PASSIVE | Northern New England |  | VT | VT |  | Existing | 0.001 | 0.001 | 0.001 | 0.001
9114 | ngrid nh odr eeproject_1 | Demand |  |  |  | ON_PEAK | PASSIVE | Northern New England |  | NH | NH |  | Existing | 0.009 | 0.032 | 0.009 | 0.009
9115 | CL&P Dist Gen 2007 | Demand |  |  |  | ON_PEAK | PASSIVE | Rest-of-Pool |  | CT | CT |  | Existing | 0.293 | 0.293 | 0.293 | 0.293
9116 | ngrid ri odr eeproject_1 | Demand |  |  |  | ON_PEAK | PASSIVE | Southeast New England |  | RI | RI |  | Existing | 0.492 | 0.442 | 0.442 | 0.442
9120 | ngrid sema odr eeproject_1 | Demand |  |  |  | ON_PEAK | PASSIVE | Southeast New England |  | MA | SEMA |  | Existing | 0.447 | 1.11 | 0.447 | 0.447
9121 | ngrid wcma odr eeproject_1 | Demand |  |  |  | ON_PEAK | PASSIVE | Rest-of-Pool |  | MA | WCMA |  | Existing | 0.499 | 1.18 | 0.499 | 0.499
9122 | ngrid nema odr eeproject_1 | Demand |  |  |  | ON_PEAK | PASSIVE | Southeast New England |  | MA | NEMA |  | Existing | 0.315 | 0.806 | 0.315 | 0.315
9123 | NSTAR SEMA | Demand |  |  |  | ON_PEAK | PASSIVE | Southeast New England |  | MA | SEMA |  | Existing | 1.118 | 0.91 | 0.91 | 0.91
9125 | UES EE Project 2007 | Demand |  |  |  | ON_PEAK | PASSIVE | Northern New England |  | NH | NH |  | Existing | 0.003 | 0.004 | 0.003 | 0.003
9126 | NSTAR NEMA 07 | Demand |  |  |  | ON_PEAK | PASSIVE | Southeast New England |  | MA | NEMA |  | Existing | 4.223 | 2.947 | 2.947 | 2.947
9128 | NHEC CORE EE Pgm Portfolio 1 | Demand |  |  |  | ON_PEAK | PASSIVE | Northern New England |  | NH | NH |  | Existing | 0.159 | 0.161 | 0.159 | 0.159
9129 | UMass Amherst - 4 MW Steam Turbine | Demand |  |  |  | ON_PEAK | PASSIVE | Rest-of-Pool |  | MA | WCMA |  | Existing | 1.62 | 1.62 | 1.62 | 1.62
9131 | WMECO MA Portfolio 2006 | Demand |  |  |  | ON_PEAK | PASSIVE | Rest-of-Pool |  | MA | WCMA |  | Existing | 0.168 | 0.033 | 0.033 | 0.033
10106 | Citizens Group A | Demand |  |  |  | REAL_TIME | ACTIVE | Northern New England |  | VT | VT | Northwest Vermont | Existing | 5.076 | 5.492 | 5.076 | 5.076
10361 | BOC Kittery Load | Demand |  |  |  | REAL_TIME | ACTIVE | Maine |  | ME | ME | Portland Maine | Existing | 13.5 | 9.396 | 12.396 | 9.396
10401 | CELLEY MILL U5 | Generator | Yes | HDR | Water |  |  | Northern New England |  | NH | NH |  | Existing | 0 | 0.045 | 0 | 0.045
10403 | EASTMAN BROOK U5 | Generator | Yes | HDR | Water |  |  | Northern New England |  | NH | NH |  | Existing | 0 | 0.034 | 0 | 0.034
10406 | LOWER VALLEY HYDRO U5 | Generator | Yes | HDR | Water |  |  | Northern New England |  | NH | NH |  | Existing | 0.033 | 0.061 | 0.033 | 0.061
10409 | SWEETWATER HYDRO U5 | Generator | Yes | HDR | Water |  |  | Northern New England |  | NH | NH |  | Existing | 0.058 | 0.18 | 0.058 | 0.18
10424 | Great Lakes - Berlin Incremental | Generator | Yes | HDR | Water |  |  | Northern New England |  | NH | NH |  | Existing | 4.196 | 9.255 | 4.196 | 9.255
10770 | WEST SPRINGFIELD HYDRO U5 | Generator | Yes | HDR | Water |  |  | Rest-of-Pool |  | MA | WCMA |  | Existing | 0.151 | 0.889 | 0.151 | 0.889
11052 | GRTR NEW BEDFORD LFG UTIL PROJ | Generator | Yes | IC | Landfill Gas |  |  | Southeast New England |  | MA | SEMA |  | Existing | 1.985 | 2.143 | 1.985 | 2.143
11126 | NORTH HARTLAND HYDRO | Generator | Yes | HDR | Water |  |  | Northern New England |  | VT | VT |  | Existing | 0.523 | 1.861 | 0.523 | 1.861
11408 | HULL WIND TURBINE II | Generator | Yes | WT | Wind |  |  | Southeast New England |  | MA | SEMA |  | Existing | 0.065 | 0.173 | 0.065 | 0.173
11424 | RUMFORD FALLS | Generator | Yes | HDR | Water |  |  | Maine |  | ME | ME |  | Existing | 21.641 | 33.074 | 21.641 | 33.074
11842 | WATERSIDE POWER | Generator | No | GT | Distillate Fuel Oil. Including Diesel, Nos. 1,2,3 and ULSD |  |  | Rest-of-Pool |  | CT | CT |  | Existing | 69.154 | 71.557 | 69.154 | 69.154
11925 | BROCKTON BRIGHTFIELDS | Generator | Yes | PV | Solar |  |  | Southeast New England |  | MA | SEMA |  | Existing | 0.087 | 0 | 0.087 | 0
12108 | FIEC DIESEL | Generator | No | IC | Distillate Fuel Oil. Including Diesel, Nos. 1,2,3 and ULSD |  |  | Maine |  | ME | ME |  | Existing | 1.54 | 1.563 | 1.54 | 1.54
12500 | Thomas A. Watson | Generator | No | GT | Natural Gas |  |  | Southeast New England |  | MA | SEMA |  | Existing | 105.2 | 114.8 | 105.2 | 105.2
12504 | Devon 15-18 | Generator | No | GT | Kerosene |  |  | Rest-of-Pool |  | CT | CT |  | Existing | 187.589 | 187.6 | 187.589 | 187.589
12505 | Middletown 12-15 | Generator | No | GT | Kerosene |  |  | Rest-of-Pool |  | CT | CT |  | Existing | 187.6 | 187.6 | 187.6 | 187.6
12509 | UNH Power Plant | Generator | No | GT | Landfill Gas |  |  | Northern New England |  | NH | NH |  | Existing | 2 | 2 | 2 | 2
12510 | Swanton Gas Turbine 1 | Generator | No | GT | Distillate Fuel Oil. Including Diesel, Nos. 1,2,3 and ULSD |  |  | Northern New England |  | VT | VT |  | Existing | 19.304 | 23.954 | 19.304 | 19.304
12511 | Swanton Gas Turbine 2 | Generator | No | GT | Distillate Fuel Oil. Including Diesel, Nos. 1,2,3 and ULSD |  |  | Northern New England |  | VT | VT |  | Existing | 19.349 | 23.839 | 19.349 | 19.349
12521 | Lowell Power Reactivation | Generator | No | CC | Natural Gas |  |  | Rest-of-Pool |  | MA | WCMA |  | Existing | 74 | 74 | 74 | 74
12524 | Cos Cob 13&14 | Generator | No | GT | Kerosene |  |  | Rest-of-Pool |  | CT | CT |  | Existing | 36 | 36 | 36 | 36
12526 | Pierce | Generator | No | GT | Natural Gas |  |  | Rest-of-Pool |  | CT | CT |  | Existing | 74.085 | 87 | 74.085 | 74.085
12530 | Sheffield Wind Farm | Generator | Yes | WT | Wind |  |  | Northern New England |  | VT | VT |  | Existing | 3.171 | 8.98 | 3.171 | 8.98
12551 | Kibby Wind Power | Generator | Yes | WT | Wind |  |  | Maine |  | ME | ME |  | Existing | 17.175 | 32.402 | 17.175 | 32.402
12564 | Waterbury Generation Facility | Generator | No | GT | Natural Gas |  |  | Rest-of-Pool |  | CT | CT |  | Existing | 89.536 | 98.749 | 89.536 | 89.536
12581 | CL&P - Conservation & Load Management (CL&M) - Energy Efficiency Project | Demand |  |  |  | SEASONAL_PEAK | PASSIVE | Rest-of-Pool |  | CT | CT |  | Existing | 432.97 | 474.598 | 432.97 | 432.97
12583 | CL&P Distributed Generation FCM 2010 | Demand |  |  |  | ON_PEAK | PASSIVE | Rest-of-Pool |  | CT | CT |  | Existing | 34.232 | 34.232 | 34.232 | 34.232
12584 | Conservation and Load Management Program | Demand |  |  |  | ON_PEAK | PASSIVE | Rest-of-Pool |  | CT | CT |  | Existing | 6.763 | 4.201 | 4.201 | 4.201
12586 | Efficiency Maine Residential Efficient Products | Demand |  |  |  | ON_PEAK | PASSIVE | Maine |  | ME | ME |  | Existing | 3.782 | 1.737 | 3.782 | 1.737
12590 | Ameresco CT DSM | Demand |  |  |  | ON_PEAK | PASSIVE | Rest-of-Pool |  | CT | CT |  | Existing | 3.09 | 2.512 | 2.512 | 2.512
12597 | Cambridge Energy Alliance-1 | Demand |  |  |  | ON_PEAK | PASSIVE | Southeast New England |  | MA | NEMA |  | Existing | 0.653 | 0.653 | 0.653 | 0.653
12598 | Cambridge Energy Alliance-2 | Demand |  |  |  | ON_PEAK | PASSIVE | Southeast New England |  | MA | NEMA |  | Existing | 4.736 | 4.736 | 4.736 | 4.736
12600 | UI Conservation and Load Management Programs | Demand |  |  |  | SEASONAL_PEAK | PASSIVE | Rest-of-Pool |  | CT | CT |  | Existing | 81.498 | 72.109 | 72.109 | 72.109
12657 | Unitil CORE Energy Efficiency Programs-2 | Demand |  |  |  | ON_PEAK | PASSIVE | Rest-of-Pool |  | MA | WCMA |  | Existing | 7.632 | 6.22 | 6.22 | 6.22
12670 | ngrid_nema_fca1_eeodr | Demand |  |  |  | ON_PEAK | PASSIVE | Southeast New England |  | MA | NEMA |  | Existing | 128.232 | 113.144 | 113.144 | 113.144
12671 | ngrid_nh_fca1_eeodr | Demand |  |  |  | ON_PEAK | PASSIVE | Northern New England |  | NH | NH |  | Existing | 9.445 | 9.743 | 9.445 | 9.445
12672 | ngrid_ri_fca1_eeodr | Demand |  |  |  | ON_PEAK | PASSIVE | Southeast New England |  | RI | RI |  | Existing | 212.988 | 185.273 | 185.273 | 185.273
12673 | ngrid_sema_fca1_eeodr | Demand |  |  |  | ON_PEAK | PASSIVE | Southeast New England |  | MA | SEMA |  | Existing | 194.769 | 171.134 | 171.134 | 171.134
12674 | ngrid_wcma_fca1_eeodr | Demand |  |  |  | ON_PEAK | PASSIVE | Rest-of-Pool |  | MA | WCMA |  | Existing | 259.068 | 237.731 | 237.731 | 237.731
12684 | NSTAR EE NEMA | Demand |  |  |  | ON_PEAK | PASSIVE | Southeast New England |  | MA | NEMA |  | Existing | 405.764 | 287.712 | 287.712 | 287.712
12685 | NSTAR EE SEMA | Demand |  |  |  | ON_PEAK | PASSIVE | Southeast New England |  | MA | SEMA |  | Existing | 85.187 | 61.388 | 61.388 | 61.388
12693 | PSNH CORE Energy Efficiency Programs | Demand |  |  |  | ON_PEAK | PASSIVE | Northern New England |  | NH | NH |  | Existing | 97.165 | 99.283 | 97.165 | 97.165
12694 | Acushnet Company - Ball Plant II - Combined Heat and Power Project | Demand |  |  |  | ON_PEAK | PASSIVE | Southeast New England |  | MA | SEMA |  | Existing | 2.111 | 2.111 | 2.111 | 2.111
12696 | 7.9 MW CHP Plant | Demand |  |  |  | ON_PEAK | PASSIVE | Northern New England |  | NH | NH |  | Existing | 10.8 | 10.8 | 10.8 | 10.8
12705 | Cape Light Compact Energy Efficiency Portfolio | Demand |  |  |  | ON_PEAK | PASSIVE | Southeast New England |  | MA | SEMA |  | Existing | 45.908 | 43.496 | 43.496 | 43.496
12749 | Bridgewater Correctional Complex Cogeneration | Demand |  |  |  | ON_PEAK | PASSIVE | Southeast New England |  | MA | SEMA |  | Existing | 1.412 | 1.412 | 1.412 | 1.412
12753 | MA SEMA state colleges | Demand |  |  |  | ON_PEAK | PASSIVE | Southeast New England |  | MA | SEMA |  | Existing | 0.147 | 0.147 | 0.147 | 0.147
12754 | Tewksbury State Hospital Cogenerator | Demand |  |  |  | ON_PEAK | PASSIVE | Rest-of-Pool |  | MA | WCMA |  | Existing | 0.559 | 0.517 | 0.517 | 0.517
12757 | NHEC Energy Efficiency Programs | Demand |  |  |  | ON_PEAK | PASSIVE | Northern New England |  | NH | NH |  | Existing | 4.005 | 4.004 | 4.004 | 4.004
12779 | CPLN CT On-Peak | Demand |  |  |  | ON_PEAK | PASSIVE | Rest-of-Pool |  | CT | CT |  | Existing | 5.699 | 4.774 | 4.774 | 4.774
12786 | CSG Aggregation of DG and 24 hr lighting EE - NEMA1 | Demand |  |  |  | ON_PEAK | PASSIVE | Southeast New England |  | MA | NEMA |  | Existing | 12.318 | 12.318 | 12.318 | 12.318
12790 | CSG Aggregation of DG and 24 hr lighting EE -RI | Demand |  |  |  | ON_PEAK | PASSIVE | Southeast New England |  | RI | RI |  | Existing | 0.217 | 0.217 | 0.217 | 0.217
12791 | CSG Aggregation of DG and 24 hr lighting EE - SEMA1 | Demand |  |  |  | ON_PEAK | PASSIVE | Southeast New England |  | MA | SEMA |  | Existing | 1.517 | 1.517 | 1.517 | 1.517
12799 | CSG Aggregation of DG and 24 hr lighting EE - WCMA1 | Demand |  |  |  | ON_PEAK | PASSIVE | Rest-of-Pool |  | MA | WCMA |  | Existing | 2.106 | 2.106 | 2.106 | 2.106
12801 | UES CORE Energy Efficiency Programs | Demand |  |  |  | ON_PEAK | PASSIVE | Northern New England |  | NH | NH |  | Existing | 9.9 | 9.591 | 9.591 | 9.591
12802 | University of Massachusetts Central Heating Plant-3 | Demand |  |  |  | ON_PEAK | PASSIVE | Rest-of-Pool |  | MA | WCMA |  | Existing | 10.26 | 10.26 | 10.26 | 10.26
12806 | WMECO - Conservation & Load Management (CL&M) - Energy Efficiency Project | Demand |  |  |  | SEASONAL_PEAK | PASSIVE | Rest-of-Pool |  | MA | WCMA |  | Existing | 25.363 | 20.044 | 20.044 | 20.044
12822 | Burlington Electric Department - On-Peak Efficiency | Demand |  |  |  | ON_PEAK | PASSIVE | Northern New England |  | VT | VT |  | Existing | 7.731 | 6.78 | 7.731 | 6.78
12832 | CPLN MA NEMA OP | Demand |  |  |  | ON_PEAK | PASSIVE | Southeast New England |  | MA | NEMA |  | Existing | 9.266 | 8.721 | 8.721 | 8.721
12835 | CPLN MA SEMA OP | Demand |  |  |  | ON_PEAK | PASSIVE | Southeast New England |  | MA | SEMA |  | Existing | 4.983 | 3.848 | 3.848 | 3.848
12838 | CPLN MA WC OP | Demand |  |  |  | ON_PEAK | PASSIVE | Rest-of-Pool |  | MA | WCMA |  | Existing | 10.3 | 10.299 | 10.299 | 10.299
12843 | CPLN RI OP | Demand |  |  |  | ON_PEAK | PASSIVE | Southeast New England |  | RI | RI |  | Existing | 2.44 | 2.44 | 2.44 | 2.44
12845 | Vermont Efficiency Portfolio-1 | Demand |  |  |  | ON_PEAK | PASSIVE | Northern New England |  | VT | VT |  | Existing | 107.199 | 124.545 | 107.199 | 107.199
13673 | MATEP (DIESEL) | Generator | No | IC | Distillate Fuel Oil. Including Diesel, Nos. 1,2,3 and ULSD |  |  | Southeast New England |  | MA | NEMA |  | Existing | 11.18 | 17.46 | 11.18 | 11.18
13675 | MATEP (COMBINED CYCLE) | Generator | No | CC | Natural Gas |  |  | Southeast New England |  | MA | NEMA |  | Existing | 53.116 | 46.785 | 46.785 | 46.785
13703 | Verso VCG1 | Generator | No | GT | Natural Gas |  |  | Maine |  | ME | ME |  | Existing | 47.223 | 55.461 | 47.223 | 47.223
13704 | Verso VCG2 | Generator | No | GT | Natural Gas |  |  | Maine |  | ME | ME |  | Existing | 43.173 | 56.321 | 43.173 | 43.173
13705 | Verso VCG3 | Generator | No | GT | Natural Gas |  |  | Maine |  | ME | ME |  | Existing | 41.752 | 54.668 | 41.752 | 41.752
14087 | MAT3 | Generator | No | IC | Distillate Fuel Oil. Including Diesel, Nos. 1,2,3 and ULSD |  |  | Southeast New England |  | MA | NEMA |  | Existing | 16.86 | 18 | 16.86 | 16.86
14217 | NORTHFIELD MOUNTAIN 1 | Generator | No | PS | Water |  |  | Rest-of-Pool |  | MA | WCMA |  | Existing | 292 | 292 | 292 | 292
14218 | NORTHFIELD MOUNTAIN 2 | Generator | No | PS | Water |  |  | Rest-of-Pool |  | MA | WCMA |  | Existing | 292 | 292 | 292 | 292
14219 | NORTHFIELD MOUNTAIN 3 | Generator | No | PS | Water |  |  | Rest-of-Pool |  | MA | WCMA |  | Existing | 292 | 292 | 292 | 292
14220 | NORTHFIELD MOUNTAIN 4 | Generator | No | PS | Water |  |  | Rest-of-Pool |  | MA | WCMA |  | Existing | 292 | 292 | 292 | 292
14595 | Granite Reliable Power | Generator | Yes | WT | Wind |  |  | Northern New England |  | NH | NH |  | Existing | 12.928 | 26.396 | 12.928 | 26.396
14599 | Rhode Island LFG Genco, LLC - ST | Generator | Yes | CC | Landfill Gas |  |  | Southeast New England |  | RI | RI |  | Existing | 26 | 25.296 | 26 | 25.296
14610 | Princeton Wind Farm Project | Generator | Yes | WT | Wind |  |  | Rest-of-Pool |  | MA | WCMA |  | Existing | 0.112 | 0.366 | 0.112 | 0.366
14614 | Kleen Energy | Generator | No | CC | Natural Gas |  |  | Rest-of-Pool |  | CT | CT |  | Existing | 620 | 620 | 620 | 620
14623 | Valley Hydro (Station No. 5) | Generator | Yes | HDR | Water |  |  | Rest-of-Pool |  | MA | WCMA |  | Existing | 0.117 | 0.264 | 0.117 | 0.264
14660 | Lempster Wind | Generator | Yes | WT | Wind |  |  | Northern New England |  | NH | NH |  | Existing | 2.862 | 7.782 | 2.862 | 7.782
14661 | Berkshire Wind Power Project | Generator | Yes | WT | Wind |  |  | Rest-of-Pool |  | MA | WCMA |  | Existing | 1.519 | 5.726 | 1.519 | 5.726
14663 | WMRE Crossroads | Generator | No | IC | Landfill Gas |  |  | Maine |  | ME | ME |  | Existing | 2.98 | 2.806 | 2.806 | 2.806
14665 | Record Hill Wind | Generator | Yes | WT | Wind |  |  | Maine |  | ME | ME |  | Existing | 5.684 | 12.095 | 5.684 | 12.095
14706 | Kimberly-Clark Corp Energy Independence Project | Generator | No | CC | Natural Gas |  |  | Rest-of-Pool |  | CT | CT |  | Existing | 13.063 | 14 | 13.063 | 13.063
15415 | Dartmouth Power Expansion | Generator | No | GT | Natural Gas |  |  | Southeast New England |  | MA | SEMA |  | Existing | 19.578 | 21.3 | 19.578 | 19.578
15477 | New Haven Harbor Units 2, 3, & 4 | Generator | No | GT | Kerosene |  |  | Rest-of-Pool |  | CT | CT |  | Existing | 128.955 | 129.6 | 128.955 | 128.955
15509 | Plainfield Renewable Energy | Generator | No | ST | Wood/Wood Waste Solids. |  |  | Rest-of-Pool |  | CT | CT |  | Existing | 37.5 | 37.5 | 37.5 | 37.5
15586 | Gardner Wind Turbine | Demand |  |  |  | ON_PEAK | PASSIVE | Rest-of-Pool |  | MA | WCMA |  | Existing | 0.359 | 0.318 | 0.318 | 0.318
16296 | Milford Hydro | Generator | Yes | HDR | Water |  |  | Maine |  | ME | ME |  | Existing | 3.407 | 5.574 | 3.407 | 5.574
16523 | Stillwater | Generator | Yes | HDR | Water |  |  | Maine |  | ME | ME |  | Existing | 0.97 | 1.27 | 0.97 | 1.27
16525 | Medway | Generator | Yes | HDR | Water |  |  | Maine |  | ME | ME |  | Existing | 3.218 | 2.869 | 3.218 | 2.869
16547 | UI C&LM Programs | Demand |  |  |  | SEASONAL_PEAK | PASSIVE | Rest-of-Pool |  | CT | CT |  | Existing | 3.054 | 4.006 | 3.054 | 3.054
16631 | Victory Road Dorchester PV | Generator | Yes | PV | Solar |  |  | Southeast New England |  | MA | NEMA |  | Existing | 0.316 | 0 | 0.316 | 0
16640 | Hilldale Ave Haverhill PV | Generator | Yes | PV | Solar |  |  | Southeast New England |  | MA | NEMA |  | Existing | 0.27 | 0 | 0.27 | 0
16642 | Railroad Street Revere PV | Generator | Yes | PV | Solar |  |  | Southeast New England |  | MA | NEMA |  | Existing | 0.245 | 0 | 0.245 | 0
16643 | Rover Street Everett PV | Generator | Yes | PV | Solar |  |  | Southeast New England |  | MA | NEMA |  | Existing | 0.168 | 0 | 0.168 | 0
16644 | Main Street Whitinsville PV | Generator | Yes | PV | Solar |  |  | Southeast New England |  | MA | SEMA |  | Existing | 0.28 | 0 | 0.28 | 0
16651 | Efficiency Maine Trust Efficient Products | Demand |  |  |  | ON_PEAK | PASSIVE | Maine |  | ME | ME |  | Existing | 23.709 | 19.937 | 23.709 | 19.937
16653 | Berlin Biopower | Generator | No | PB | Wood/Wood Waste Solids. |  |  | Northern New England |  | NH | NH |  | Existing | 65.38 | 65.38 | 65.38 | 65.38
16659 | Ipswich Wind Farm 1 | Generator | Yes | WT | Wind |  |  | Southeast New England |  | MA | NEMA |  | Existing | 0.174 | 0.326 | 0.174 | 0.326
16688 | Nor1 | Generator | No | IC | Distillate Fuel Oil. Including Diesel, Nos. 1,2,3 and ULSD |  |  | Rest-of-Pool |  | CT | CT |  | Existing | 1.789 | 1.948 | 1.789 | 1.789
16737 | DFC-ERG Hybrid Fuel Cell (3) | Generator | No | FC | Natural Gas |  |  | Rest-of-Pool |  | CT | CT |  | Existing | 2.473 | 2.5 | 2.473 | 2.473
16738 | BFCP Fuel Cell | Generator | No | FC | Natural Gas |  |  | Rest-of-Pool |  | CT | CT |  | Existing | 12.315 | 13.054 | 12.315 | 12.315
16750 | Norden #2 | Generator | No | IC | Distillate Fuel Oil. Including Diesel, Nos. 1,2,3 and ULSD |  |  | Rest-of-Pool |  | CT | CT |  | Existing | 1.948 | 1.947 | 1.947 | 1.947
16752 | Norden #3 | Generator | No | IC | Distillate Fuel Oil. Including Diesel, Nos. 1,2,3 and ULSD |  |  | Rest-of-Pool |  | CT | CT |  | Existing | 1.933 | 1.941 | 1.933 | 1.933
16790 | WCMA Project E | Demand |  |  |  | ON_PEAK | PASSIVE | Rest-of-Pool |  | MA | WCMA |  | Existing | 0.4 | 0.4 | 0.4 | 0.4
17359 | Sugar River 2 | Generator | Yes | HDR | Water |  |  | Northern New England |  | NH | NH |  | Existing | 0 | 0.106 | 0 | 0.106
35453 | Efficiency Maine Trust | Demand |  |  |  | ON_PEAK | PASSIVE | Maine |  | ME | ME |  | Existing | 11.849 | 12.785 | 11.849 | 12.785
35485 | Fitchburg-FCA-5 | Generator | No | IC | Landfill Gas |  |  | Rest-of-Pool |  | MA | WCMA |  | Existing | 4.386 | 4.403 | 4.386 | 4.386
35555 | GMCW | Generator | Yes | WT | Wind |  |  | Northern New England |  | VT | VT |  | Existing | 0.789 | 2.628 | 0.789 | 2.628
35593 | Fiske Hydro | Generator | Yes | HDR | Water |  |  | Northern New England |  | NH | NH |  | Existing | 0.077 | 0.113 | 0.077 | 0.113
35656 | Rainbow_2 | Generator | No | HDP | Water |  |  | Rest-of-Pool |  | CT | CT |  | Existing | 4.1 | 4.1 | 4.1 | 4.1
35657 | Shrewsbury Diesels | Generator | No | IC | Distillate Fuel Oil. Including Diesel, Nos. 1,2,3 and ULSD |  |  | Rest-of-Pool |  | MA | WCMA |  | Existing | 13.75 | 13.65 | 13.65 | 13.65
35658 | Rainbow_1 | Generator | No | HDP | Water |  |  | Rest-of-Pool |  | CT | CT |  | Existing | 4.1 | 4.1 | 4.1 | 4.1
35693 | Spruce Mountain Wind | Generator | Yes | WT | Wind |  |  | Maine |  | ME | ME |  | Existing | 2.537 | 6.723 | 2.537 | 6.723
35728 | Moretown LG | Generator | No | IC | Landfill Gas |  |  | Northern New England |  | VT | VT |  | Existing | 1.44 | 1.447 | 1.44 | 1.44
35979 | Kingdom Community Wind | Generator | Yes | WT | Wind |  |  | Northern New England |  | VT | VT |  | Existing | 9.558 | 17.352 | 9.558 | 17.352
37040 | KENDALL STEAM | Generator | No | CC | Natural Gas |  |  | Southeast New England |  | MA | NEMA |  | Existing | 22.685 | 22.938 | 22.685 | 22.685
37050 | Groton Wind Project | Generator | Yes | WT | Wind |  |  | Northern New England |  | NH | NH |  | Existing | 5.732 | 11.224 | 5.732 | 11.224
37072 | Beaver_Ridge_Wind | Generator | Yes | WT | Wind |  |  | Maine |  | ME | ME |  | Existing | 0.474 | 1.222 | 0.474 | 1.222
37077 | Woronoco Hydro LLC | Generator | Yes | HDR | Water |  |  | Rest-of-Pool |  | MA | WCMA |  | Existing | 0.188 | 1.013 | 0.188 | 1.013
37105 | Blue Sky West | Generator | Yes | WT | Wind |  |  | Maine |  | ME | ME |  | Existing | 20.2 | 61.512 | 20.2 | 61.512
37112 | Efficiency Maine Trust FCA6 | Demand |  |  |  | ON_PEAK | PASSIVE | Maine |  | ME | ME |  | Existing | 1.698 | 1.712 | 1.698 | 1.698
37120 | Thundermist Hydropower | Generator | Yes | HDR | Water |  |  | Southeast New England |  | RI | RI |  | Existing | 0 | 0.907 | 0 | 0.907
37855 | Hess DR Northwest VT 2015-16 | Demand |  |  |  | REAL_TIME | ACTIVE | Northern New England |  | VT | VT | Northwest Vermont | Existing | 0.44 | 0.44 | 0.44 | 0.44
37929 | RTDR_50786_Central MA (7515) | Demand |  |  |  | REAL_TIME | ACTIVE | Rest-of-Pool |  | MA | WCMA | Central MA | Existing | 2.601 | 2.601 | 2.601 | 2.601
37930 | RTDR_50786_Eastern CT (7500) | Demand |  |  |  | REAL_TIME | ACTIVE | Rest-of-Pool |  | CT | CT | Eastern CT | Existing | 0.65 | 0.65 | 0.65 | 0.65
37931 | RTDR_50786_Lower SEMA (7511) | Demand |  |  |  | REAL_TIME | ACTIVE | Southeast New England |  | MA | SEMA | Lower SEMA | Existing | 2.149 | 2.149 | 2.149 | 2.149
37933 | RTDR_50786_New Hampshire (7509) | Demand |  |  |  | REAL_TIME | ACTIVE | Northern New England |  | NH | NH | New Hampshire | Existing | 3.15 | 3.15 | 3.15 | 3.15
37934 | RTDR_50786_North Shore (7508) | Demand |  |  |  | REAL_TIME | ACTIVE | Southeast New England |  | MA | NEMA | North Shore | Existing | 0.683 | 0.683 | 0.683 | 0.683
37935 | RTDR_50786_Northern CT (7501) | Demand |  |  |  | REAL_TIME | ACTIVE | Rest-of-Pool |  | CT | CT | Northern CT | Existing | 3.45 | 3.45 | 3.45 | 3.45
37936 | RTDR_50786_Norwalk - Stamford (7502) | Demand |  |  |  | REAL_TIME | ACTIVE | Rest-of-Pool |  | CT | CT | Norwalk - Stamford | Existing | 0.93 | 0.93 | 0.93 | 0.93
37937 | RTDR_50786_Portland Maine (7506) | Demand |  |  |  | REAL_TIME | ACTIVE | Maine |  | ME | ME | Portland Maine | Existing | 0.998 | 0.998 | 0.998 | 0.998
37938 | RTDR_50786_Rhode Island (7518) | Demand |  |  |  | REAL_TIME | ACTIVE | Southeast New England |  | RI | RI | Rhode Island | Existing | 4.571 | 4.571 | 4.571 | 4.571
37939 | RTDR_50786_SEMA (7512) | Demand |  |  |  | REAL_TIME | ACTIVE | Southeast New England |  | MA | SEMA | SEMA | Existing | 1.319 | 1.366 | 1.319 | 1.319
37940 | RTDR_50786_Seacoast (7510) | Demand |  |  |  | REAL_TIME | ACTIVE | Northern New England |  | NH | NH | Seacoast | Existing | 0.336 | 0.336 | 0.336 | 0.336
37941 | RTDR_50786_Springfield MA (7516) | Demand |  |  |  | REAL_TIME | ACTIVE | Rest-of-Pool |  | MA | WCMA | Springfield MA | Existing | 2.343 | 2.343 | 2.343 | 2.343
37942 | RTDR_50786_Vermont (7514) | Demand |  |  |  | REAL_TIME | ACTIVE | Northern New England |  | VT | VT | Vermont | Existing | 0.491 | 0.491 | 0.491 | 0.491
37943 | RTDR_50786_Western CT (7503) | Demand |  |  |  | REAL_TIME | ACTIVE | Rest-of-Pool |  | CT | CT | Western CT | Existing | 9.52 | 9.52 | 9.52 | 9.52
37944 | RTDR_50786_Western MA (7517) | Demand |  |  |  | REAL_TIME | ACTIVE | Rest-of-Pool |  | MA | WCMA | Western MA | Existing | 1.688 | 1.688 | 1.688 | 1.688
38057 | Efficiency Maine Trust FCA6 B | Demand |  |  |  | ON_PEAK | PASSIVE | Maine |  | ME | ME |  | Existing | 165.037 | 169.967 | 130.037 | 134.918
38078 | NFM Solar Power, LLC | Generator | Yes | PV | Solar |  |  | Rest-of-Pool |  | MA | WCMA |  | Existing | 0.507 | 0 | 0.507 | 0
38089 | Footprint Combined Cycle | Generator | No | CC | Natural Gas |  |  | Southeast New England |  | MA | NEMA |  | Existing | 674 | 674 | 674 | 674
38114 | East Bridgewater Solar Energy Project | Generator | Yes | PV | Solar |  |  | Southeast New England |  | MA | SEMA |  | Existing | 0.528 | 0 | 0.528 | 0
38115 | Harrington Street PV Project | Generator | Yes | PV | Solar |  |  | Rest-of-Pool |  | MA | WCMA |  | Existing | 4.767 | 0 | 4.767 | 0
38173 | Saddleback Ridge Wind | Generator | Yes | WT | Wind |  |  | Maine |  | ME | ME |  | Existing | 3.75 | 10.23 | 3.75 | 10.23
38178 | Southbridge Landfill Gas to Energy 17-18 | Generator | No | IC | Landfill Gas |  |  | Rest-of-Pool |  | MA | WCMA |  | Existing | 1.4 | 1.4 | 1.4 | 1.4
38181 | Westford Solar | Generator | Yes | PV | Solar |  |  | Rest-of-Pool |  | MA | WCMA |  | Existing | 1.779 | 0 | 1.779 | 0
38206 | Bridgeport Harbor 5 | Generator | No | CC | Natural Gas |  |  | Rest-of-Pool |  | CT | CT |  | Existing | 496.615 | 523.137 | 496.615 | 504.924
38210 | RTDR_50689_North_Shore_38210 | Demand |  |  |  | REAL_TIME | ACTIVE | Southeast New England |  | MA | NEMA | North Shore | Existing | 9.454 | 9.454 | 9.454 | 9.454
38216 | WCMA CHP | Demand |  |  |  | ON_PEAK | PASSIVE | Rest-of-Pool |  | MA | WCMA |  | Existing | 14.294 | 14.294 | 14.294 | 14.294
38217 | RI CHP | Demand |  |  |  | ON_PEAK | PASSIVE | Southeast New England |  | RI | RI |  | Existing | 11.953 | 11.953 | 11.953 | 11.953
38219 | WMECO EE WCMA | Demand |  |  |  | ON_PEAK | PASSIVE | Rest-of-Pool |  | MA | WCMA |  | Existing | 53.886 | 51.005 | 51.005 | 51.005
38249 | Silver lake Photovoltaic Facility | Generator | Yes | PV | Solar |  |  | Rest-of-Pool |  | MA | WCMA |  | Existing | 0.531 | 0 | 0.531 | 0
38250 | Indian Orchard Photovoltaic Facility | Generator | Yes | PV | Solar |  |  | Rest-of-Pool |  | MA | WCMA |  | Existing | 0.695 | 0 | 0.695 | 0
38252 | Indian River Power Supply# LLC | Generator | Yes | HDR | Water |  |  | Rest-of-Pool |  | MA | WCMA |  | Existing | 0.059 | 0.364 | 0.059 | 0.364
38278 | Wallingford Unit 6 and Unit 7 | Generator | No | GT | Natural Gas |  |  | Rest-of-Pool |  | CT | CT |  | Existing | 93.576 | 94.57 | 93.576 | 93.576
38287 | WMA Chester Solar 1 | Generator | Yes | PV | Solar |  |  | Rest-of-Pool |  | MA | WCMA |  | Existing | 1.904 | 0 | 1.904 | 0
38289 | Medway Peaker - SEMARI | Generator | No | GT | Natural Gas |  |  | Southeast New England |  | MA | SEMA |  | Existing | 190.68 | 194.8 | 190.68 | 190.68
38297 | CPV_Towantic | Generator | No | CC | Natural Gas |  |  | Rest-of-Pool |  | CT | CT |  | Existing | 787.828 | 791.989 | 745 | 745
38302 | Fisher Road Solar I | Generator | Yes | PV | Solar |  |  | Southeast New England |  | MA | SEMA |  | Existing | 1.92 | 0 | 1.92 | 0
38310 | Canal 3 | Generator | No | GT | Natural Gas |  |  | Southeast New England |  | MA | SEMA |  | Existing | 333 | 333 | 333 | 333
38311 | NEMA CHP | Demand |  |  |  | ON_PEAK | PASSIVE | Southeast New England |  | MA | NEMA |  | Existing | 6.48 | 6.48 | 6.48 | 6.48
38322 | DRCR_Central MA_201403 | Demand |  |  |  | REAL_TIME | ACTIVE | Rest-of-Pool |  | MA | WCMA | Central MA | Existing | 14.599 | 14.599 | 14.599 | 14.599
38324 | DRCR_Lower SEMA_201403 | Demand |  |  |  | REAL_TIME | ACTIVE | Southeast New England |  | MA | SEMA | Lower SEMA | Existing | 6.818 | 6.818 | 6.818 | 6.818
38331 | DRCR_Rhode Island_201403 | Demand |  |  |  | REAL_TIME | ACTIVE | Southeast New England |  | RI | RI | Rhode Island | Existing | 18.9 | 18.9 | 18.9 | 18.9
38334 | DRCR_SEMA_201403 | Demand |  |  |  | REAL_TIME | ACTIVE | Southeast New England |  | MA | SEMA | SEMA | Existing | 20.934 | 20.934 | 20.934 | 20.934
38360 | DRCR_Boston_201403 | Demand |  |  |  | REAL_TIME | ACTIVE | Southeast New England |  | MA | NEMA | Boston | Existing | 15.6 | 15.6 | 15.6 | 15.6
38372 | Dartmouth Solar | Generator | Yes | PV | Solar |  |  | Southeast New England |  | MA | SEMA |  | Existing | 1.43 | 0 | 1.43 | 0
38373 | Holliston | Generator | Yes | PV | Solar |  |  | Southeast New England |  | MA | SEMA |  | Existing | 1.307 | 0 | 1.307 | 0
38374 | Plymouth | Generator | Yes | PV | Solar |  |  | Southeast New England |  | MA | SEMA |  | Existing | 1.9 | 0 | 1.9 | 0
38375 | Uxbridge | Generator | Yes | PV | Solar |  |  | Southeast New England |  | MA | SEMA |  | Existing | 1.23 | 0 | 1.23 | 0
38376 | Landcraft | Generator | Yes | PV | Solar |  |  | Southeast New England |  | MA | SEMA |  | Existing | 1.244 | 0 | 1.244 | 0
38378 | LSRHS | Generator | Yes | PV | Solar |  |  | Southeast New England |  | MA | NEMA |  | Existing | 0.42 | 0 | 0.42 | 0
38380 | Treasure Valley- SE | Generator | Yes | PV | Solar |  |  | Rest-of-Pool |  | MA | WCMA |  | Existing | 2.07 | 0 | 2.07 | 0
38381 | Belchertown SEd | Generator | Yes | PV | Solar |  |  | Rest-of-Pool |  | MA | WCMA |  | Existing | 0.53 | 0 | 0.53 | 0
38387 | CSG Aggregation of DG and 24 hr lighting EE - NEMA1_2 | Demand |  |  |  | ON_PEAK | PASSIVE | Southeast New England |  | MA | NEMA |  | Existing | 16.592 | 16.592 | 16.592 | 16.592
38388 | CSG Aggregation of DG and 24 hr lighting EE - SEMA1_2 | Demand |  |  |  | ON_PEAK | PASSIVE | Southeast New England |  | MA | SEMA |  | Existing | 4.808 | 4.808 | 4.808 | 4.808
38389 | CSG Aggregation of DG and 24 hr lighting EE - WCMA1_2 | Demand |  |  |  | ON_PEAK | PASSIVE | Rest-of-Pool |  | MA | WCMA |  | Existing | 6.841 | 6.841 | 6.841 | 6.841
38393 | RTDR_51325_Maine (7505) | Demand |  |  |  | REAL_TIME | ACTIVE | Maine |  | ME | ME | Maine | Existing | 59.4 | 59.4 | 40.5 | 40.5
38421 | Jericho Power | Generator | Yes | WT | Wind |  |  | Northern New England |  | NH | NH |  | Existing | 1.035 | 2.565 | 1.035 | 2.565
38438 | Deerfield Wind Project | Generator | Yes | WT | Wind |  |  | Northern New England |  | VT | VT |  | Existing | 7.815 | 12.626 | 7.815 | 12.626
38440 | Cottage St PV | Generator | Yes | PV | Solar |  |  | Rest-of-Pool |  | MA | WCMA |  | Existing | 1.366 | 0 | 1.366 | 0
38441 | UI RCP BGPT FC | Generator | No | FC | Natural Gas |  |  | Rest-of-Pool |  | CT | CT |  | Existing | 2.52 | 2.504 | 2.504 | 2.504
38442 | UI RCP NH FC | Generator | No | FC | Natural Gas |  |  | Rest-of-Pool |  | CT | CT |  | Existing | 2.52 | 2.51 | 2.51 | 2.51
38447 | Boston_PeakDR | Demand |  |  |  | ON_PEAK | PASSIVE | Southeast New England |  | MA | NEMA |  | Existing | 15.66 | 15.66 | 15.66 | 15.66
38468 | Norfolk-Walpole Co-Gen | Demand |  |  |  | ON_PEAK | PASSIVE | Southeast New England |  | MA | SEMA |  | Existing | 1.2 | 1.2 | 1.2 | 1.2
38475 | Hoosac Wind Project | Generator | Yes | WT | Wind |  |  | Rest-of-Pool |  | MA | WCMA |  | Existing | 3.942 | 8.302 | 3.942 | 8.302
38480 | Hubbardston SE | Generator | Yes | PV | Solar |  |  | Rest-of-Pool |  | MA | WCMA |  | Existing | 0.546 | 0 | 0.546 | 0
38483 | Ngrid_SEMA_CHP | Demand |  |  |  | ON_PEAK | PASSIVE | Southeast New England |  | MA | SEMA |  | Existing | 1.692 | 1.692 | 1.692 | 1.692
38494 | 24 Boutilier Rd Leicester PV | Generator | Yes | PV | Solar |  |  | Rest-of-Pool |  | MA | WCMA |  | Existing | 0.248 | 0 | 0 | 0
38495 | Deepwater Wind Block Island | Generator | Yes | WT | Wind |  |  | Southeast New England |  | RI | RI |  | Existing | 5.848 | 14.1 | 5.848 | 14.1
38500 | Mass Mid-State Solar | Generator | Yes | PV | Solar |  |  | Rest-of-Pool |  | MA | WCMA |  | Existing | 6.399 | 0 | 6.399 | 0
38510 | City of Gardner - Mill St. Solar | Generator | Yes | PV | Solar |  |  | Rest-of-Pool |  | MA | WCMA |  | Existing | 0.377 | 0 | 0.377 | 0
38527 | Grafton WD | Generator | Yes | PV | Solar |  |  | Rest-of-Pool |  | MA | WCMA |  | Existing | 0.623 | 0 | 0.623 | 0
38528 | 29 Oxford Rd Charlton PV | Generator | Yes | PV | Solar |  |  | Rest-of-Pool |  | MA | WCMA |  | Existing | 0.275 | 0 | 0 | 0
38530 | Mattapoisett 2 | Generator | Yes | PV | Solar |  |  | Southeast New England |  | MA | SEMA |  | Existing | 0.316 | 0 | 0.316 | 0
38531 | Mattapoisett 1 | Generator | Yes | PV | Solar |  |  | Southeast New England |  | MA | SEMA |  | Existing | 0.316 | 0 | 0.316 | 0
38532 | Leominster- South St. | Generator | Yes | PV | Solar |  |  | Southeast New England |  | MA | NEMA |  | Existing | 1.161 | 0 | 1.161 | 0
38533 | Berlin 1 | Generator | Yes | PV | Solar |  |  | Rest-of-Pool |  | MA | WCMA |  | Existing | 0.324 | 0 | 0.324 | 0
38534 | Millbury Solar | Generator | Yes | PV | Solar |  |  | Rest-of-Pool |  | MA | WCMA |  | Existing | 0.961 | 0 | 0.961 | 0
38538 | Groton Road Shirley PV | Generator | Yes | PV | Solar |  |  | Rest-of-Pool |  | MA | WCMA |  | Existing | 0.28 | 0 | 0 | 0
38539 | 40 Auburn Rd Millbury PV | Generator | Yes | PV | Solar |  |  | Rest-of-Pool |  | MA | WCMA |  | Existing | 0.193 | 0 | 0 | 0
38543 | Carpenter Hill Rd Chartlon PV | Generator | Yes | PV | Solar |  |  | Rest-of-Pool |  | MA | WCMA |  | Existing | 0.281 | 0 | 0 | 0
38544 | 17 Kelly Rd Sturbridge PV | Generator | Yes | PV | Solar |  |  | Rest-of-Pool |  | MA | WCMA |  | Existing | 0.321 | 0 | 0 | 0
38545 | 90 River Rd Sturbridge PV | Generator | Yes | PV | Solar |  |  | Rest-of-Pool |  | MA | WCMA |  | Existing | 0.359 | 0 | 0 | 0
38548 | Fall River- Commerce | Generator | Yes | PV | Solar |  |  | Southeast New England |  | MA | SEMA |  | Existing | 0.473 | 0 | 0.473 | 0
38551 | Fasll River - Innovation | Generator | Yes | PV | Solar |  |  | Southeast New England |  | MA | SEMA |  | Existing | 1.431 | 0 | 1.431 | 0
38553 | Antrim Wind Resource | Generator | Yes | WT | Wind |  |  | Northern New England |  | NH | NH |  | Existing | 4.802 | 9.508 | 4.802 | 9.508
38555 | Berlin 2 | Generator | Yes | PV | Solar |  |  | Rest-of-Pool |  | MA | WCMA |  | Existing | 0.317 | 0 | 0.317 | 0
38556 | Berlin 3 | Generator | Yes | PV | Solar |  |  | Rest-of-Pool |  | MA | WCMA |  | Existing | 0.32 | 0 | 0.32 | 0
38558 | Fall River- Uxbridge | Generator | Yes | PV | Solar |  |  | Southeast New England |  | MA | SEMA |  | Existing | 1.277 | 0 | 1.277 | 0
38559 | Berlin 4 | Generator | Yes | PV | Solar |  |  | Rest-of-Pool |  | MA | WCMA |  | Existing | 0.347 | 0 | 0.347 | 0
38560 | Grafton | Generator | Yes | PV | Solar |  |  | Rest-of-Pool |  | MA | WCMA |  | Existing | 0.84 | 0 | 0.84 | 0
38561 | True North | Generator | Yes | PV | Solar |  |  | Southeast New England |  | MA | NEMA |  | Existing | 1.872 | 0 | 1.872 | 0
38562 | Franklin 1 | Generator | Yes | PV | Solar |  |  | Southeast New England |  | MA | SEMA |  | Existing | 1.212 | 0 | 1.212 | 0
38565 | Franklin 2 | Generator | Yes | PV | Solar |  |  | Southeast New England |  | MA | SEMA |  | Existing | 1.808 | 0 | 1.808 | 0
38567 | Billerica | Generator | Yes | PV | Solar |  |  | Rest-of-Pool |  | MA | WCMA |  | Existing | 2.029 | 0 | 2.029 | 0
38574 | Route 57 | Generator | Yes | PV | Solar |  |  | Rest-of-Pool |  | MA | WCMA |  | Existing | 0.724 | 0 | 0.724 | 0
38575 | Agawam Solar | Generator | Yes | PV | Solar |  |  | Rest-of-Pool |  | MA | WCMA |  | Existing | 0.681 | 0 | 0.681 | 0
38576 | Whately | Generator | Yes | PV | Solar |  |  | Rest-of-Pool |  | MA | WCMA |  | Existing | 0.617 | 0 | 0.617 | 0
38577 | Holiday Hill Community Wind | Generator | Yes | WT | Wind |  |  | Rest-of-Pool |  | MA | WCMA |  | Existing | 0.784 | 1.2 | 0.784 | 1.2
38579 | Rehoboth | Generator | Yes | PV | Solar |  |  | Southeast New England |  | MA | SEMA |  | Existing | 1.034 | 0 | 1.034 | 0
38580 | Amesbury | Generator | Yes | PV | Solar |  |  | Southeast New England |  | MA | NEMA |  | Existing | 2.312 | 0 | 2.312 | 0
38581 | Tyngsborough | Generator | Yes | PV | Solar |  |  | Rest-of-Pool |  | MA | WCMA |  | Existing | 1.042 | 0 | 1.042 | 0
38582 | Norton MA | Generator | Yes | PV | Solar |  |  | Southeast New England |  | MA | SEMA |  | Existing | 0.506 | 0 | 0.506 | 0
38583 | Agawam II | Generator | Yes | PV | Solar |  |  | Rest-of-Pool |  | MA | WCMA |  | Existing | 0.804 | 0 | 0.804 | 0
38584 | Bridgewater | Generator | Yes | PV | Solar |  |  | Southeast New England |  | MA | SEMA |  | Existing | 0.38 | 0 | 0.38 | 0
38655 | Barrett Distribution - Franklin Solar | Generator | Yes | PV | Solar |  |  | Southeast New England |  | MA | SEMA |  | Existing | 0.23 | 0 | 0.23 | 0
38657 | Heliovaas - Acton Solar | Generator | Yes | PV | Solar |  |  | Southeast New England |  | MA | NEMA |  | Existing | 0.582 | 0 | 0.582 | 0
38661 | Heliovaas - Sudbury Solar | Generator | Yes | PV | Solar |  |  | Southeast New England |  | MA | NEMA |  | Existing | 0.57 | 0 | 0.57 | 0
38669 | Future Gen Wind | Generator | Yes | WT | Wind |  |  | Southeast New England |  | MA | SEMA |  | Existing | 1.377 | 1.899 | 1.377 | 1.899
38689 | Bloom Energy CT SOFC | Demand |  |  |  | ON_PEAK | PASSIVE | Rest-of-Pool |  | CT | CT |  | Existing | 9.18 | 9.18 | 9.18 | 9.18
38692 | MMWEC Simple Cycle Gas Turbine | Generator | No | GT | Natural Gas |  |  | Southeast New England |  | MA | NEMA |  | Existing | 57.967 | 57.967 | 57.967 | 57.967
38694 | RTDR_Maine | Demand |  |  |  | REAL_TIME | ACTIVE | Maine |  | ME | ME | Maine | Existing | 1.066 | 1.066 | 1.066 | 1.066
38696 | Blossom Rd 1 Fall River PV | Generator | Yes | PV | Solar |  |  | Southeast New England |  | MA | SEMA |  | Existing | 0.396 | 0 | 0.396 | 0
38698 | Blossom Rd 2 Fall River PV | Generator | Yes | PV | Solar |  |  | Southeast New England |  | MA | SEMA |  | Existing | 0.394 | 0 | 0.394 | 0
38699 | Groveland St Abington PV | Generator | Yes | PV | Solar |  |  | Southeast New England |  | MA | SEMA |  | Existing | 0.39 | 0 | 0.39 | 0
38700 | Stafford St Leicester PV 2 | Generator | Yes | PV | Solar |  |  | Rest-of-Pool |  | MA | WCMA |  | Existing | 0.228 | 0 | 0 | 0
38701 | Onset East | Generator | Yes | PV | Solar |  |  | Southeast New England |  | MA | SEMA |  | Existing | 0.512 | 0 | 0.512 | 0
38702 | Onset West | Generator | Yes | PV | Solar |  |  | Southeast New England |  | MA | SEMA |  | Existing | 0.503 | 0 | 0.503 | 0
38704 | Richardson Ave Attleboro PV 2 | Generator | Yes | PV | Solar |  |  | Southeast New England |  | MA | SEMA |  | Existing | 0.418 | 0 | 0.418 | 0
38706 | Old Upton Rd Grafton PV 2 | Generator | Yes | PV | Solar |  |  | Rest-of-Pool |  | MA | WCMA |  | Existing | 0.206 | 0 | 0 | 0
38707 | Main St Dighton PV | Generator | Yes | PV | Solar |  |  | Southeast New England |  | MA | SEMA |  | Existing | 0.313 | 0 | 0.313 | 0
38708 | Groton School Rd Ayer PV 2 | Generator | Yes | PV | Solar |  |  | Rest-of-Pool |  | MA | WCMA |  | Existing | 0.359 | 0 | 0 | 0
38709 | Frank Mossberg Dr Atteleboro PV | Generator | Yes | PV | Solar |  |  | Southeast New England |  | MA | SEMA |  | Existing | 0.211 | 0 | 0.211 | 0
38738 | Canton Mountain Wind Project | Generator | Yes | WT | Wind |  |  | Maine |  | ME | ME |  | Existing | 2.129 | 5.087 | 2.129 | 5.087
38757 | WOODBRIDGE FUEL CELL | Generator | No | FC | Natural Gas |  |  | Rest-of-Pool |  | CT | CT |  | Existing | 2.1 | 2.1 | 2.1 | 2.1
38758 | CT Small Gen | Demand |  |  |  | REAL_TIME | ACTIVE | Rest-of-Pool |  | CT | CT | Western CT | Existing | 1.944 | 1.944 | 1.944 | 1.944
38760 | Norwich WWT | Generator | No | IC | Distillate Fuel Oil. Including Diesel, Nos. 1,2,3 and ULSD |  |  | Rest-of-Pool |  | CT | CT |  | Existing | 2 | 2 | 2 | 2
38787 | CT On-Peak Solar | Demand |  |  |  | ON_PEAK | PASSIVE | Rest-of-Pool |  | CT | CT |  | Existing | 33.059 | 10.249 | 20.301 | 10.249
38795 | Hadley 2 | Generator | Yes | PV | Solar |  |  | Rest-of-Pool |  | MA | WCMA |  | Existing | 0.851 | 0 | 0.851 | 0
38800 | DRCR_Western MA_2016 | Demand |  |  |  | REAL_TIME | ACTIVE | Rest-of-Pool |  | MA | WCMA | Western MA | Existing | 14 | 14 | 14 | 14
38803 | DRCR_Springfield MA_2016 | Demand |  |  |  | REAL_TIME | ACTIVE | Rest-of-Pool |  | MA | WCMA | Springfield MA | Existing | 7.804 | 7.804 | 7.804 | 7.804
38813 | DRCR_New Hampshire_2016 | Demand |  |  |  | REAL_TIME | ACTIVE | Northern New England |  | NH | NH | New Hampshire | Existing | 14.393 | 14.393 | 14.393 | 14.393
38815 | Hubbardston PV | Generator | Yes | PV | Solar |  |  | Rest-of-Pool |  | MA | WCMA |  | Existing | 0.989 | 0 | 0.989 | 0
38823 | Coolidge Solar | Generator | Yes | PV | Solar |  |  | Northern New England |  | VT | VT |  | Existing | 6.85 | 0 | 6.85 | 0
38824 | Nutmeg Solar | Generator | Yes | PV | Solar |  |  | Rest-of-Pool |  | CT | CT |  | Existing | 5.647 | 0 | 5.647 | 0
38825 | Sanford Airport Solar | Generator | Yes | PV | Solar |  |  | Maine |  | ME | ME |  | Existing | 13.516 | 0 | 13.516 | 0
38826 | Quinebaug Solar | Generator | Yes | PV | Solar |  |  | Rest-of-Pool |  | CT | CT |  | Existing | 11.071 | 0 | 11.071 | 0
38831 | Montague Site 36-Grosolar PV | Generator | Yes | PV | Solar |  |  | Rest-of-Pool |  | MA | WCMA |  | Existing | 1.28 | 0 | 1.28 | 0
38833 | DGSC PV405_28 Jacome Way_Middletown | Generator | Yes | PV | Solar |  |  | Southeast New England |  | RI | RI |  | Existing | 0.154 | 0 | 0.154 | 0
38834 | DGSC PV1666_179 Plain Meeting House Rd_West Greenwich | Generator | Yes | PV | Solar |  |  | Southeast New England |  | RI | RI |  | Existing | 0.871 | 0 | 0.871 | 0
38835 | Lee Site 31-Conti PV | Generator | Yes | PV | Solar |  |  | Rest-of-Pool |  | MA | WCMA |  | Existing | 0.375 | 0 | 0.375 | 0
38836 | Pittsfield 44-M&W PV | Generator | Yes | PV | Solar |  |  | Rest-of-Pool |  | MA | WCMA |  | Existing | 0.197 | 0 | 0.197 | 0
38838 | Farmington Solar | Generator | Yes | PV | Solar |  |  | Maine |  | ME | ME |  | Existing | 21.359 | 0 | 21.359 | 0
38840 | Maple EE CT 1718 | Demand |  |  |  | ON_PEAK | PASSIVE | Rest-of-Pool |  | CT | CT |  | Existing | 2.646 | 2.646 | 2.646 | 2.646
38841 | Syncarpha Freetown | Generator | Yes | PV | Solar |  |  | Southeast New England |  | MA | SEMA |  | Existing | 1.5 | 0 | 1.5 | 0
38842 | DGSC PV3000_Forbes St Landfill_East Providence | Generator | Yes | PV | Solar |  |  | Southeast New England |  | RI | RI |  | Existing | 1.365 | 0 | 1.365 | 0
38843 | DGSC PV2000_338 Compass Circle_North Kingstown | Generator | Yes | PV | Solar |  |  | Southeast New England |  | RI | RI |  | Existing | 0.905 | 0 | 0.905 | 0
38848 | Constitution Solar | Generator | Yes | PV | Solar |  |  | Rest-of-Pool |  | CT | CT |  | Existing | 5.157 | 0 | 5.157 | 0
38853 | DGSC PV400_1 Ralco Way_Cumberland | Generator | Yes | PV | Solar |  |  | Southeast New England |  | RI | RI |  | Existing | 0.209 | 0 | 0.209 | 0
38855 | DGSC PV500_1060 West Main Rd_Portsmouth | Generator | Yes | PV | Solar |  |  | Southeast New England |  | RI | RI |  | Existing | 0.162 | 0 | 0.162 | 0
38858 | DGSC PV1225_100 Dupont Dr_Providence | Generator | Yes | PV | Solar |  |  | Southeast New England |  | RI | RI |  | Existing | 0.559 | 0 | 0.559 | 0
38860 | DGSC PV450_0 Martin St_Cubmerland | Generator | Yes | PV | Solar |  |  | Southeast New England |  | RI | RI |  | Existing | 0.198 | 0 | 0.198 | 0
38861 | DGSC PV225_225 Dupont Dr_Providence | Generator | Yes | PV | Solar |  |  | Southeast New England |  | RI | RI |  | Existing | 0.118 | 0 | 0.118 | 0
38862 | DGSC PV450_35 Martin St_Cumberland | Generator | Yes | PV | Solar |  |  | Southeast New England |  | RI | RI |  | Existing | 0.186 | 0 | 0.186 | 0
38863 | Syncarpha Lexington | Generator | Yes | PV | Solar |  |  | Southeast New England |  | MA | NEMA |  | Existing | 0.71 | 0 | 0.71 | 0
38864 | DGSC PV250_65 All American Way_North Kingstown | Generator | Yes | PV | Solar |  |  | Southeast New England |  | RI | RI |  | Existing | 0.126 | 0 | 0.126 | 0
38865 | DGSC PV850_582 Great Rd_North Smithfield | Generator | Yes | PV | Solar |  |  | Southeast New England |  | RI | RI |  | Existing | 0.437 | 0 | 0.437 | 0
38867 | DGSC PV300_45 Sharp Dr_Cranston | Generator | Yes | PV | Solar |  |  | Southeast New England |  | RI | RI |  | Existing | 0.099 | 0 | 0.099 | 0
38868 | DGSC PV1375_101 Peck Hill Rd_Johnston | Generator | Yes | PV | Solar |  |  | Southeast New England |  | RI | RI |  | Existing | 0.464 | 0 | 0.464 | 0
38869 | DGSC PV499_76 Silson Rd_Richmond | Generator | Yes | PV | Solar |  |  | Southeast New England |  | RI | RI |  | Existing | 0.204 | 0 | 0.204 | 0
38879 | CT - RW | Demand |  |  |  | REAL_TIME | ACTIVE | Rest-of-Pool |  | CT | CT | Eastern CT | Existing | 11.88 | 11.88 | 11.88 | 11.88
38881 | DGSC PV495_1720 Davisville Rd_North Kingstown | Generator | Yes | PV | Solar |  |  | Southeast New England |  | RI | RI |  | Existing | 0.203 | 0 | 0.203 | 0
38883 | DGSC PV1170_23 Theodore Foster Rd_Foster | Generator | Yes | PV | Solar |  |  | Southeast New England |  | RI | RI |  | Existing | 0.469 | 0 | 0.469 | 0
38884 | DGSC PV912_260 South County Trail_Exeter | Generator | Yes | PV | Solar |  |  | Southeast New England |  | RI | RI |  | Existing | 0.434 | 0 | 0.434 | 0
38885 | DGSC PV1000_90 Tift Rd_North Smithfield | Generator | Yes | PV | Solar |  |  | Southeast New England |  | RI | RI |  | Existing | 0.442 | 0 | 0.442 | 0
38888 | Patterson Rd 1 Shirley PV | Generator | Yes | PV | Solar |  |  | Rest-of-Pool |  | MA | WCMA |  | Existing | 0.257 | 0 | 0 | 0
38889 | Patterson Rd 2 Shirley PV | Generator | Yes | PV | Solar |  |  | Rest-of-Pool |  | MA | WCMA |  | Existing | 0.229 | 0 | 0 | 0
38904 | NEMA DG | Demand |  |  |  | ON_PEAK | PASSIVE | Southeast New England |  | MA | NEMA |  | Existing | 1.62 | 1.62 | 1.62 | 1.62
38905 | Connecticut DG | Demand |  |  |  | ON_PEAK | PASSIVE | Rest-of-Pool |  | CT | CT |  | Existing | 3.402 | 3.402 | 3.402 | 3.402
38927 | MAPLE EE ME 1718 | Demand |  |  |  | ON_PEAK | PASSIVE | Maine |  | ME | ME |  | Existing | 0.691 | 0.691 | 0.691 | 0.691
38928 | MAPLE EE NEMA 1718 | Demand |  |  |  | ON_PEAK | PASSIVE | Southeast New England |  | MA | NEMA |  | Existing | 1.922 | 1.922 | 1.922 | 1.922
38929 | MAPLE EE NH 1718 | Demand |  |  |  | ON_PEAK | PASSIVE | Northern New England |  | NH | NH |  | Existing | 1.815 | 1.815 | 1.815 | 1.815
38931 | MAPLE EE RI 1718 | Demand |  |  |  | ON_PEAK | PASSIVE | Southeast New England |  | RI | RI |  | Existing | 0.627 | 0.627 | 0.627 | 0.627
38932 | MAPLE EE VT 1718 | Demand |  |  |  | ON_PEAK | PASSIVE | Northern New England |  | VT | VT |  | Existing | 0.275 | 0.275 | 0.275 | 0.275
38933 | MAPLE EE WCMA 1718 | Demand |  |  |  | ON_PEAK | PASSIVE | Rest-of-Pool |  | MA | WCMA |  | Existing | 1.362 | 1.362 | 1.362 | 1.362
38934 | MAPLE EE SEMA 1718 | Demand |  |  |  | ON_PEAK | PASSIVE | Southeast New England |  | MA | SEMA |  | Existing | 1.306 | 1.306 | 1.306 | 1.306
38943 | Athens Energy LLC_1 | Generator | No | ST | Wood/Wood Waste Solids. |  |  | Maine |  | ME | ME |  | Existing | 7 | 7 | 7 | 7
38944 | Barre I | Generator | Yes | PV | Solar |  |  | Rest-of-Pool |  | MA | WCMA |  | Existing | 0.744 | 0 | 0.744 | 0
38945 | Gill | Generator | Yes | PV | Solar |  |  | Rest-of-Pool |  | MA | WCMA |  | Existing | 1.088 | 0 | 1.088 | 0
38949 | RE Growth PV196_339 Farnum Pike_Smithfield | Generator | Yes | PV | Solar |  |  | Southeast New England |  | RI | RI |  | Existing | 0.097 | 0 | 0.097 | 0
38950 | RE Growth PV196_65 Putnam Pike_Glocester | Generator | Yes | PV | Solar |  |  | Southeast New England |  | RI | RI |  | Existing | 0.099 | 0 | 0.099 | 0
38956 | CentralMA_DR | Demand |  |  |  | REAL_TIME | ACTIVE | Rest-of-Pool |  | MA | WCMA | Central MA | Existing | 3.132 | 3.132 | 3.132 | 3.132
38961 | Fitchburg Solar, LLC | Generator | Yes | PV | Solar |  |  | Rest-of-Pool |  | MA | WCMA |  | Existing | 0.241 | 0 | 0.241 | 0
38962 | Ashby 1 Solar | Generator | Yes | PV | Solar |  |  | Rest-of-Pool |  | MA | WCMA |  | Existing | 0.374 | 0 | 0.374 | 0
38963 | Ashby 2 Solar | Generator | Yes | PV | Solar |  |  | Rest-of-Pool |  | MA | WCMA |  | Existing | 0.422 | 0 | 0.422 | 0
38964 | NorthernCT_DRCR | Demand |  |  |  | REAL_TIME | ACTIVE | Rest-of-Pool |  | CT | CT | Northern CT | Existing | 12.9 | 12.9 | 12.9 | 12.9
38968 | DR_WesternCT | Demand |  |  |  | REAL_TIME | ACTIVE | Rest-of-Pool |  | CT | CT | Western CT | Existing | 17.079 | 17.079 | 17.079 | 17.079
38969 | CPLN ME Solar OP | Demand |  |  |  | ON_PEAK | PASSIVE | Maine |  | ME | ME |  | Existing | 3.38 | 0 | 3.38 | 0
38970 | Barre II | Generator | Yes | PV | Solar |  |  | Rest-of-Pool |  | MA | WCMA |  | Existing | 0.734 | 0 | 0.734 | 0
38971 | Seacoast_12 | Demand |  |  |  | REAL_TIME | ACTIVE | Northern New England |  | NH | NH | Seacoast | Existing | 4.86 | 4.86 | 4.86 | 4.86
38973 | Partners Healthcare Sandwich | Generator | Yes | PV | Solar |  |  | Southeast New England |  | MA | SEMA |  | Existing | 0.359 | 0 | 0.359 | 0
40595 | Southwick | Generator | Yes | PV | Solar |  |  | Rest-of-Pool |  | MA | WCMA |  | Existing | 1.817 | 0 | 1.817 | 0
40597 | DRCR_Northwest VT_2017 | Demand |  |  |  | REAL_TIME | ACTIVE | Northern New England |  | VT | VT | Northwest Vermont | Existing | 7.323 | 7.323 | 7.323 | 7.323
40598 | S - NEMA Solar DG Aggregation | Demand |  |  |  | ON_PEAK | PASSIVE | Southeast New England |  | MA | NEMA |  | Existing | 1.232 | 0 | 1.232 | 0
40599 | Duxbury Chandler | Generator | Yes | PV | Solar |  |  | Southeast New England |  | MA | SEMA |  | Existing | 0.094 | 0 | 0.094 | 0
40600 | S - SEMA Solar DG Aggregation | Demand |  |  |  | ON_PEAK | PASSIVE | Southeast New England |  | MA | SEMA |  | Existing | 0.6 | 0 | 0.6 | 0
40601 | S - WCMA Solar DG Aggregation | Demand |  |  |  | ON_PEAK | PASSIVE | Rest-of-Pool |  | MA | WCMA |  | Existing | 0.168 | 0 | 0.168 | 0
40602 | DRCR_Vermont | Demand |  |  |  | REAL_TIME | ACTIVE | Northern New England |  | VT | VT | Vermont | Existing | 7.74 | 7.74 | 7.74 | 7.74
40613 | Fusion Solar Center LLC | Generator | Yes | PV | Solar |  |  | Rest-of-Pool |  | CT | CT |  | Existing | 7.44 | 0 | 7.44 | 0
40615 | Hatfield Solar PV | Generator | Yes | PV | Solar |  |  | Rest-of-Pool |  | MA | WCMA |  | Existing | 0.63 | 0 | 0.63 | 0
40616 | Pawcatuck Solar Center | Generator | Yes | PV | Solar |  |  | Rest-of-Pool |  | CT | CT |  | Existing | 9 | 0 | 9 | 0
40617 | Sunderland PV Solar | Generator | Yes | PV | Solar |  |  | Rest-of-Pool |  | MA | WCMA |  | Existing | 0.175 | 0 | 0.175 | 0
40618 | Greenfield Solar PV | Generator | Yes | PV | Solar |  |  | Rest-of-Pool |  | MA | WCMA |  | Existing | 0.376 | 0 | 0.376 | 0
40619 | Southampton Solar PV | Generator | Yes | PV | Solar |  |  | Rest-of-Pool |  | MA | WCMA |  | Existing | 0.347 | 0 | 0.347 | 0
40620 | Savoy Solar PV | Generator | Yes | PV | Solar |  |  | Rest-of-Pool |  | MA | WCMA |  | Existing | 0.359 | 0 | 0.359 | 0
40621 | Hampden Solar PV | Generator | Yes | PV | Solar |  |  | Rest-of-Pool |  | MA | WCMA |  | Existing | 0.59 | 0 | 0.59 | 0
40622 | Springfield Solar PV | Generator | Yes | PV | Solar |  |  | Rest-of-Pool |  | MA | WCMA |  | Existing | 0.712 | 0 | 0.712 | 0
40623 | East Longmeadow Solar PV | Generator | Yes | PV | Solar |  |  | Rest-of-Pool |  | MA | WCMA |  | Existing | 0.842 | 0 | 0.842 | 0
40624 | East Springfield Solar PV | Generator | Yes | PV | Solar |  |  | Rest-of-Pool |  | MA | WCMA |  | Existing | 0.261 | 0 | 0.261 | 0
40625 | Ludlow Site 72 - Conti | Generator | Yes | PV | Solar |  |  | Rest-of-Pool |  | MA | WCMA |  | Existing | 0.264 | 0 | 0.264 | 0
40626 | Plymouth Solar PV | Generator | Yes | PV | Solar |  |  | Southeast New England |  | MA | SEMA |  | Existing | 0.229 | 0 | 0.229 | 0
40627 | New Bedford Solar PV | Generator | Yes | PV | Solar |  |  | Southeast New England |  | MA | SEMA |  | Existing | 0.169 | 0 | 0.169 | 0
40629 | Wareham Solar PV | Generator | Yes | PV | Solar |  |  | Southeast New England |  | MA | SEMA |  | Existing | 0.553 | 0 | 0.553 | 0
40630 | Hinsdale Solar PV | Generator | Yes | PV | Solar |  |  | Rest-of-Pool |  | MA | WCMA |  | Existing | 0.365 | 0 | 0.365 | 0
40631 | Southwick Solar PV | Generator | Yes | PV | Solar |  |  | Rest-of-Pool |  | MA | WCMA |  | Existing | 0.823 | 0 | 0.823 | 0
40632 | RI_23_DGSC PV_200 Frenchtown Rd_North Kingstown | Generator | Yes | PV | Solar |  |  | Southeast New England |  | RI | RI |  | Existing | 0.406 | 0 | 0.406 | 0
40641 | RI_25_RE Growth PV_50 Snell Rd_Little Compton | Generator | Yes | PV | Solar |  |  | Southeast New England |  | RI | RI |  | Existing | 0.124 | 0 | 0.124 | 0
40642 | RI_26_RE Growth PV_451 Putnam Pike_Glocester | Generator | Yes | PV | Solar |  |  | Southeast New England |  | RI | RI |  | Existing | 0.091 | 0 | 0.091 | 0
40644 | RI_27_RE Growth PV_304 Progress Rd_Tiverton | Generator | Yes | PV | Solar |  |  | Southeast New England |  | RI | RI |  | Existing | 0.082 | 0 | 0.082 | 0
40647 | RI_28_RE Growth PV_401 Snake Hill Rd_Glocester | Generator | Yes | PV | Solar |  |  | Southeast New England |  | RI | RI |  | Existing | 0.092 | 0 | 0.092 | 0
40653 | Madison BESS | Generator | No | ES | Electricity used for Energy Storage |  |  | Maine |  | ME | ME |  | Existing | 4.989 | 4.95 | 4.95 | 4.95
40654 | RI_29_RE Growth PV_44 Bank St_Hopkinton | Generator | Yes | PV | Solar |  |  | Southeast New England |  | RI | RI |  | Existing | 0.177 | 0 | 0.177 | 0
40655 | RI_33_RE Growth PV_200 Frenchtown Rd_North Kingstown | Generator | Yes | PV | Solar |  |  | Southeast New England |  | RI | RI |  | Existing | 0.294 | 0 | 0.294 | 0
40656 | RI_34_RE Growth PV_0 Danielson Pike_Providence | Generator | Yes | PV | Solar |  |  | Southeast New England |  | RI | RI |  | Existing | 0.988 | 0 | 0.988 | 0
40658 | Vineyard Wind | Generator | Yes | WT | Wind |  |  | Southeast New England |  | MA | SEMA |  | Existing | 155.618 | 278.063 | 155.618 | 278.063
40659 | RI_36_RE Growth PV_540 Nooseneck Hill Rd_Exeter | Generator | Yes | PV | Solar |  |  | Southeast New England |  | RI | RI |  | Existing | 0.377 | 0 | 0.377 | 0
40664 | Syncarpha Massachusetts | Generator | Yes | PV | Solar |  |  | Rest-of-Pool |  | MA | WCMA |  | Existing | 0.67 | 0 | 0.67 | 0
40666 | Cranberry Point Battery Energy Storage | Generator | No | ES | Electricity used for Energy Storage |  |  | Southeast New England |  | MA | SEMA |  | Existing | 150 | 150 | 150 | 150
40667 | RI_42_RE Growth PV_320 Compass Circle_North Kingstown | Generator | Yes | PV | Solar |  |  | Southeast New England |  | RI | RI |  | Existing | 0.464 | 0 | 0.464 | 0
40675 | RI_50_RE Growth PV_722 Main St_Hopkinton | Generator | Yes | PV | Solar |  |  | Southeast New England |  | RI | RI |  | Existing | 0.1 | 0 | 0.1 | 0
40676 | RI_52_RE Growth PV_139 Heaton Orchard Rd_Richmond | Generator | Yes | PV | Solar |  |  | Southeast New England |  | RI | RI |  | Existing | 0.1 | 0 | 0.1 | 0
40695 | RI_31_RE Growth PV_1275 Seven Mile Rd_Cranston | Generator | Yes | PV | Solar |  |  | Southeast New England |  | RI | RI |  | Existing | 0.091 | 0 | 0.091 | 0
40696 | RI_32_RE Growth PV_1275 Seven Mile Rd_Cranston | Generator | Yes | PV | Solar |  |  | Southeast New England |  | RI | RI |  | Existing | 0.09 | 0 | 0.09 | 0
40698 | Syncarpha North Adams | Generator | Yes | PV | Solar |  |  | Rest-of-Pool |  | MA | WCMA |  | Existing | 1 | 0 | 1 | 0
40700 | Syncarpha Bondsville | Generator | Yes | PV | Solar |  |  | Rest-of-Pool |  | MA | WCMA |  | Existing | 1.36 | 0 | 1.36 | 0
40718 | RI_30_RE Growth PV_1378 Snake Hill Rd_Glocester | Generator | Yes | PV | Solar |  |  | Southeast New England |  | RI | RI |  | Existing | 0.091 | 0 | 0.091 | 0
40732 | Three Corners Solar | Generator | Yes | PV | Solar |  |  | Maine |  | ME | ME |  | Existing | 77.1 | 0 | 77.1 | 0
40736 | Syncarpha Billerica | Generator | Yes | PV | Solar |  |  | Rest-of-Pool |  | MA | WCMA |  | Existing | 1.6 | 0 | 1.6 | 0
40744 | RI_43_RE Growth PV_582 Great Rd_North Smithfield | Generator | Yes | PV | Solar |  |  | Southeast New England |  | RI | RI |  | Existing | 0.326 | 0 | 0.326 | 0
40746 | Syncarpha Hancock I | Generator | Yes | PV | Solar |  |  | Rest-of-Pool |  | MA | WCMA |  | Existing | 0.8 | 0 | 0.8 | 0
40747 | Cranston Solar Project | Generator | Yes | PV | Solar |  |  | Southeast New England |  | RI | RI |  | Existing | 3.541 | 0 | 3.541 | 0
40749 | Syncarpha Hancock II | Generator | Yes | PV | Solar |  |  | Rest-of-Pool |  | MA | WCMA |  | Existing | 0.8 | 0 | 0.8 | 0
40751 | Syncarpha Hancock III | Generator | Yes | PV | Solar |  |  | Rest-of-Pool |  | MA | WCMA |  | Existing | 0.4 | 0 | 0.4 | 0
40765 | CVEC EDGARTOWN - 1886 | Generator | Yes | PV | Solar |  |  | Southeast New England |  | MA | SEMA |  | Existing | 0.403 | 0 | 0.403 | 0
40766 | CVEC BARNSTABLE FIRE 2423 | Generator | Yes | PV | Solar |  |  | Southeast New England |  | MA | SEMA |  | Existing | 0.155 | 0 | 0.155 | 0
40767 | CVEC DY HIGH SCHOOL 2175 2173 | Generator | Yes | PV | Solar |  |  | Southeast New England |  | MA | SEMA |  | Existing | 0.422 | 0 | 0.422 | 0
40768 | CVEC EASTHAM 1915 | Generator | Yes | PV | Solar |  |  | Southeast New England |  | MA | SEMA |  | Existing | 0.157 | 0 | 0.157 | 0
40769 | CVEC MARGUERITE SMALL SCHOOL 2168 | Generator | Yes | PV | Solar |  |  | Southeast New England |  | MA | SEMA |  | Existing | 0.315 | 0 | 0.315 | 0
40770 | CVEC MARSTON MILLS 1964 1965 | Generator | Yes | PV | Solar |  |  | Southeast New England |  | MA | SEMA |  | Existing | 1.398 | 0 | 1.398 | 0
40771 | CVEC WEST TISBURY 2189 | Generator | Yes | PV | Solar |  |  | Southeast New England |  | MA | SEMA |  | Existing | 0.168 | 0 | 0.168 | 0
40772 | CVEC VINEYARD HAVEN 1923 | Generator | Yes | PV | Solar |  |  | Southeast New England |  | MA | SEMA |  | Existing | 0.349 | 0 | 0.349 | 0
40773 | CVEC ORLEANS 2217 | Generator | Yes | PV | Solar |  |  | Southeast New England |  | MA | SEMA |  | Existing | 0.164 | 0 | 0.164 | 0
40774 | CVEC HYANNIS 2181 | Generator | Yes | PV | Solar |  |  | Southeast New England |  | MA | SEMA |  | Existing | 2.294 | 0 | 2.294 | 0
40775 | CVEC CHATHAM 1911 | Generator | Yes | PV | Solar |  |  | Southeast New England |  | MA | SEMA |  | Existing | 0.636 | 0 | 0.636 | 0
40776 | CVEC BREWSTER 1912 | Generator | Yes | PV | Solar |  |  | Southeast New England |  | MA | SEMA |  | Existing | 0.427 | 0 | 0.427 | 0
40777 | CVEC HARWICH - 1913 | Generator | Yes | PV | Solar |  |  | Southeast New England |  | MA | SEMA |  | Existing | 1.688 | 0 | 1.688 | 0
40778 | CVEC EDGARTOWN - 1887 | Generator | Yes | PV | Solar |  |  | Southeast New England |  | MA | SEMA |  | Existing | 0.391 | 0 | 0.391 | 0
40779 | Springfield_DR | Demand |  |  |  | REAL_TIME | ACTIVE | Rest-of-Pool |  | MA | WCMA | Springfield MA | Existing | 1.08 | 1.08 | 1.08 | 1.08
40783 | CT RESI On-Peak | Demand |  |  |  | ON_PEAK | PASSIVE | Rest-of-Pool |  | CT | CT |  | Existing | 84.64 | 0 | 45.679 | 0
40785 | Vermont Solar On-Peak | Demand |  |  |  | ON_PEAK | PASSIVE | Northern New England |  | VT | VT |  | Existing | 1.188 | 0 | 1.188 | 0
40786 | Cambridge Park Solar | Generator | Yes | PV | Solar |  |  | Southeast New England |  | MA | NEMA |  | Existing | 0.185 | 0 | 0.185 | 0
40789 | Maxwell Green Solar | Generator | Yes | PV | Solar |  |  | Southeast New England |  | MA | NEMA |  | Existing | 0.104 | 0 | 0.104 | 0
40796 | Charles Moore Arena | Generator | Yes | PV | Solar |  |  | Southeast New England |  | MA | SEMA |  | Existing | 0.12 | 0 | 0.12 | 0
40797 | Holliston Field 2 | Generator | Yes | PV | Solar |  |  | Southeast New England |  | MA | SEMA |  | Existing | 0.12 | 0 | 0.12 | 0
40800 | Hayden Rowe Solar Farm | Generator | Yes | PV | Solar |  |  | Southeast New England |  | MA | SEMA |  | Existing | 0.101 | 0 | 0.101 | 0
40804 | NH-LR | Demand |  |  |  | REAL_TIME | ACTIVE | Northern New England |  | NH | NH | New Hampshire | Existing | 1.08 | 1.08 | 0 | 0
40809 | SR Aggregation VT 2 | Demand |  |  |  | ON_PEAK | PASSIVE | Northern New England |  | VT | VT |  | Existing | 3.5 | 3.5 | 3.5 | 3.5
40811 | SR Aggregation NH 4 | Demand |  |  |  | ON_PEAK | PASSIVE | Northern New England |  | NH | NH |  | Existing | 1.5 | 1.5 | 1.5 | 1.5
40815 | SR Aggregation MA 11 | Demand |  |  |  | ON_PEAK | PASSIVE | Southeast New England |  | MA | NEMA |  | Existing | 8.5 | 8.5 | 8.5 | 8.5
40817 | SR Aggregation MA 13 | Demand |  |  |  | ON_PEAK | PASSIVE | Southeast New England |  | MA | SEMA |  | Existing | 5.5 | 5.5 | 5.5 | 5.5
40822 | SR Aggregation RI 19 | Demand |  |  |  | ON_PEAK | PASSIVE | Southeast New England |  | RI | RI |  | Existing | 1 | 1 | 1 | 1
40837 | ADCR_113189_Boston (7507) | Demand |  |  |  | REAL_TIME | ACTIVE | Southeast New England |  | MA | NEMA | Boston | Existing | 16.682 | 16.682 | 16.682 | 16.682
40838 | ADCR_122708_Boston (7507) | Demand |  |  |  | REAL_TIME | ACTIVE | Southeast New England |  | MA | NEMA | Boston | Existing | 2.16 | 2.16 | 2.16 | 2.16
40839 | ADCR_122708_North Shore (7508) | Demand |  |  |  | REAL_TIME | ACTIVE | Southeast New England |  | MA | NEMA | North Shore | Existing | 4.104 | 4.104 | 4.104 | 4.104
40841 | ADCR_122708_SEMA (7512) | Demand |  |  |  | REAL_TIME | ACTIVE | Southeast New England |  | MA | SEMA | SEMA | Existing | 2.16 | 2.16 | 2.16 | 2.16
40842 | ADCR_122708_Western MA (7517) | Demand |  |  |  | REAL_TIME | ACTIVE | Rest-of-Pool |  | MA | WCMA | Western MA | Existing | 1.08 | 1.08 | 1.08 | 1.08
40843 | ADCR_51405_Boston (7507) | Demand |  |  |  | REAL_TIME | ACTIVE | Southeast New England |  | MA | NEMA | Boston | Existing | 15.391 | 15.391 | 15.391 | 15.391
40844 | ADCR_51405_Western CT (7503) | Demand |  |  |  | REAL_TIME | ACTIVE | Rest-of-Pool |  | CT | CT | Western CT | Existing | 2.16 | 2.16 | 2.16 | 2.16
40845 | ADCR_51405_Western MA (7517) | Demand |  |  |  | REAL_TIME | ACTIVE | Rest-of-Pool |  | MA | WCMA | Western MA | Existing | 1.296 | 1.296 | 1.296 | 1.296
40846 | ADCR_87147_Bangor Hydro (7504) | Demand |  |  |  | REAL_TIME | ACTIVE | Maine |  | ME | ME | Bangor Hydro | Existing | 2.43 | 2.652 | 2.43 | 2.43
40847 | ADCR_87147_Boston (7507) | Demand |  |  |  | REAL_TIME | ACTIVE | Southeast New England |  | MA | NEMA | Boston | Existing | 20.59 | 20.59 | 20.59 | 20.59
40848 | ADCR_87147_Central MA (7515) | Demand |  |  |  | REAL_TIME | ACTIVE | Rest-of-Pool |  | MA | WCMA | Central MA | Existing | 19.412 | 17.828 | 17.828 | 17.828
40849 | ADCR_87147_Eastern CT (7500) | Demand |  |  |  | REAL_TIME | ACTIVE | Rest-of-Pool |  | CT | CT | Eastern CT | Existing | 30.639 | 31.195 | 27 | 27
40850 | ADCR_87147_Lower SEMA (7511) | Demand |  |  |  | REAL_TIME | ACTIVE | Southeast New England |  | MA | SEMA | Lower SEMA | Existing | 6.478 | 6.254 | 6.254 | 6.254
40851 | ADCR_87147_Maine (7505) | Demand |  |  |  | REAL_TIME | ACTIVE | Maine |  | ME | ME | Maine | Existing | 58.299 | 78.975 | 46.41 | 49.41
40852 | ADCR_87147_New Hampshire (7509) | Demand |  |  |  | REAL_TIME | ACTIVE | Northern New England |  | NH | NH | New Hampshire | Existing | 16.596 | 15.877 | 15.877 | 15.877
40853 | ADCR_87147_North Shore (7508) | Demand |  |  |  | REAL_TIME | ACTIVE | Southeast New England |  | MA | NEMA | North Shore | Existing | 3.219 | 3.219 | 3.219 | 3.219
40854 | ADCR_87147_Northern CT (7501) | Demand |  |  |  | REAL_TIME | ACTIVE | Rest-of-Pool |  | CT | CT | Northern CT | Existing | 39.891 | 39.55 | 36.515 | 36.515
40855 | ADCR_87147_Northwest Vermont (7513) | Demand |  |  |  | REAL_TIME | ACTIVE | Northern New England |  | VT | VT | Northwest Vermont | Existing | 24.622 | 28.51 | 24.622 | 24.622
40856 | ADCR_87147_Norwalk - Stamford (7502) | Demand |  |  |  | REAL_TIME | ACTIVE | Rest-of-Pool |  | CT | CT | Norwalk - Stamford | Existing | 3.078 | 3.078 | 1.977 | 1.977
40857 | ADCR_87147_Portland Maine (7506) | Demand |  |  |  | REAL_TIME | ACTIVE | Maine |  | ME | ME | Portland Maine | Existing | 2.11 | 3.212 | 2.11 | 2.11
40858 | ADCR_87147_Rhode Island (7518) | Demand |  |  |  | REAL_TIME | ACTIVE | Southeast New England |  | RI | RI | Rhode Island | Existing | 20.521 | 16.991 | 16.991 | 16.991
40859 | ADCR_87147_SEMA (7512) | Demand |  |  |  | REAL_TIME | ACTIVE | Southeast New England |  | MA | SEMA | SEMA | Existing | 13.754 | 12.102 | 12.102 | 12.102
40860 | ADCR_87147_Seacoast (7510) | Demand |  |  |  | REAL_TIME | ACTIVE | Northern New England |  | NH | NH | Seacoast | Existing | 7.992 | 7.991 | 3.191 | 3.191
40861 | ADCR_87147_Springfield MA (7516) | Demand |  |  |  | REAL_TIME | ACTIVE | Rest-of-Pool |  | MA | WCMA | Springfield MA | Existing | 18.856 | 17.689 | 12.689 | 12.689
40862 | ADCR_87147_Vermont (7514) | Demand |  |  |  | REAL_TIME | ACTIVE | Northern New England |  | VT | VT | Vermont | Existing | 5.81 | 7.112 | 5.81 | 5.81
40863 | ADCR_87147_Western CT (7503) | Demand |  |  |  | REAL_TIME | ACTIVE | Rest-of-Pool |  | CT | CT | Western CT | Existing | 40.354 | 39.433 | 30.533 | 30.533
40864 | ADCR_87147_Western MA (7517) | Demand |  |  |  | REAL_TIME | ACTIVE | Rest-of-Pool |  | MA | WCMA | Western MA | Existing | 20.07 | 19.166 | 19.166 | 19.166
40865 | CT East | Demand |  |  |  | REAL_TIME | ACTIVE | Rest-of-Pool |  | CT | CT | Eastern CT | Existing | 1.35 | 1.35 | 0 | 0
40866 | CT North | Demand |  |  |  | REAL_TIME | ACTIVE | Rest-of-Pool |  | CT | CT | Northern CT | Existing | 2.7 | 2.7 | 0 | 0
40867 | CT West | Demand |  |  |  | REAL_TIME | ACTIVE | Rest-of-Pool |  | CT | CT | Western CT | Existing | 14.22 | 14.22 | 9.3 | 9.3
40868 | NEMA Boston | Demand |  |  |  | REAL_TIME | ACTIVE | Southeast New England |  | MA | NEMA | Boston | Existing | 9.683 | 9.683 | 9.683 | 9.683
40869 | NEMA NS | Demand |  |  |  | REAL_TIME | ACTIVE | Southeast New England |  | MA | NEMA | North Shore | Existing | 0.205 | 0.306 | 0.205 | 0.205
40870 | RI 1 ADCR | Demand |  |  |  | REAL_TIME | ACTIVE | Southeast New England |  | RI | RI | Rhode Island | Existing | 0.745 | 0.745 | 0.745 | 0.745
40871 | SEMA 1 ADCR | Demand |  |  |  | REAL_TIME | ACTIVE | Southeast New England |  | MA | SEMA | SEMA | Existing | 4.397 | 4.397 | 4.397 | 4.397
40872 | WCMA Central Mass | Demand |  |  |  | REAL_TIME | ACTIVE | Rest-of-Pool |  | MA | WCMA | Central MA | Existing | 0.734 | 0.734 | 0 | 0
40889 | RoxWind | Generator | Yes | WT | Wind |  |  | Maine |  | ME | ME |  | Existing | 3.5 | 6 | 3.5 | 6
40896 | BWC French River Solar, LLC | Generator | Yes | PV | Solar |  |  | Rest-of-Pool |  | MA | WCMA |  | Existing | 3.179 | 0 | 3.179 | 0
40901 | Western MA | Demand |  |  |  | REAL_TIME | ACTIVE | Rest-of-Pool |  | MA | WCMA | Western MA | Existing | 3.24 | 3.24 | 3.24 | 3.24
40915 | Medway Grid, LLC | Generator | No | ES | Electricity used for Energy Storage |  |  | Southeast New England |  | MA | SEMA |  | Existing | 250 | 250 | 250 | 250
40919 | Resource Cross Town | Generator | No | ES | Electricity used for Energy Storage |  |  | Maine |  | ME | ME |  | Existing | 175 | 175 | 175 | 175
40925 | ENA Grove St PV | Generator | Yes | PV | Solar |  |  | Rest-of-Pool |  | MA | WCMA |  | Existing | 0.555 | 0 | 0.555 | 0
40933 | Huxley Battery | Generator | No | ES | Solar |  |  | Rest-of-Pool |  | MA | WCMA |  | Existing | 1.754 | 1.754 | 1.754 | 1.754
40936 | ENA Grove Street Storage | Generator | No | ES | Electricity used for Energy Storage |  |  | Rest-of-Pool |  | MA | WCMA |  | Existing | 1.642 | 1.642 | 1.642 | 1.642
40946 | Oakham_Solar | Generator | Yes | PV | Solar |  |  | Rest-of-Pool |  | MA | WCMA |  | Existing | 0.84 | 0.6 | 0.84 | 0.6
40947 | BigelowRd_Solar | Generator | Yes | PV | Solar |  |  | Rest-of-Pool |  | MA | WCMA |  | Existing | 0.485 | 0.223 | 0.485 | 0.223
40948 | Plainfield_Solar | Generator | Yes | PV | Solar |  |  | Rest-of-Pool |  | MA | WCMA |  | Existing | 0.432 | 0 | 0.432 | 0
40949 | Wales_Solar | Generator | Yes | PV | Solar |  |  | Rest-of-Pool |  | MA | WCMA |  | Existing | 0.992 | 0.719 | 0.992 | 0.719
40950 | Hadley_North_Solar | Generator | Yes | PV | Solar |  |  | Rest-of-Pool |  | MA | WCMA |  | Existing | 0.731 | 0.485 | 0.731 | 0.485
40951 | Hadley_South_Solar | Generator | Yes | PV | Solar |  |  | Rest-of-Pool |  | MA | WCMA |  | Existing | 0.877 | 0.484 | 0.877 | 0.484
40952 | Montague Road Solar | Generator | Yes | PV | Solar |  |  | Rest-of-Pool |  | MA | WCMA |  | Existing | 1.508 | 0.969 | 1.508 | 0.969
40960 | Fitchburg Solar | Generator | Yes | PV | Solar |  |  | Rest-of-Pool |  | MA | WCMA |  | Existing | 1.755 | 0.969 | 1.755 | 0.969
40964 | Palmer Solar | Generator | Yes | PV | Solar |  |  | Rest-of-Pool |  | MA | WCMA |  | Existing | 2.125 | 1.2 | 2.125 | 1.2
40970 | Granby Solar | Generator | Yes | PV | Solar |  |  | Rest-of-Pool |  | MA | WCMA |  | Existing | 1.245 | 0.395 | 1.245 | 0.395
40996 | MA_12_2 PV_183 PROVIDENCE ST_UXBRIDGE | Generator | Yes | PV | Solar |  |  | Southeast New England |  | MA | SEMA |  | Existing | 0.133 | 0 | 0.133 | 0
40999 | Charlton PV | Generator | Yes | PV | Solar |  |  | Rest-of-Pool |  | MA | WCMA |  | Existing | 0.701 | 0.485 | 0.701 | 0.485
41001 | Spring Street Renewables | Generator | Yes | PV | Solar |  |  | Southeast New England |  | MA | SEMA |  | Existing | 2.33 | 1.282 | 2.33 | 1.282
41002 | MA_13_2 PV_18 SAMPSON RD_CHARLTON | Generator | Yes | PV | Solar |  |  | Rest-of-Pool |  | MA | WCMA |  | Existing | 0.407 | 0 | 0 | 0
41003 | MA_16_2 PV_109 E HILL RD_MONSON | Generator | Yes | PV | Solar |  |  | Rest-of-Pool |  | MA | WCMA |  | Existing | 0.476 | 0 | 0 | 0
41006 | Syncarpha Westminster - Solar | Generator | Yes | PV | Solar |  |  | Rest-of-Pool |  | MA | WCMA |  | Existing | 0.695 | 0 | 0.695 | 0
41007 | Syncarpha Westminster - Battery | Generator | No | ES | Solar |  |  | Rest-of-Pool |  | MA | WCMA |  | Existing | 1.334 | 1.334 | 1.334 | 1.334
41008 | Syncarpha Halifax - Solar | Generator | Yes | PV | Solar |  |  | Southeast New England |  | MA | SEMA |  | Existing | 0.014 | 0 | 0.014 | 0
41009 | Syncarpha Halifax - Battery | Generator | No | ES | Electricity used for Energy Storage |  |  | Southeast New England |  | MA | SEMA |  | Existing | 0.742 | 0.742 | 0.742 | 0.742
41012 | Borr - Brookwood Dr PV | Generator | Yes | PV | Solar |  |  | Southeast New England |  | MA | SEMA |  | Existing | 0.885 | 0 | 0.885 | 0
41013 | Borr - Brookwood Dr Storage | Generator | No | ES | Electricity used for Energy Storage |  |  | Southeast New England |  | MA | SEMA |  | Existing | 1.334 | 1.334 | 1.334 | 1.334
41015 | Borr - Pleasant St Storage | Generator | No | ES | Electricity used for Energy Storage |  |  | Rest-of-Pool |  | MA | WCMA |  | Existing | 1.971 | 1.971 | 1.971 | 1.971
41021 | Oakhurst Road PV | Generator | Yes | PV | Solar |  |  | Southeast New England |  | MA | SEMA |  | Existing | 0.424 | 0.239 | 0.424 | 0.239
41025 | Douglas PV | Generator | Yes | PV | Solar |  |  | Southeast New England |  | MA | SEMA |  | Existing | 1.836 | 0.763 | 1.836 | 0.763
41029 | Ludlow PV | Generator | Yes | PV | Solar |  |  | Rest-of-Pool |  | MA | WCMA |  | Existing | 1.262 | 0.72 | 1.262 | 0.72
41030 | Rehoboth PV | Generator | Yes | PV | Solar |  |  | Southeast New England |  | MA | SEMA |  | Existing | 1.554 | 0.962 | 1.554 | 0.962
41032 | MA_139_0.2997 PV_1-3 WALKER DR_UPTON | Generator | Yes | PV | Solar |  |  | Southeast New England |  | MA | SEMA |  | Existing | 0.063 | 0 | 0.063 | 0
41035 | MA_285_1 PV_48 PAXTON RD_SPENCER | Generator | Yes | PV | Solar |  |  | Rest-of-Pool |  | MA | WCMA |  | Existing | 0.24 | 0 | 0 | 0
41036 | MA_332_0.333 PV_0 QUABOAG ST_BROOKFIELD | Generator | Yes | PV | Solar |  |  | Rest-of-Pool |  | MA | WCMA |  | Existing | 0.071 | 0 | 0 | 0
41037 | MA_18_2 PV_0 GRIFFIN RD_CHARLTON | Generator | Yes | PV | Solar |  |  | Rest-of-Pool |  | MA | WCMA |  | Existing | 0.435 | 0 | 0 | 0
41038 | MA_299_0.5 PV_0 LUNENBURG RD_LANCASTER | Generator | Yes | PV | Solar |  |  | Rest-of-Pool |  | MA | WCMA |  | Existing | 0.075 | 0 | 0 | 0
41040 | MA_19_1.95 PV_0 OAKHURST RD_SUTTON | Generator | Yes | PV | Solar |  |  | Southeast New England |  | MA | SEMA |  | Existing | 0.444 | 0 | 0.444 | 0
41041 | MA_320_1 PV_307 DUDLEY-RIVER RD_SOUTHBRIDGE | Generator | Yes | PV | Solar |  |  | Rest-of-Pool |  | MA | WCMA |  | Existing | 0.267 | 0 | 0 | 0
41043 | MA_335_1 PV_12 ORCHARD RD_N BROOKFIELD | Generator | Yes | PV | Solar |  |  | Rest-of-Pool |  | MA | WCMA |  | Existing | 0.24 | 0 | 0 | 0
41044 | MA_323_2 PV_19 CARPENTER-HILL RD_CHARLTON | Generator | Yes | PV | Solar |  |  | Rest-of-Pool |  | MA | WCMA |  | Existing | 0.318 | 0 | 0 | 0
41045 | MA_20_1.86 PV_161 HARTFORD AV_MENDON | Generator | Yes | PV | Solar |  |  | Southeast New England |  | MA | SEMA |  | Existing | 0.384 | 0 | 0.384 | 0
41046 | Granby Randall Solar | Generator | Yes | PV | Solar |  |  | Rest-of-Pool |  | MA | WCMA |  | Existing | 0.211 | 0.211 | 0.211 | 0.211
41047 | MA_324_1 PV_10 H PUTNAM-ROAD EX_CHARLTON | Generator | Yes | PV | Solar |  |  | Rest-of-Pool |  | MA | WCMA |  | Existing | 0.262 | 0 | 0 | 0
41048 | MA_25_1.5 PV_675 SIMONDS RD_WILLIAMSTOWN | Generator | Yes | PV | Solar |  |  | Rest-of-Pool |  | MA | WCMA |  | Existing | 0.255 | 0 | 0 | 0
41050 | MA_325_2 PV_91 CARPENTER-HILL RD_CHARLTON | Generator | Yes | PV | Solar |  |  | Rest-of-Pool |  | MA | WCMA |  | Existing | 0.299 | 0 | 0 | 0
41051 | Dalton PV | Generator | Yes | PV | Solar |  |  | Rest-of-Pool |  | MA | WCMA |  | Existing | 1.858 | 0.961 | 1.858 | 0.961
41053 | MA_329_1.98 PV_53 CITY-DEPOT RD_CHARLTON | Generator | Yes | PV | Solar |  |  | Rest-of-Pool |  | MA | WCMA |  | Existing | 0.493 | 0 | 0 | 0
41054 | MA_36_1 PV_307 DUDLEY-RIVER RD_SOUTHBRIDGE | Generator | Yes | PV | Solar |  |  | Rest-of-Pool |  | MA | WCMA |  | Existing | 0.234 | 0 | 0 | 0
41056 | MA_37_1 PV_307 DUDLEY-RIVER RD_SOUTHBRIDGE | Generator | Yes | PV | Solar |  |  | Rest-of-Pool |  | MA | WCMA |  | Existing | 0.247 | 0 | 0 | 0
41059 | MA_40_1 PV_52 W BROOKFIELD RD_N BROOKFIELD | Generator | Yes | PV | Solar |  |  | Rest-of-Pool |  | MA | WCMA |  | Existing | 0.243 | 0 | 0 | 0
41060 | MA_133_0.354 PV_694 MAIN ST_WEST NEWBURY | Generator | Yes | PV | Solar |  |  | Southeast New England |  | MA | NEMA |  | Existing | 0.089 | 0 | 0.089 | 0
41061 | MA_41_1 PV_62 W BROOKFIELD RD_N BROOKFIELD | Generator | Yes | PV | Solar |  |  | Rest-of-Pool |  | MA | WCMA |  | Existing | 0.215 | 0 | 0 | 0
41062 | MA_59_0.984 PV_982 PLEASANT ST_LEOMINSTER | Generator | Yes | PV | Solar |  |  | Rest-of-Pool |  | MA | WCMA |  | Existing | 0.216 | 0 | 0 | 0
41063 | MA_69_0.866 PV_57 BRIGHAM ST_WESTBOROUGH | Generator | Yes | PV | Solar |  |  | Rest-of-Pool |  | MA | WCMA |  | Existing | 0.045 | 0 | 0 | 0
41064 | MA_75_0.743 PV_38 CAPE RD_MENDON | Generator | Yes | PV | Solar |  |  | Southeast New England |  | MA | SEMA |  | Existing | 0.164 | 0 | 0.164 | 0
41065 | Borr - Blodgett Road PV | Generator | Yes | PV | Solar |  |  | Rest-of-Pool |  | MA | WCMA |  | Existing | 0.485 | 0 | 0.485 | 0
41067 | Borr - Blodgett Road Storage | Generator | No | ES | Electricity used for Energy Storage |  |  | Rest-of-Pool |  | MA | WCMA |  | Existing | 1.708 | 1.708 | 1.708 | 1.708
41072 | Revere Battery | Generator | No | ES | Solar |  |  | Rest-of-Pool |  | MA | WCMA |  | Existing | 1.754 | 1.754 | 1.754 | 1.754
41078 | MA_77_0.455 PV_5567R S ATHOL RD_ATHOL | Generator | Yes | PV | Solar |  |  | Rest-of-Pool |  | MA | WCMA |  | Existing | 0.115 | 0 | 0 | 0
41080 | MA_78_0.576 PV_0 PETERSHAM RD_NEW SALEM | Generator | Yes | PV | Solar |  |  | Rest-of-Pool |  | MA | WCMA |  | Existing | 0.096 | 0 | 0 | 0
41081 | MA_80_0.5 PV_36 STOCKBRIDGE RD_W STOCKBRIDGE | Generator | Yes | PV | Solar |  |  | Rest-of-Pool |  | MA | WCMA |  | Existing | 0.102 | 0 | 0 | 0
41082 | MA_122_0.419 PV_600 LONGWATER DR_NORWELL | Generator | Yes | PV | Solar |  |  | Southeast New England |  | MA | SEMA |  | Existing | 0.12 | 0 | 0.12 | 0
41083 | MA_22_1.67 PV_60 MARTIN ST_REHOBOTH | Generator | Yes | PV | Solar |  |  | Southeast New England |  | MA | SEMA |  | Existing | 0.412 | 0 | 0.412 | 0
41084 | MA_90_0.499 PV_1940 BARRE RD_NEW BRAINTREE | Generator | Yes | PV | Solar |  |  | Rest-of-Pool |  | MA | WCMA |  | Existing | 0.124 | 0 | 0 | 0
41085 | MA_118_0.4 PV_55 DUDLEY OXFORD RD_DUDLEY | Generator | Yes | PV | Solar |  |  | Rest-of-Pool |  | MA | WCMA |  | Existing | 0.1 | 0 | 0 | 0
41086 | MA_336_1.98 PV_28 CURTIS-HILL RD_CHARLTON | Generator | Yes | PV | Solar |  |  | Rest-of-Pool |  | MA | WCMA |  | Existing | 0.486 | 0 | 0 | 0
41087 | MA_341_0.495 PV_20 CLAPP ST_NORTON | Generator | Yes | PV | Solar |  |  | Southeast New England |  | MA | SEMA |  | Existing | 0.023 | 0 | 0.023 | 0
41088 | MA_342_0.495 PV_36 CLAPP ST_NORTON | Generator | Yes | PV | Solar |  |  | Southeast New England |  | MA | SEMA |  | Existing | 0.023 | 0 | 0.023 | 0
41089 | MA_347_0.48 PV_51 SEARS RD_SOUTHBOROUGH | Generator | Yes | PV | Solar |  |  | Rest-of-Pool |  | MA | WCMA |  | Existing | 0.023 | 0 | 0 | 0
41090 | MA_353_1 PV_197 PROVIDENCE ST_UXBRIDGE | Generator | Yes | PV | Solar |  |  | Southeast New England |  | MA | SEMA |  | Existing | 0.064 | 0 | 0.064 | 0
41091 | MA_361_0.75 PV_0 FAIRLEE LN_NORTON | Generator | Yes | PV | Solar |  |  | Southeast New England |  | MA | SEMA |  | Existing | 0.044 | 0 | 0.044 | 0
41093 | MA_442_0.5 PV_0 FAIRLEE LN_NORTON | Generator | Yes | PV | Solar |  |  | Southeast New England |  | MA | SEMA |  | Existing | 0.024 | 0 | 0.024 | 0
41097 | Syncarpha Millbury - Solar | Generator | Yes | PV | Solar |  |  | Rest-of-Pool |  | MA | WCMA |  | Existing | 0.436 | 0 | 0.436 | 0
41098 | Syncarpha Millbury - Battery | Generator | No | ES | Solar |  |  | Rest-of-Pool |  | MA | WCMA |  | Existing | 1.778 | 1.778 | 1.778 | 1.778
41104 | MA_21_1.725 PV_139 SHUMAN AV_STOUGHTON | Generator | Yes | PV | Solar |  |  | Southeast New England |  | MA | SEMA |  | Existing | 0.436 | 0 | 0.436 | 0
41105 | MA_3_4.89 PV_14 BELCHER ST_PLAINVILLE | Generator | Yes | PV | Solar |  |  | Southeast New England |  | MA | SEMA |  | Existing | 0.849 | 0 | 0.849 | 0
41107 | MA_61_0.972 PV_0 STATE RD_PHILLIPSTON | Generator | Yes | PV | Solar |  |  | Rest-of-Pool |  | MA | WCMA |  | Existing | 0.246 | 0 | 0 | 0
41108 | MA_88_0.499 PV_100 WARE ST_PALMER | Generator | Yes | PV | Solar |  |  | Rest-of-Pool |  | MA | WCMA |  | Existing | 0.095 | 0 | 0 | 0
41110 | MA_94_0.499 PV_22 SUNSET LN_SPENCER | Generator | Yes | PV | Solar |  |  | Rest-of-Pool |  | MA | WCMA |  | Existing | 0.121 | 0 | 0 | 0
41111 | MA_95_0.499 PV_22 SUNSET LN_SPENCER | Generator | Yes | PV | Solar |  |  | Rest-of-Pool |  | MA | WCMA |  | Existing | 0.114 | 0 | 0 | 0
41112 | MA_108_0.48 PV_51 ELLIS RD_WESTMINSTER | Generator | Yes | PV | Solar |  |  | Rest-of-Pool |  | MA | WCMA |  | Existing | 0.112 | 0 | 0 | 0
41113 | MA_201_1.656 PV_788 WOOD ST_SWANSEA | Generator | Yes | PV | Solar |  |  | Southeast New England |  | MA | SEMA |  | Existing | 0.353 | 0 | 0.353 | 0
41117 | MA_14_2 PV_81 N LIBERTY ST_BELCHERTOWN | Generator | Yes | PV | Solar |  |  | Rest-of-Pool |  | MA | WCMA |  | Existing | 0.447 | 0 | 0 | 0
41120 | MA_110_0.48 PV_107 NEW-BRAINTREE RD_N BROOKFIELD | Generator | Yes | PV | Solar |  |  | Rest-of-Pool |  | MA | WCMA |  | Existing | 0.121 | 0 | 0 | 0
41121 | MA_109_0.48 PV_771 S BARRE RD_BARRE | Generator | Yes | PV | Solar |  |  | Rest-of-Pool |  | MA | WCMA |  | Existing | 0.118 | 0 | 0 | 0
41123 | MA_131_0.3663 PV_47 SUMNER ST_MILFORD | Generator | Yes | PV | Solar |  |  | Southeast New England |  | MA | SEMA |  | Existing | 0.05 | 0 | 0.05 | 0
41125 | MA_15_2 PV_270 FRANKLIN ST_BELCHERTOWN | Generator | Yes | PV | Solar |  |  | Rest-of-Pool |  | MA | WCMA |  | Existing | 0.416 | 0 | 0 | 0
41126 | MA_30_1 PV_225 OLD-SPRINGFIELD RD_BELCHERTOWN | Generator | Yes | PV | Solar |  |  | Rest-of-Pool |  | MA | WCMA |  | Existing | 0.213 | 0 | 0 | 0
41128 | MA_31_1 PV_36 MILFORD ST_MENDON | Generator | Yes | PV | Solar |  |  | Southeast New England |  | MA | SEMA |  | Existing | 0.185 | 0 | 0.185 | 0
41129 | MA_33_1 PV_223 S ASHBURNHAM RD_WESTMINSTER | Generator | Yes | PV | Solar |  |  | Rest-of-Pool |  | MA | WCMA |  | Existing | 0.277 | 0 | 0 | 0
41130 | MA_89_0.499 PV_61 STONY-HILL RD_HAMPDEN | Generator | Yes | PV | Solar |  |  | Rest-of-Pool |  | MA | WCMA |  | Existing | 0.056 | 0 | 0 | 0
41131 | MA_91_0.499 PV_223 S ASHBURNHAM RD_WESTMINSTER | Generator | Yes | PV | Solar |  |  | Rest-of-Pool |  | MA | WCMA |  | Existing | 0.125 | 0 | 0 | 0
41132 | MA_103_0.494 PV_95 OLD-RIVER RD_ANDOVER | Generator | Yes | PV | Solar |  |  | Rest-of-Pool |  | MA | WCMA |  | Existing | 0.109 | 0 | 0 | 0
41134 | MA_143_0.27 PV_58 NORFOLK AV_SOUTH EASTON | Generator | Yes | PV | Solar |  |  | Southeast New England |  | MA | SEMA |  | Existing | 0.048 | 0 | 0.048 | 0
41135 | MA_225_1.123 PV_0 ADIRONDACK LN_WESTPORT | Generator | Yes | PV | Solar |  |  | Southeast New England |  | MA | SEMA |  | Existing | 0.322 | 0 | 0.322 | 0
41136 | MA_226_1.5 PV_0 ADIRONDACK LN_WESTPORT | Generator | Yes | PV | Solar |  |  | Southeast New England |  | MA | SEMA |  | Existing | 0.436 | 0 | 0.436 | 0
41139 | MA_288_4.68 PV_67 PLEASANTDALE RD_RUTLAND | Generator | Yes | PV | Solar |  |  | Rest-of-Pool |  | MA | WCMA |  | Existing | 0.95 | 0 | 0 | 0
41140 | MA_290_1 PV_394 PLEASANTDALE RD_RUTLAND | Generator | Yes | PV | Solar |  |  | Rest-of-Pool |  | MA | WCMA |  | Existing | 0.218 | 0 | 0 | 0
41141 | MA_305_0.95 PV_0 BAY-PATH RD_CHARLTON | Generator | Yes | PV | Solar |  |  | Rest-of-Pool |  | MA | WCMA |  | Existing | 0.16 | 0 | 0 | 0
41142 | MA_100_0.5 PV_55 DUDLEY OXFORD RD_DUDLEY | Generator | Yes | PV | Solar |  |  | Rest-of-Pool |  | MA | WCMA |  | Existing | 0.097 | 0 | 0 | 0
41143 | MA_306_0.95 PV_0 BAY-PATH RD_CHARLTON | Generator | Yes | PV | Solar |  |  | Rest-of-Pool |  | MA | WCMA |  | Existing | 0.145 | 0 | 0 | 0
41144 | MA_310_1 PV_0 FARLEY RD_DUDLEY | Generator | Yes | PV | Solar |  |  | Rest-of-Pool |  | MA | WCMA |  | Existing | 0.199 | 0 | 0 | 0
41145 | MA_337_1.9 PV_800 SPRING ST_WINCHENDON | Generator | Yes | PV | Solar |  |  | Rest-of-Pool |  | MA | WCMA |  | Existing | 0.388 | 0 | 0 | 0
41146 | MA_101_0.5 PV_55 DUDLEY OXFORD RD_DUDLEY | Generator | Yes | PV | Solar |  |  | Rest-of-Pool |  | MA | WCMA |  | Existing | 0.086 | 0 | 0 | 0
41147 | MA_339_1 PV_0 HILL ST_NORTON | Generator | Yes | PV | Solar |  |  | Southeast New England |  | MA | SEMA |  | Existing | 0.226 | 0 | 0.226 | 0
41148 | MA_349_0.741 PV_53 OTIS ST_WESTBOROUGH | Generator | Yes | PV | Solar |  |  | Rest-of-Pool |  | MA | WCMA |  | Existing | 0.04 | 0 | 0 | 0
41149 | MA_113_0.476 PV_1788 G-A-R HW_SWANSEA | Generator | Yes | PV | Solar |  |  | Southeast New England |  | MA | SEMA |  | Existing | 0.106 | 0 | 0.106 | 0
41150 | MA_354_0.49 PV_142 WEST ST_HOPEDALE | Generator | Yes | PV | Solar |  |  | Southeast New England |  | MA | SEMA |  | Existing | 0.078 | 0 | 0.078 | 0
41151 | MA_355_0.266 PV_1 KENWOOD CI_FRANKLIN | Generator | Yes | PV | Solar |  |  | Southeast New England |  | MA | SEMA |  | Existing | 0.055 | 0 | 0.055 | 0
41152 | MA_378_2 PV_0 BRODIE-MOUNTAIN RD_HANCOCK | Generator | Yes | PV | Solar |  |  | Rest-of-Pool |  | MA | WCMA |  | Existing | 0.449 | 0 | 0 | 0
41153 | MA_134_0.311 PV_1006 TEMPLETON RD_ATHOL | Generator | Yes | PV | Solar |  |  | Rest-of-Pool |  | MA | WCMA |  | Existing | 0.063 | 0 | 0 | 0
41154 | MA_385_2.55 PV_0 PETERSON ST_PALMER | Generator | Yes | PV | Solar |  |  | Rest-of-Pool |  | MA | WCMA |  | Existing | 0.542 | 0 | 0 | 0
41155 | Plainfield_Storage | Generator | No | ES | Electricity used for Energy Storage |  |  | Rest-of-Pool |  | MA | WCMA |  | Existing | 0.485 | 0.485 | 0.485 | 0.485
41159 | MA_202_0.48 PV_719 GUELPHWOOD RD_SOUTHBRIDGE | Generator | Yes | PV | Solar |  |  | Rest-of-Pool |  | MA | WCMA |  | Existing | 0.112 | 0 | 0 | 0
41160 | MA_296_3 PV_267 BROCKELMAN RD_LANCASTER | Generator | Yes | PV | Solar |  |  | Rest-of-Pool |  | MA | WCMA |  | Existing | 0.616 | 0 | 0 | 0
41162 | Syncarpha Northampton - Solar | Generator | Yes | PV | Solar |  |  | Rest-of-Pool |  | MA | WCMA |  | Existing | 0.619 | 0 | 0.619 | 0
41164 | MA_308_2 PV_496 STAFFORD ST_LEICESTER | Generator | Yes | PV | Solar |  |  | Rest-of-Pool |  | MA | WCMA |  | Existing | 0.184 | 0 | 0 | 0
41173 | MA_312_0.48 PV_720 GUELPHWOOD RD_SOUTHBRIDGE | Generator | Yes | PV | Solar |  |  | Rest-of-Pool |  | MA | WCMA |  | Existing | 0.12 | 0 | 0 | 0
41174 | MA_313_0.48 PV_721 GUELPHWOOD RD_SOUTHBRIDGE | Generator | Yes | PV | Solar |  |  | Rest-of-Pool |  | MA | WCMA |  | Existing | 0.118 | 0 | 0 | 0
41175 | MA_314_0.48 PV_722 GUELPHWOOD RD_SOUTHBRIDGE | Generator | Yes | PV | Solar |  |  | Rest-of-Pool |  | MA | WCMA |  | Existing | 0.116 | 0 | 0 | 0
41176 | Syncarpha Northampton - Battery | Generator | No | ES | Solar |  |  | Rest-of-Pool |  | MA | WCMA |  | Existing | 0.889 | 0.889 | 0.889 | 0.889
41177 | Syncarpha Northbridge 1 - Solar | Generator | Yes | PV | Solar |  |  | Southeast New England |  | MA | SEMA |  | Existing | 0.436 | 0 | 0.436 | 0
41179 | Syncarpha Northbridge 1 - Battery | Generator | No | ES | Solar |  |  | Southeast New England |  | MA | SEMA |  | Existing | 1.778 | 1.778 | 1.778 | 1.778
41181 | MA_315_0.48 PV_725 GUELPHWOOD RD_SOUTHBRIDGE | Generator | Yes | PV | Solar |  |  | Rest-of-Pool |  | MA | WCMA |  | Existing | 0.103 | 0 | 0 | 0
41182 | MA_338_2 PV_808 WEST ST_GARDNER | Generator | Yes | PV | Solar |  |  | Rest-of-Pool |  | MA | WCMA |  | Existing | 0.464 | 0 | 0 | 0
41183 | Syncarpha Northbridge 2 - Solar | Generator | Yes | PV | Solar |  |  | Southeast New England |  | MA | SEMA |  | Existing | 0.879 | 0 | 0.879 | 0
41184 | MA_363_1.5 PV_114 PROSPECT ST_SOUTH EASTON | Generator | Yes | PV | Solar |  |  | Southeast New England |  | MA | SEMA |  | Existing | 0.264 | 0 | 0.264 | 0
41185 | Syncarpha Northbridge 2 - Battery | Generator | No | ES | Solar |  |  | Southeast New England |  | MA | SEMA |  | Existing | 1.334 | 1.334 | 1.334 | 1.334
41186 | MA_402_0.48 PV_250 SPRING-HILL RD_BARRE | Generator | Yes | PV | Solar |  |  | Rest-of-Pool |  | MA | WCMA |  | Existing | 0.081 | 0 | 0 | 0
41187 | Syncarpha Puddon 1 - Solar | Generator | Yes | PV | Solar |  |  | Southeast New England |  | MA | SEMA |  | Existing | 0.436 | 0 | 0.436 | 0
41188 | MA_403_0.48 PV_252 SPRING-HILL RD_BARRE | Generator | Yes | PV | Solar |  |  | Rest-of-Pool |  | MA | WCMA |  | Existing | 0.063 | 0 | 0 | 0
41189 | Syncarpha Puddon 1 - Battery | Generator | No | ES | Solar |  |  | Southeast New England |  | MA | SEMA |  | Existing | 1.778 | 1.778 | 1.778 | 1.778
41190 | MA_404_0.48 PV_253 SPRING-HILL RD_BARRE | Generator | Yes | PV | Solar |  |  | Rest-of-Pool |  | MA | WCMA |  | Existing | 0.052 | 0 | 0 | 0
41191 | Syncarpha Puddon 2 - Solar | Generator | Yes | PV | Solar |  |  | Southeast New England |  | MA | SEMA |  | Existing | 0.436 | 0 | 0.436 | 0
41192 | MA_434_1.992 PV_4 MIDDLE RD_NEWBURY | Generator | Yes | PV | Solar |  |  | Southeast New England |  | MA | NEMA |  | Existing | 0.443 | 0 | 0.443 | 0
41193 | Syncarpha Puddon 2 - Battery | Generator | No | ES | Solar |  |  | Southeast New England |  | MA | SEMA |  | Existing | 1.778 | 1.778 | 1.778 | 1.778
41194 | DWW Solar II | Generator | Yes | PV | Solar |  |  | Rest-of-Pool |  | CT | CT |  | Existing | 7.195 | 0 | 7.195 | 0
41195 | MA_287_0.499 PV_0 WESTBOROUGH ST_MILLBURY | Generator | Yes | PV | Solar |  |  | Rest-of-Pool |  | MA | WCMA |  | Existing | 0.099 | 0 | 0 | 0
41196 | Syncarpha Tewksbury - Solar | Generator | Yes | PV | Solar |  |  | Southeast New England |  | MA | NEMA |  | Existing | 0.542 | 0 | 0.542 | 0
41197 | MA_292_0.236 PV_0 SCULLEY RD_AYER | Generator | Yes | PV | Solar |  |  | Rest-of-Pool |  | MA | WCMA |  | Existing | 0.06 | 0 | 0 | 0
41198 | MA_357_2 PV_65 ELM ST_FOXBORO | Generator | Yes | PV | Solar |  |  | Southeast New England |  | MA | SEMA |  | Existing | 0.114 | 0 | 0.114 | 0
41199 | MA_298_0.9976 PV_0 LAWTON RD_SHIRLEY | Generator | Yes | PV | Solar |  |  | Rest-of-Pool |  | MA | WCMA |  | Existing | 0.198 | 0 | 0 | 0
41200 | Syncarpha Tewksbury - Storage | Generator | No | ES | Solar |  |  | Southeast New England |  | MA | NEMA |  | Existing | 0.889 | 0.889 | 0.889 | 0.889
41201 | MA_303_2.7 PV_43 ESTABROOK ST_GRAFTON | Generator | Yes | PV | Solar |  |  | Rest-of-Pool |  | MA | WCMA |  | Existing | 0.642 | 0 | 0 | 0
41202 | MA_352_0.728 PV_62 COMMERCE DR_UXBRIDGE | Generator | Yes | PV | Solar |  |  | Southeast New England |  | MA | SEMA |  | Existing | 0.033 | 0 | 0.033 | 0
41203 | MA_317_2.5 PV_294 SOUTHBRIDGE RD_CHARLTON | Generator | Yes | PV | Solar |  |  | Rest-of-Pool |  | MA | WCMA |  | Existing | 0.479 | 0 | 0 | 0
41204 | MA_358_1.2 PV_40 E BELCHER RD_FOXBORO | Generator | Yes | PV | Solar |  |  | Southeast New England |  | MA | SEMA |  | Existing | 0.075 | 0 | 0.075 | 0
41207 | MA_364_0.420147 PV_100 LOTHROP ST_NORTH EASTON | Generator | Yes | PV | Solar |  |  | Southeast New England |  | MA | SEMA |  | Existing | 0.083 | 0 | 0.083 | 0
41209 | MA_318_1.5 PV_247 BLACKMERE RD_SOUTHBRIDGE | Generator | Yes | PV | Solar |  |  | Rest-of-Pool |  | MA | WCMA |  | Existing | 0.257 | 0 | 0 | 0
41211 | MA_368_0.42 PV_81 CEDAR ST_COHASSET | Generator | Yes | PV | Solar |  |  | Southeast New England |  | MA | SEMA |  | Existing | 0.094 | 0 | 0.094 | 0
41213 | MA_390_0.952 PV_87 SPRING ST_WEST WARREN | Generator | Yes | PV | Solar |  |  | Rest-of-Pool |  | MA | WCMA |  | Existing | 0.22 | 0 | 0 | 0
41214 | MA_319_1.5 PV_247 BLACKMERE RD_SOUTHBRIDGE | Generator | Yes | PV | Solar |  |  | Rest-of-Pool |  | MA | WCMA |  | Existing | 0.305 | 0 | 0 | 0
41216 | MA_400_0.452 PV_914 WEST ST_LUDLOW | Generator | Yes | PV | Solar |  |  | Rest-of-Pool |  | MA | WCMA |  | Existing | 0.076 | 0 | 0 | 0
41217 | MA_334_1 PV_12A ORCHARD RD_N BROOKFIELD | Generator | Yes | PV | Solar |  |  | Rest-of-Pool |  | MA | WCMA |  | Existing | 0.237 | 0 | 0 | 0
41218 | MA_410_2.355 PV_170 GLENDALE RD_NORTHAMPTON | Generator | Yes | PV | Solar |  |  | Rest-of-Pool |  | MA | WCMA |  | Existing | 0.577 | 0 | 0 | 0
41219 | MA_417_0.499 PV_659 S MAIN ST_GT BARRINGTON | Generator | Yes | PV | Solar |  |  | Rest-of-Pool |  | MA | WCMA |  | Existing | 0.111 | 0 | 0 | 0
41220 | MA_423_1.296 PV_515 MAIN ST_SAUGUS | Generator | Yes | PV | Solar |  |  | Southeast New England |  | MA | NEMA |  | Existing | 0.307 | 0 | 0.307 | 0
41221 | MA_425_0.84 PV_39 TOZER RD_BEVERLY | Generator | Yes | PV | Solar |  |  | Southeast New England |  | MA | NEMA |  | Existing | 0.108 | 0 | 0.108 | 0
41222 | MA_431_0.5 PV_105 RABBIT RD_SALISBURY | Generator | Yes | PV | Solar |  |  | Southeast New England |  | MA | NEMA |  | Existing | 0.118 | 0 | 0.118 | 0
41225 | TJA Shoemaker Lane PV | Generator | Yes | PV | Solar |  |  | Rest-of-Pool |  | MA | WCMA |  | Existing | 0.885 | 0 | 0.885 | 0
41226 | TJA Shoemaker Lane Storage | Generator | No | ES | Electricity used for Energy Storage |  |  | Rest-of-Pool |  | MA | WCMA |  | Existing | 1.314 | 1.314 | 1.314 | 1.314
41228 | MA_32_1 PV_300 S MAIN ST_HOPEDALE | Generator | Yes | PV | Solar |  |  | Southeast New England |  | MA | SEMA |  | Existing | 0.221 | 0 | 0.221 | 0
41231 | MA_7_3.78 PV_2 JOHNSON DR_RANDOLPH | Generator | Yes | PV | Solar |  |  | Southeast New England |  | MA | SEMA |  | Existing | 0.825 | 0 | 0.825 | 0
41234 | MA_9_3.084 PV_35 UNITED DR_W BRIDGEWATER | Generator | Yes | PV | Solar |  |  | Southeast New England |  | MA | SEMA |  | Existing | 0.221 | 0 | 0.221 | 0
41237 | MA_395_2 PV_201 Sturbridge Road_Brimfield | Generator | Yes | PV | Solar |  |  | Rest-of-Pool |  | MA | WCMA |  | Existing | 0.756 | 0 | 0 | 0
41238 | MA_440_2 PV_48 Ayers Village Rd_METHUEN | Generator | Yes | PV | Solar |  |  | Southeast New England |  | MA | NEMA |  | Existing | 0.431 | 0 | 0.431 | 0
41241 | MA_47_0.996 PV_1291 BROADWAY_HAVERHILL | Generator | Yes | PV | Solar |  |  | Southeast New England |  | MA | NEMA |  | Existing | 0.225 | 0 | 0.225 | 0
41242 | MA_48_0.996 PV_150 OAK ST_SWANSEA | Generator | Yes | PV | Solar |  |  | Southeast New England |  | MA | SEMA |  | Existing | 0.267 | 0 | 0.267 | 0
41244 | MA_53_0.99 PV_190 BALDWINVILLE RD_PHILLIPSTON | Generator | Yes | PV | Solar |  |  | Rest-of-Pool |  | MA | WCMA |  | Existing | 0.21 | 0 | 0 | 0
41245 | MA_62_0.96 PV_232 GARDNER RD_HUBBARDSTON | Generator | Yes | PV | Solar |  |  | Rest-of-Pool |  | MA | WCMA |  | Existing | 0.156 | 0 | 0 | 0
41246 | MA_63_0.96 PV_240 GARDNER RD_HUBBARDSTON | Generator | Yes | PV | Solar |  |  | Rest-of-Pool |  | MA | WCMA |  | Existing | 0.148 | 0 | 0 | 0
41248 | MA_66_0.85 PV_56 WALKER RD_SHIRLEY | Generator | Yes | PV | Solar |  |  | Rest-of-Pool |  | MA | WCMA |  | Existing | 0.141 | 0 | 0 | 0
41249 | MA_67_0.92 PV_7 NEW-ATHOL RD_ORANGE | Generator | Yes | PV | Solar |  |  | Rest-of-Pool |  | MA | WCMA |  | Existing | 0.166 | 0 | 0 | 0
41250 | MA_82_0.499 PV_39 STONY-HILL RD_HAMPDEN | Generator | Yes | PV | Solar |  |  | Rest-of-Pool |  | MA | WCMA |  | Existing | 0.078 | 0 | 0 | 0
41251 | MA_92_0.499 PV_0 S STATE ST_NORTH ADAMS | Generator | Yes | PV | Solar |  |  | Rest-of-Pool |  | MA | WCMA |  | Existing | 0.096 | 0 | 0 | 0
41254 | MA_316_0.984 PV_726 GUELPHWOOD RD_SOUTHBRIDGE | Generator | Yes | PV | Solar |  |  | Rest-of-Pool |  | MA | WCMA |  | Existing | 0.233 | 0 | 0 | 0
41256 | MA_17_3.96 PV_466 STAFFORD ST_LEICESTER | Generator | Yes | PV | Solar |  |  | Rest-of-Pool |  | MA | WCMA |  | Existing | 0.455 | 0 | 0 | 0
41257 | MA_43_1 PV_72 W DUDLEY RD_DUDLEY | Generator | Yes | PV | Solar |  |  | Rest-of-Pool |  | MA | WCMA |  | Existing | 0.197 | 0 | 0 | 0
41258 | MA_44_1 PV_72 W DUDLEY RD_DUDLEY | Generator | Yes | PV | Solar |  |  | Rest-of-Pool |  | MA | WCMA |  | Existing | 0.189 | 0 | 0 | 0
41259 | MA_50_0.984 PV_173 NASHUA RD_PEPPERELL | Generator | Yes | PV | Solar |  |  | Rest-of-Pool |  | MA | WCMA |  | Existing | 0.222 | 0 | 0 | 0
41260 | MA_102_0.4929 PV_0 WEST ST_W BRIDGEWATER | Generator | Yes | PV | Solar |  |  | Southeast New England |  | MA | SEMA |  | Existing | 0.118 | 0 | 0.118 | 0
41261 | MA_51_0.99 PV_127 GOSHEN RD_WILLIAMSBURG | Generator | Yes | PV | Solar |  |  | Rest-of-Pool |  | MA | WCMA |  | Existing | 0.225 | 0 | 0 | 0
41262 | MA_54_0.99 PV_1006 RIVER RD_CLARKSBURG | Generator | Yes | PV | Solar |  |  | Rest-of-Pool |  | MA | WCMA |  | Existing | 0.224 | 0 | 0 | 0
41263 | MA_55_0.99 PV_251 RESERVOIR RD_NORTH ADAMS | Generator | Yes | PV | Solar |  |  | Rest-of-Pool |  | MA | WCMA |  | Existing | 0.222 | 0 | 0 | 0
41264 | MA_200_4.016 PV_33 GILBERTVILLE RD_WARE | Generator | Yes | PV | Solar |  |  | Rest-of-Pool |  | MA | WCMA |  | Existing | 1.036 | 0 | 0 | 0
41265 | MA_56_0.99 PV_251 RESERVOIR RD_NORTH ADAMS | Generator | Yes | PV | Solar |  |  | Rest-of-Pool |  | MA | WCMA |  | Existing | 0.152 | 0 | 0 | 0
41266 | MA_280_6.5 PV_20 NIPPNAPP TR_WORCESTER | Generator | Yes | PV | Solar |  |  | Rest-of-Pool |  | MA | WCMA |  | Existing | 0.355 | 0 | 0 | 0
41267 | MA_57_0.96 PV_80 WORCESTER-PROVIDENCE TP_SUTTON | Generator | Yes | PV | Solar |  |  | Rest-of-Pool |  | MA | WCMA |  | Existing | 0.148 | 0 | 0 | 0
41268 | MA_58_0.99 PV_207 PROVIDENCE RD_GRAFTON | Generator | Yes | PV | Solar |  |  | Rest-of-Pool |  | MA | WCMA |  | Existing | 0.24 | 0 | 0 | 0
41269 | MA_289_0.99 PV_3 KENWOOD CT_RUTLAND | Generator | Yes | PV | Solar |  |  | Rest-of-Pool |  | MA | WCMA |  | Existing | 0.148 | 0 | 0 | 0
41270 | MA_65_0.95 PV_890 MONAHAN DR_UXBRIDGE | Generator | Yes | PV | Solar |  |  | Southeast New England |  | MA | SEMA |  | Existing | 0.044 | 0 | 0.044 | 0
41271 | MA_72_0.644 PV_128 BAY-STATE RD_REHOBOTH | Generator | Yes | PV | Solar |  |  | Southeast New England |  | MA | SEMA |  | Existing | 0.11 | 0 | 0.11 | 0
41272 | MA_291_0.26 PV_297 AYER RD_HARVARD | Generator | Yes | PV | Solar |  |  | Rest-of-Pool |  | MA | WCMA |  | Existing | 0.084 | 0 | 0 | 0
41273 | MA_74_0.75 PV_2720 BOSTON RD_WILBRAHAM | Generator | Yes | PV | Solar |  |  | Rest-of-Pool |  | MA | WCMA |  | Existing | 0.173 | 0 | 0 | 0
41274 | MA_293_2 PV_56 WALKER RD_SHIRLEY | Generator | Yes | PV | Solar |  |  | Rest-of-Pool |  | MA | WCMA |  | Existing | 0.294 | 0 | 0 | 0
41275 | MA_84_0.452 PV_188 EAST ST_GRANBY | Generator | Yes | PV | Solar |  |  | Rest-of-Pool |  | MA | WCMA |  | Existing | 0.116 | 0 | 0 | 0
41276 | MA_85_0.452 PV_190 EAST ST_GRANBY | Generator | Yes | PV | Solar |  |  | Rest-of-Pool |  | MA | WCMA |  | Existing | 0.104 | 0 | 0 | 0
41277 | MA_294_1.08 PV_111 ADAMS RD_CLINTON | Generator | Yes | PV | Solar |  |  | Rest-of-Pool |  | MA | WCMA |  | Existing | 0.25 | 0 | 0 | 0
41278 | MA_86_0.452 PV_229R EAST ST_GRANBY | Generator | Yes | PV | Solar |  |  | Rest-of-Pool |  | MA | WCMA |  | Existing | 0.103 | 0 | 0 | 0
41279 | MA_87_0.452 PV_220R EAST ST_GRANBY | Generator | Yes | PV | Solar |  |  | Rest-of-Pool |  | MA | WCMA |  | Existing | 0.108 | 0 | 0 | 0
41280 | MA_321_1 PV_1 HARE RD_STURBRIDGE | Generator | Yes | PV | Solar |  |  | Rest-of-Pool |  | MA | WCMA |  | Existing | 0.185 | 0 | 0 | 0
41281 | MA_326_0.499 PV_154 CENTER-DEPOT RD_CHARLTON | Generator | Yes | PV | Solar |  |  | Rest-of-Pool |  | MA | WCMA |  | Existing | 0.109 | 0 | 0 | 0
41282 | MA_327_0.499 PV_142 BROOKFIELD RD_CHARLTON | Generator | Yes | PV | Solar |  |  | Rest-of-Pool |  | MA | WCMA |  | Existing | 0.112 | 0 | 0 | 0
41283 | MA_328_0.499 PV_111 BROOKFIELD RD_CHARLTON | Generator | Yes | PV | Solar |  |  | Rest-of-Pool |  | MA | WCMA |  | Existing | 0.107 | 0 | 0 | 0
41295 | MA_436_1 PV_0 KENSINGTON AV_METHUEN | Generator | Yes | PV | Solar |  |  | Southeast New England |  | MA | NEMA |  | Existing | 0.171 | 0 | 0.171 | 0
41297 | MA_437_0.48 PV_251 Spring Hill Road_Barre | Generator | Yes | PV | Solar |  |  | Rest-of-Pool |  | MA | WCMA |  | Existing | 0.089 | 0 | 0 | 0
41298 | MA_432_0.75 PV_7A SPOFFORD RD_BOXFORD | Generator | Yes | PV | Solar |  |  | Southeast New England |  | MA | NEMA |  | Existing | 0.162 | 0 | 0.162 | 0
41299 | MA_382_0.48 PV_2553 BARRE RD_HARDWICK | Generator | Yes | PV | Solar |  |  | Rest-of-Pool |  | MA | WCMA |  | Existing | 0.112 | 0 | 0 | 0
41300 | MA_383_0.48 PV_0 CLEVELAND RD_HARDWICK | Generator | Yes | PV | Solar |  |  | Rest-of-Pool |  | MA | WCMA |  | Existing | 0.108 | 0 | 0 | 0
41301 | MA_392_0.99 PV_581 SOUTH ST_WARREN | Generator | Yes | PV | Solar |  |  | Rest-of-Pool |  | MA | WCMA |  | Existing | 0.248 | 0 | 0 | 0
41302 | MA_412_0.996 PV_700 W SHAFT RD_NORTH ADAMS | Generator | Yes | PV | Solar |  |  | Rest-of-Pool |  | MA | WCMA |  | Existing | 0.233 | 0 | 0 | 0
41306 | Happy Hollow Road Solar 1 (ESS) | Generator | No | ES | Electricity used for Energy Storage |  |  | Rest-of-Pool |  | MA | WCMA |  | Existing | 1.423 | 1.423 | 1.423 | 1.423
41309 | MA_4_4.995 PV_311 EMERY ST_PALMER | Generator | Yes | PV | Solar |  |  | Rest-of-Pool |  | MA | WCMA |  | Existing | 1.107 | 0 | 0 | 0
41311 | MA_68_0.9 PV_500 DUNSTABLE RD_TYNGSBORO | Generator | Yes | PV | Solar |  |  | Rest-of-Pool |  | MA | WCMA |  | Existing | 0.189 | 0 | 0 | 0
41312 | Happy Hollow Road Solar 1 (PV) | Generator | Yes | PV | Solar |  |  | Rest-of-Pool |  | MA | WCMA |  | Existing | 0.778 | 0 | 0.778 | 0
41313 | MA_70_0.99 PV_194 BERKSHIRE TR E_GOSHEN | Generator | Yes | PV | Solar |  |  | Rest-of-Pool |  | MA | WCMA |  | Existing | 0.193 | 0 | 0 | 0
41314 | Kear - S Martin PV | Generator | Yes | PV | Solar |  |  | Southeast New England |  | MA | NEMA |  | Existing | 0.569 | 0 | 0.569 | 0
41315 | Kear - S Martin Rd Storage | Generator | No | ES | Electricity used for Energy Storage |  |  | Southeast New England |  | MA | NEMA |  | Existing | 0.667 | 0.667 | 0.667 | 0.667
41316 | MA_356_0.495 PV_370 PATRIOT PL_FOXBORO | Generator | Yes | PV | Solar |  |  | Southeast New England |  | MA | SEMA |  | Existing | 0.08 | 0 | 0.08 | 0
41317 | MA_359_2.34 PV_234 THATCHER ST_E BRIDGEWATER | Generator | Yes | PV | Solar |  |  | Southeast New England |  | MA | SEMA |  | Existing | 0.418 | 0 | 0.418 | 0
41318 | MA_360_0.75 PV_0 FAIRLEE LN_NORTON | Generator | Yes | PV | Solar |  |  | Southeast New England |  | MA | SEMA |  | Existing | 0.036 | 0 | 0.036 | 0
41319 | MA_365_2 PV_880 BEECH ST_ROCKLAND | Generator | Yes | PV | Solar |  |  | Southeast New England |  | MA | SEMA |  | Existing | 0.35 | 0 | 0.35 | 0
41320 | MA_399_2 PV_105 NORTH ST_PALMER | Generator | Yes | PV | Solar |  |  | Rest-of-Pool |  | MA | WCMA |  | Existing | 0.436 | 0 | 0 | 0
41321 | MA_401_0.8 PV_750 S BARRE RD_BARRE | Generator | Yes | PV | Solar |  |  | Rest-of-Pool |  | MA | WCMA |  | Existing | 0.144 | 0 | 0 | 0
41322 | MA_405_1 PV_702 S MAIN ST_ORANGE | Generator | Yes | PV | Solar |  |  | Rest-of-Pool |  | MA | WCMA |  | Existing | 0.377 | 0 | 0 | 0
41324 | MA_406_2 PV_702 S MAIN ST_ORANGE | Generator | Yes | PV | Solar |  |  | Rest-of-Pool |  | MA | WCMA |  | Existing | 0.22 | 0 | 0 | 0
41326 | MA_411_0.4995 PV_650 W CROSS RD_CLARKSBURG | Generator | Yes | PV | Solar |  |  | Rest-of-Pool |  | MA | WCMA |  | Existing | 0.099 | 0 | 0 | 0
41327 | Ldstr - Pulpit Hill Storage | Generator | No | ES | Electricity used for Energy Storage |  |  | Rest-of-Pool |  | MA | WCMA |  | Existing | 0.889 | 0.889 | 0 | 0
41328 | MA_375_0.3 PV_454 S MAIN ST_W BRIDGEWATER | Generator | Yes | PV | Solar |  |  | Southeast New England |  | MA | SEMA |  | Existing | 0.06 | 0 | 0.06 | 0
41329 | MA_413_0.499 PV_926 N STATE RD_CHESHIRE | Generator | Yes | PV | Solar |  |  | Rest-of-Pool |  | MA | WCMA |  | Existing | 0.116 | 0 | 0 | 0
41330 | MA_414_1 PV_300 EAST RD_ADAMS | Generator | Yes | PV | Solar |  |  | Rest-of-Pool |  | MA | WCMA |  | Existing | 0.17 | 0 | 0 | 0
41332 | MA_379_0.936 PV_33 GILBERTVILLE RD_WARE | Generator | Yes | PV | Solar |  |  | Rest-of-Pool |  | MA | WCMA |  | Existing | 0.238 | 0 | 0 | 0
41333 | MA_415_0.999 PV_76 E STAHL RD_ASHLEY FALLS | Generator | Yes | PV | Solar |  |  | Rest-of-Pool |  | MA | WCMA |  | Existing | 0.241 | 0 | 0 | 0
41334 | MA_384_3.8 PV_2189 BAPTIST-HILL RD_PALMER | Generator | Yes | PV | Solar |  |  | Rest-of-Pool |  | MA | WCMA |  | Existing | 0.715 | 0 | 0 | 0
41335 | MA_418_0.499 PV_49 LIME-KILN RD_SHEFFIELD | Generator | Yes | PV | Solar |  |  | Rest-of-Pool |  | MA | WCMA |  | Existing | 0.116 | 0 | 0 | 0
41336 | MA_386_0.496 PV_0 TINKHAM RD_WILBRAHAM | Generator | Yes | PV | Solar |  |  | Rest-of-Pool |  | MA | WCMA |  | Existing | 0.095 | 0 | 0 | 0
41337 | MA_391_0.96 PV_70 WARE RD_WEST WARREN | Generator | Yes | PV | Solar |  |  | Rest-of-Pool |  | MA | WCMA |  | Existing | 0.219 | 0 | 0 | 0
41338 | MA_420_2.5 PV_293 PARK ST_HOUSATONIC | Generator | Yes | PV | Solar |  |  | Rest-of-Pool |  | MA | WCMA |  | Existing | 0.593 | 0 | 0 | 0
41339 | MA_52_0.99 PV_189 MENDON ST_UXBRIDGE | Generator | Yes | PV | Solar |  |  | Southeast New England |  | MA | SEMA |  | Existing | 0.197 | 0 | 0.197 | 0
41340 | MA_393_1 PV_414 LITTLE-REST RD_WARREN | Generator | Yes | PV | Solar |  |  | Rest-of-Pool |  | MA | WCMA |  | Existing | 0.247 | 0 | 0 | 0
41341 | MA_422_0.6 PV_100 SIMPLEX DR_WESTMINSTER | Generator | Yes | PV | Solar |  |  | Rest-of-Pool |  | MA | WCMA |  | Existing | 0.113 | 0 | 0 | 0
41342 | MA_96_0.499 PV_0 THEODORE DR_WESTMINSTER | Generator | Yes | PV | Solar |  |  | Rest-of-Pool |  | MA | WCMA |  | Existing | 0.116 | 0 | 0 | 0
41343 | MA_97_0.499 PV_0 THEODORE DR_WESTMINSTER | Generator | Yes | PV | Solar |  |  | Rest-of-Pool |  | MA | WCMA |  | Existing | 0.111 | 0 | 0 | 0
41345 | MA_433_3 PV_1050 HILLDALE AV_HAVERHILL | Generator | Yes | PV | Solar |  |  | Southeast New England |  | MA | NEMA |  | Existing | 0.753 | 0 | 0.753 | 0
41346 | MA_443_1 PV_72 W DUDLEY RD_DUDLEY | Generator | Yes | PV | Solar |  |  | Rest-of-Pool |  | MA | WCMA |  | Existing | 0.191 | 0 | 0 | 0
41347 | MA_301_2 PV_0 SHIRLEY RD_LANCASTER | Generator | Yes | PV | Solar |  |  | Rest-of-Pool |  | MA | WCMA |  | Existing | 0.387 | 0 | 0 | 0
41348 | MA_302_1.5 PV_169 LEOMINSTER RD_SHIRLEY | Generator | Yes | PV | Solar |  |  | Rest-of-Pool |  | MA | WCMA |  | Existing | 0.225 | 0 | 0 | 0
41349 | MA_322_1 PV_1 HARE RD_STURBRIDGE | Generator | Yes | PV | Solar |  |  | Rest-of-Pool |  | MA | WCMA |  | Existing | 0.173 | 0 | 0 | 0
41350 | MA_8_3.72 PV_0 THATCHER ST_BROCKTON | Generator | Yes | PV | Solar |  |  | Southeast New England |  | MA | SEMA |  | Existing | 0.525 | 0 | 0.525 | 0
41351 | MA_330_1.4 PV_175-185 E MAIN RD_W BROOKFIELD | Generator | Yes | PV | Solar |  |  | Rest-of-Pool |  | MA | WCMA |  | Existing | 0.267 | 0 | 0 | 0
41352 | MA_340_3.334 PV_280 SUMMER ST_REHOBOTH | Generator | Yes | PV | Solar |  |  | Southeast New England |  | MA | SEMA |  | Existing | 0.72 | 0 | 0.72 | 0
41353 | MA_331_0.8 PV_94 JOHN-GILBERT RD_W BROOKFIELD | Generator | Yes | PV | Solar |  |  | Rest-of-Pool |  | MA | WCMA |  | Existing | 0.173 | 0 | 0 | 0
41354 | MA_333_3 PV_38 MADBROOK RD_N BROOKFIELD | Generator | Yes | PV | Solar |  |  | Rest-of-Pool |  | MA | WCMA |  | Existing | 0.61 | 0 | 0 | 0
41355 | MA_83_0.499 PV_1401 WILLIAMS ST_DIGHTON | Generator | Yes | PV | Solar |  |  | Southeast New England |  | MA | SEMA |  | Existing | 0.109 | 0 | 0.109 | 0
41356 | MA_297_4.95 PV_125 STILL-RIVER RD_BOLTON | Generator | Yes | PV | Solar |  |  | Rest-of-Pool |  | MA | WCMA |  | Existing | 1.061 | 0 | 0 | 0
41357 | MA_98_0.499 PV_0 THEODORE DR_WESTMINSTER | Generator | Yes | PV | Solar |  |  | Rest-of-Pool |  | MA | WCMA |  | Existing | 0.111 | 0 | 0 | 0
41358 | MA_99_0.5 PV_55 W DUDLEY RD_DUDLEY | Generator | Yes | PV | Solar |  |  | Rest-of-Pool |  | MA | WCMA |  | Existing | 0.108 | 0 | 0 | 0
41359 | MA_300_2.5 PV_0 SHIRLEY RD_LANCASTER | Generator | Yes | PV | Solar |  |  | Rest-of-Pool |  | MA | WCMA |  | Existing | 0.484 | 0 | 0 | 0
41360 | MA_304_2.75 PV_51 FEDERAL-HILL RD_OXFORD | Generator | Yes | PV | Solar |  |  | Rest-of-Pool |  | MA | WCMA |  | Existing | 0.626 | 0 | 0 | 0
41361 | MA_213_0.995 PV_6 MCNEIL HW_LEICESTER | Generator | Yes | PV | Solar |  |  | Rest-of-Pool |  | MA | WCMA |  | Existing | 0.195 | 0 | 0 | 0
41363 | MA_311_1.38 PV_23 CUDWORTH RD_WEBSTER | Generator | Yes | PV | Solar |  |  | Rest-of-Pool |  | MA | WCMA |  | Existing | 0.293 | 0 | 0 | 0
41364 | MA_222_0.48 PV_26 THEODORE DR_WESTMINSTER | Generator | Yes | PV | Solar |  |  | Rest-of-Pool |  | MA | WCMA |  | Existing | 0.12 | 0 | 0 | 0
41366 | MA_286_1 PV_19 WOODCHUCK LN_SPENCER | Generator | Yes | PV | Solar |  |  | Rest-of-Pool |  | MA | WCMA |  | Existing | 0.232 | 0 | 0 | 0
41367 | MA_348_1.82 PV_120 South Street_WESTBOROUGH | Generator | Yes | PV | Solar |  |  | Rest-of-Pool |  | MA | WCMA |  | Existing | 0.354 | 0 | 0 | 0
41368 | MA_295_2.196 PV_100 ADAMS RD_CLINTON | Generator | Yes | PV | Solar |  |  | Rest-of-Pool |  | MA | WCMA |  | Existing | 0.501 | 0 | 0 | 0
41370 | MA_343_0.5 PV_247 BAKER RD_SWANSEA | Generator | Yes | PV | Solar |  |  | Southeast New England |  | MA | SEMA |  | Existing | 0.088 | 0 | 0.088 | 0
41371 | MA_344_3.13 PV_2729 ELM ST_DIGHTON | Generator | Yes | PV | Solar |  |  | Southeast New England |  | MA | SEMA |  | Existing | 0.707 | 0 | 0.707 | 0
41372 | MA_346_0.65 PV_0 SCHOOL ST_SOUTHBOROUGH | Generator | Yes | PV | Solar |  |  | Rest-of-Pool |  | MA | WCMA |  | Existing | 0.136 | 0 | 0 | 0
41374 | MA_350_1.91 PV_116 Milford Road_South Grafton | Generator | Yes | PV | Solar |  |  | Southeast New England |  | MA | SEMA |  | Existing | 0.499 | 0 | 0.499 | 0
41376 | MA_351_3 PV_436 NE MAIN ST_DOUGLAS | Generator | Yes | PV | Solar |  |  | Southeast New England |  | MA | SEMA |  | Existing | 0.67 | 0 | 0.67 | 0
41377 | Norfolk Walpole Cogeneration 1&2 | Demand |  |  |  | REAL_TIME | ACTIVE | Southeast New England |  | MA | SEMA | SEMA | Existing | 1.296 | 1.296 | 1.296 | 1.296
41378 | MA_376_1.5 PV_280 DRIFTWAY_SCITUATE | Generator | Yes | PV | Solar |  |  | Southeast New England |  | MA | SEMA |  | Existing | 0.095 | 0 | 0.095 | 0
41380 | MA_377_1.5 PV_280 DRIFTWAY_SCITUATE | Generator | Yes | PV | Solar |  |  | Southeast New England |  | MA | SEMA |  | Existing | 0.153 | 0 | 0.153 | 0
41383 | MA_396_1 PV_203 STATE ST_PALMER | Generator | Yes | PV | Solar |  |  | Rest-of-Pool |  | MA | WCMA |  | Existing | 0.232 | 0 | 0 | 0
41384 | MA_397_1 PV_203 STATE ST_PALMER | Generator | Yes | PV | Solar |  |  | Rest-of-Pool |  | MA | WCMA |  | Existing | 0.241 | 0 | 0 | 0
41385 | MA_398_1 PV_203 STATE ST_PALMER | Generator | Yes | PV | Solar |  |  | Rest-of-Pool |  | MA | WCMA |  | Existing | 0.237 | 0 | 0 | 0
41387 | MA_427_1.31101 PV_1020 WESTFORD ST_LOWELL | Generator | Yes | PV | Solar |  |  | Rest-of-Pool |  | MA | WCMA |  | Existing | 0.153 | 0 | 0 | 0
41389 | MA_435_1.8 PV_100 DANTON DR_METHUEN | Generator | Yes | PV | Solar |  |  | Southeast New England |  | MA | NEMA |  | Existing | 0.321 | 0 | 0.321 | 0
41393 | MA_441_0.26 PV_360 LYNN-FELLS PK_MELROSE | Generator | Yes | PV | Solar |  |  | Southeast New England |  | MA | NEMA |  | Existing | 0.049 | 0 | 0.049 | 0
41395 | MA_281_4.883 PV_370 Auburn St_LEICESTER | Generator | Yes | PV | Solar |  |  | Rest-of-Pool |  | MA | WCMA |  | Existing | 1.007 | 0 | 0 | 0
41400 | Maine EE OP | Demand |  |  |  | ON_PEAK | PASSIVE | Maine |  | ME | ME |  | Existing | 0 | 1.08 | 0 | 1.08
41406 | Rear Somers PV | Generator | No | PV | Solar |  |  | Rest-of-Pool |  | MA | WCMA |  | Existing | 1.712 | 1.027 | 1.027 | 1.027
41407 | Nugen PV - East Greenwich, RI 1 | Generator | Yes | PV | Solar |  |  | Southeast New England |  | RI | RI |  | Existing | 1.004 | 0 | 1.004 | 0
41409 | MA_388_1 PV_547-B LITTLE-REST RD_WARREN | Generator | Yes | PV | Solar |  |  | Rest-of-Pool |  | MA | WCMA |  | Existing | 0.249 | 0 | 0 | 0
41413 | MA_380_1.89 PV_262 LOWER RD_GILBERTVILLE | Generator | Yes | PV | Solar |  |  | Rest-of-Pool |  | MA | WCMA |  | Existing | 0.355 | 0 | 0 | 0
41417 | MA_381_1 PV_262 LOWER RD_GILBERTVILLE | Generator | Yes | PV | Solar |  |  | Rest-of-Pool |  | MA | WCMA |  | Existing | 0.191 | 0 | 0 | 0
41419 | MA_421_3.5 PV_229 SOMERS RD_HAMPDEN | Generator | Yes | PV | Solar |  |  | Rest-of-Pool |  | MA | WCMA |  | Existing | 0.771 | 0 | 0 | 0
41420 | MA_389_1 PV_547-A LITTLE-REST RD_WARREN | Generator | Yes | PV | Solar |  |  | Rest-of-Pool |  | MA | WCMA |  | Existing | 0.241 | 0 | 0 | 0
41421 | MA_424_2 PV_3 CAILIN RD_BEVERLY | Generator | Yes | PV | Solar |  |  | Southeast New England |  | MA | NEMA |  | Existing | 0.189 | 0 | 0.189 | 0
41422 | MA_416_1.988 PV_67 VAN-DEUSENVILLE RD_HOUSATONIC | Generator | Yes | PV | Solar |  |  | Rest-of-Pool |  | MA | WCMA |  | Existing | 0.47 | 0 | 0 | 0
41423 | MA_419_0.25 PV_1399 N MAIN ST_SHEFFIELD | Generator | Yes | PV | Solar |  |  | Rest-of-Pool |  | MA | WCMA |  | Existing | 0.057 | 0 | 0 | 0
41424 | MA_430_0.308 PV_500 PRINCETON WA_WESTFORD | Generator | Yes | PV | Solar |  |  | Rest-of-Pool |  | MA | WCMA |  | Existing | 0.055 | 0 | 0 | 0
41425 | MA_439_2.85 PV_200 IRON-HORSE PA_BILLERICA | Generator | Yes | PV | Solar |  |  | Rest-of-Pool |  | MA | WCMA |  | Existing | 0.648 | 0 | 0 | 0
41427 | MA_282_0.499 PV_1A BOUTILIER RD_LEICESTER | Generator | Yes | PV | Solar |  |  | Rest-of-Pool |  | MA | WCMA |  | Existing | 0.122 | 0 | 0 | 0
41429 | MA_366_0.332 PV_146 CAMPANELLI PK_STOUGHTON | Generator | Yes | PV | Solar |  |  | Southeast New England |  | MA | SEMA |  | Existing | 0.055 | 0 | 0.055 | 0
41430 | MA_387_1 PV_547 LITTLE-REST RD_WARREN | Generator | Yes | PV | Solar |  |  | Rest-of-Pool |  | MA | WCMA |  | Existing | 0.232 | 0 | 0 | 0
41434 | MA_116_0.45 PV_891 MONAHAN DR_UXBRIDGE | Generator | Yes | PV | Solar |  |  | Southeast New England |  | MA | SEMA |  | Existing | 0.093 | 0 | 0.093 | 0
41435 | MA_371_2.4 PV_174 HOBOMOCK ST_PEMBROKE | Generator | Yes | PV | Solar |  |  | Southeast New England |  | MA | SEMA |  | Existing | 0.576 | 0 | 0.576 | 0
41436 | MA_372_2.492 PV_0 MONPONSETT ST_HALIFAX | Generator | Yes | PV | Solar |  |  | Southeast New England |  | MA | SEMA |  | Existing | 0.583 | 0 | 0.583 | 0
41438 | MA_2_4.968 PV_0 WILLOW AV_HAVERHILL | Generator | Yes | PV | Solar |  |  | Southeast New England |  | MA | NEMA |  | Existing | 0.951 | 0 | 0.951 | 0
41476 | MA_394_2 PV_205 STURBRIDGE RD_BRIMFIELD | Generator | Yes | PV | Solar |  |  | Rest-of-Pool |  | MA | WCMA |  | Existing | 0.272 | 0 | 0 | 0
41477 | Syncarpha Leicester - Battery | Generator | No | ES | Solar |  |  | Rest-of-Pool |  | MA | WCMA |  | Existing | 1.156 | 1.156 | 1.156 | 1.156
41516 | WODS | Generator | Yes | PV | Solar |  |  | Rest-of-Pool |  | CT | CT |  | Existing | 1.498 | 0 | 1.498 | 0
41519 | Altus New Marlborough | Generator | No | PV | Solar |  |  | Rest-of-Pool |  | MA | WCMA |  | Existing | 0.141 | 0.141 | 0.141 | 0.141
41535 | FGE Solarway Capacity | Generator | Yes | PV | Solar |  |  | Rest-of-Pool |  | MA | WCMA |  | Existing | 0.072 | 0 | 0.072 | 0
41555 | Alton Bradford Road Solar | Generator | Yes | PV | Solar |  |  | Southeast New England |  | RI | RI |  | Existing | 0.724 | 0 | 0.724 | 0
41557 | Hope Farm Solar | Generator | Yes | PV | Solar |  |  | Southeast New England |  | RI | RI |  | Existing | 0.683 | 0 | 0.683 | 0
41563 | Gravel Pit Solar 1 | Generator | Yes | PV | Solar |  |  | Rest-of-Pool |  | CT | CT |  | Existing | 1.409 | 0 | 1.409 | 0
41566 | Great Lakes Millinocket | Generator | No | ES | Electricity used for Energy Storage |  |  | Maine |  | ME | ME |  | Existing | 20 | 20 | 20 | 20
41593 | Berkshire Wind Phase 2 | Generator | Yes | WT | Wind |  |  | Rest-of-Pool |  | MA | WCMA |  | Existing | 0.918 | 2.175 | 0.918 | 2.175
44110 | Clark Road Solar | Generator | Yes | PV | Solar |  |  | Rest-of-Pool |  | MA | WCMA |  | Existing | 0.702 | 0.423 | 0.702 | 0.423
44111 | Brockelman Road Solar | Generator | Yes | PV | Solar |  |  | Rest-of-Pool |  | MA | WCMA |  | Existing | 0.141 | 0.141 | 0.141 | 0.141
44115 | Lunenburg Solar [Elec] | Generator | Yes | PV | Solar |  |  | Rest-of-Pool |  | MA | WCMA |  | Existing | 0.141 | 0.141 | 0.141 | 0.141
44116 | NuGen PV - Bristol Landfill, RI | Generator | Yes | PV | Solar |  |  | Southeast New England |  | RI | RI |  | Existing | 0.281 | 0 | 0.281 | 0
44117 | Dartmouth Solar2 | Generator | Yes | PV | Solar |  |  | Southeast New England |  | MA | SEMA |  | Existing | 0.321 | 0.321 | 0.321 | 0.321
44119 | Wendell Solar | Generator | Yes | PV | Solar |  |  | Rest-of-Pool |  | MA | WCMA |  | Existing | 0.393 | 0.282 | 0.393 | 0.282
44127 | Northbridge Solar [McQuade] | Generator | Yes | PV | Solar |  |  | Southeast New England |  | MA | SEMA |  | Existing | 0.413 | 0.282 | 0.413 | 0.282
44128 | Conway Solar2 | Generator | Yes | PV | Solar |  |  | Rest-of-Pool |  | MA | WCMA |  | Existing | 0.62 | 0.282 | 0.62 | 0.282
44140 | Deerfield Solar | Generator | Yes | PV | Solar |  |  | Rest-of-Pool |  | MA | WCMA |  | Existing | 0.289 | 0.177 | 0.289 | 0.177
44173 | S.V. - CT Solar DG Aggregation | Demand |  |  |  | ON_PEAK | PASSIVE | Rest-of-Pool |  | CT | CT |  | Existing | 2 | 0 | 2 | 0
44174 | Heron Crossing Solar | Generator | Yes | PV | Solar |  |  | Southeast New England |  | MA | SEMA |  | Existing | 0.282 | 0.141 | 0.282 | 0.141
1672 | KENDALL CT | Generator | No | CC | Natural Gas |  |  | Southeast New England |  | MA | NEMA |  | New | 34.865 | 33.2 | 0 | 0
12779 | CPLN CT On-Peak | Demand |  |  |  | ON_PEAK | PASSIVE | Rest-of-Pool |  | CT | CT |  | New | 11.88 | 11.88 | 0 | 0
12835 | CPLN MA SEMA OP | Demand |  |  |  | ON_PEAK | PASSIVE | Southeast New England |  | MA | SEMA |  | New | 3.888 | 3.281 | 0 | 0
37929 | RTDR_50786_Central MA (7515) | Demand |  |  |  | REAL_TIME | ACTIVE | Rest-of-Pool |  | MA | WCMA | Central MA | New | 1.08 | 1.08 | 0.1 | 0.1
37930 | RTDR_50786_Eastern CT (7500) | Demand |  |  |  | REAL_TIME | ACTIVE | Rest-of-Pool |  | CT | CT | Eastern CT | New | 1.08 | 1.08 | 0.8 | 0.8
37931 | RTDR_50786_Lower SEMA (7511) | Demand |  |  |  | REAL_TIME | ACTIVE | Southeast New England |  | MA | SEMA | Lower SEMA | New | 0.864 | 0.864 | 0 | 0
37934 | RTDR_50786_North Shore (7508) | Demand |  |  |  | REAL_TIME | ACTIVE | Southeast New England |  | MA | NEMA | North Shore | New | 0.864 | 0.864 | 0.7 | 0.7
37935 | RTDR_50786_Northern CT (7501) | Demand |  |  |  | REAL_TIME | ACTIVE | Rest-of-Pool |  | CT | CT | Northern CT | New | 0.648 | 0.648 | 0.648 | 0.648
37936 | RTDR_50786_Norwalk - Stamford (7502) | Demand |  |  |  | REAL_TIME | ACTIVE | Rest-of-Pool |  | CT | CT | Norwalk - Stamford | New | 0.54 | 0.54 | 0 | 0
37938 | RTDR_50786_Rhode Island (7518) | Demand |  |  |  | REAL_TIME | ACTIVE | Southeast New England |  | RI | RI | Rhode Island | New | 1.188 | 1.188 | 0 | 0
37939 | RTDR_50786_SEMA (7512) | Demand |  |  |  | REAL_TIME | ACTIVE | Southeast New England |  | MA | SEMA | SEMA | New | 0.864 | 0.864 | 0.8 | 0.8
37941 | RTDR_50786_Springfield MA (7516) | Demand |  |  |  | REAL_TIME | ACTIVE | Rest-of-Pool |  | MA | WCMA | Springfield MA | New | 0.864 | 0.864 | 0 | 0
37943 | RTDR_50786_Western CT (7503) | Demand |  |  |  | REAL_TIME | ACTIVE | Rest-of-Pool |  | CT | CT | Western CT | New | 0.864 | 0.864 | 0.088 | 0.088
37944 | RTDR_50786_Western MA (7517) | Demand |  |  |  | REAL_TIME | ACTIVE | Rest-of-Pool |  | MA | WCMA | Western MA | New | 0.864 | 0.864 | 0.864 | 0.864
38483 | Ngrid_SEMA_CHP | Demand |  |  |  | ON_PEAK | PASSIVE | Southeast New England |  | MA | SEMA |  | New | 2.16 | 2.16 | 2.16 | 2.16
38787 | CT On-Peak Solar | Demand |  |  |  | ON_PEAK | PASSIVE | Rest-of-Pool |  | CT | CT |  | New | 6.48 | 0 | 6.48 | 0
38826 | Quinebaug Solar | Generator | Yes | PV | Solar |  |  | Rest-of-Pool |  | CT | CT |  | New | 6.429 | 0 | 0 | 0
38838 | Farmington Solar | Generator | Yes | PV | Solar |  |  | Maine |  | ME | ME |  | New | 6.081 | 0 | 0 | 0
38904 | NEMA DG | Demand |  |  |  | ON_PEAK | PASSIVE | Southeast New England |  | MA | NEMA |  | New | 6.48 | 6.48 | 0 | 0
40658 | Vineyard Wind | Generator | Yes | WT | Wind |  |  | Southeast New England |  | MA | SEMA |  | New | 94.082 | 215.837 | 0 | 0
40747 | Cranston Solar Project | Generator | Yes | PV | Solar |  |  | Southeast New England |  | RI | RI |  | New | 3.232 | 0 | 3.232 | 0
40783 | CT RESI On-Peak | Demand |  |  |  | ON_PEAK | PASSIVE | Rest-of-Pool |  | CT | CT |  | New | 23.868 | 0 | 23.868 | 0
40837 | ADCR_113189_Boston (7507) | Demand |  |  |  | REAL_TIME | ACTIVE | Southeast New England |  | MA | NEMA | Boston | New | 1.08 | 1.08 | 0 | 0
40853 | ADCR_87147_North Shore (7508) | Demand |  |  |  | REAL_TIME | ACTIVE | Southeast New England |  | MA | NEMA | North Shore | New | 2.16 | 2.16 | 2.16 | 2.16
40858 | ADCR_87147_Rhode Island (7518) | Demand |  |  |  | REAL_TIME | ACTIVE | Southeast New England |  | RI | RI | Rhode Island | New | 7.56 | 7.56 | 7.56 | 7.56
40859 | ADCR_87147_SEMA (7512) | Demand |  |  |  | REAL_TIME | ACTIVE | Southeast New England |  | MA | SEMA | SEMA | New | 4.32 | 4.32 | 4.32 | 4.32
40883 | KCE CT 1 | Generator | No | ES | Electricity used for Energy Storage |  |  | Rest-of-Pool |  | CT | CT |  | New | 200 | 200 | 0 | 0
40885 | Sanford BESS | Generator | No | ES | Electricity used for Energy Storage |  |  | Maine |  | ME | ME |  | New | 4.99 | 4.99 | 0 | 0
40896 | BWC French River Solar, LLC | Generator | Yes | PV | Solar |  |  | Rest-of-Pool |  | MA | WCMA |  | New | 2.772 | 0 | 2.772 | 0
40906 | Bloom Colchester Clean Energy Project | Generator | No | FC | Natural Gas |  |  | Rest-of-Pool |  | CT | CT |  | New | 9.8 | 9.8 | 0 | 0
40912 | South Portland BESS | Generator | No | ES | Electricity used for Energy Storage |  |  | Maine |  | ME | ME |  | New | 10 | 10 | 0 | 0
40923 | ENA Cranberry Road PV | Generator | Yes | PV | Solar |  |  | Southeast New England |  | MA | SEMA |  | New | 0.561 | 0 | 0.561 | 0
40925 | ENA Grove St PV | Generator | Yes | PV | Solar |  |  | Rest-of-Pool |  | MA | WCMA |  | New | 1.29 | 0 | 1.29 | 0
40928 | ENA Old Falmouth Road PV | Generator | Yes | PV | Solar |  |  | Southeast New England |  | MA | SEMA |  | New | 2.297 | 0 | 2.297 | 0
40934 | ENA Cranberry Rd Storage | Generator | No | ES | Electricity used for Energy Storage |  |  | Southeast New England |  | MA | SEMA |  | New | 1.939 | 1.939 | 1.939 | 1.939
40936 | ENA Grove Street Storage | Generator | No | ES | Electricity used for Energy Storage |  |  | Rest-of-Pool |  | MA | WCMA |  | New | 1.511 | 1.511 | 1.511 | 1.511
40939 | ENA Old Falmouth Road Storage | Generator | No | ES | Electricity used for Energy Storage |  |  | Southeast New England |  | MA | SEMA |  | New | 1.939 | 1.939 | 1.939 | 1.939
40947 | BigelowRd_Solar | Generator | Yes | PV | Solar |  |  | Rest-of-Pool |  | MA | WCMA |  | New | 0.515 | 0.277 | 0.515 | 0.277
40948 | Plainfield_Solar | Generator | Yes | PV | Solar |  |  | Rest-of-Pool |  | MA | WCMA |  | New | 0.558 | 0 | 0.558 | 0
40949 | Wales_Solar | Generator | Yes | PV | Solar |  |  | Rest-of-Pool |  | MA | WCMA |  | New | 1.008 | 0.781 | 1.008 | 0.781
40950 | Hadley_North_Solar | Generator | Yes | PV | Solar |  |  | Rest-of-Pool |  | MA | WCMA |  | New | 1.025 | 0.515 | 1.025 | 0.515
40951 | Hadley_South_Solar | Generator | Yes | PV | Solar |  |  | Rest-of-Pool |  | MA | WCMA |  | New | 0.993 | 0.516 | 0.993 | 0.516
40960 | Fitchburg Solar | Generator | Yes | PV | Solar |  |  | Rest-of-Pool |  | MA | WCMA |  | New | 2.193 | 1.031 | 2.193 | 1.031
40964 | Palmer Solar | Generator | Yes | PV | Solar |  |  | Rest-of-Pool |  | MA | WCMA |  | New | 2.165 | 1.3 | 2.165 | 1.3
40999 | Charlton PV | Generator | Yes | PV | Solar |  |  | Rest-of-Pool |  | MA | WCMA |  | New | 0.692 | 0.515 | 0.692 | 0.515
41001 | Spring Street Renewables | Generator | Yes | PV | Solar |  |  | Southeast New England |  | MA | SEMA |  | New | 2.66 | 1.718 | 2.66 | 1.718
41007 | Syncarpha Westminster - Battery | Generator | No | ES | Solar |  |  | Rest-of-Pool |  | MA | WCMA |  | New | 1.642 | 1.642 | 0 | 0
41008 | Syncarpha Halifax - Solar | Generator | Yes | PV | Solar |  |  | Southeast New England |  | MA | SEMA |  | New | 0.106 | 0 | 0.106 | 0
41009 | Syncarpha Halifax - Battery | Generator | No | ES | Electricity used for Energy Storage |  |  | Southeast New England |  | MA | SEMA |  | New | 0.808 | 0.808 | 0.808 | 0.808
41012 | Borr - Brookwood Dr PV | Generator | Yes | PV | Solar |  |  | Southeast New England |  | MA | SEMA |  | New | 1.105 | 0 | 1.105 | 0
41013 | Borr - Brookwood Dr Storage | Generator | No | ES | Electricity used for Energy Storage |  |  | Southeast New England |  | MA | SEMA |  | New | 1.666 | 1.666 | 1.666 | 1.666
41014 | Borr - Pleasant St PV | Generator | Yes | PV | Solar |  |  | Rest-of-Pool |  | MA | WCMA |  | New | 0.045 | 0 | 0 | 0
41015 | Borr - Pleasant St Storage | Generator | No | ES | Electricity used for Energy Storage |  |  | Rest-of-Pool |  | MA | WCMA |  | New | 2.484 | 2.484 | 0 | 0
41021 | Oakhurst Road PV | Generator | Yes | PV | Solar |  |  | Southeast New England |  | MA | SEMA |  | New | 0.567 | 0.261 | 0.567 | 0.261
41025 | Douglas PV | Generator | Yes | PV | Solar |  |  | Southeast New England |  | MA | SEMA |  | New | 3.144 | 2.237 | 3.144 | 2.237
41030 | Rehoboth PV | Generator | Yes | PV | Solar |  |  | Southeast New England |  | MA | SEMA |  | New | 1.475 | 1.038 | 1.475 | 1.038
41051 | Dalton PV | Generator | Yes | PV | Solar |  |  | Rest-of-Pool |  | MA | WCMA |  | New | 2.542 | 1.039 | 2.542 | 1.039
41065 | Borr - Blodgett Road PV | Generator | Yes | PV | Solar |  |  | Rest-of-Pool |  | MA | WCMA |  | New | 0.605 | 0 | 0.605 | 0
41067 | Borr - Blodgett Road Storage | Generator | No | ES | Electricity used for Energy Storage |  |  | Rest-of-Pool |  | MA | WCMA |  | New | 2.192 | 2.192 | 2.192 | 2.192
41098 | Syncarpha Millbury - Battery | Generator | No | ES | Solar |  |  | Rest-of-Pool |  | MA | WCMA |  | New | 2.19 | 2.19 | 0 | 0
41100 | WCMA Storage | Demand |  |  |  | REAL_TIME | ACTIVE | Rest-of-Pool |  | MA | WCMA | Western MA | New | 0.54 | 0.54 | 0.54 | 0.54
41119 | NEMA C&I Storage | Demand |  |  |  | REAL_TIME | ACTIVE | Southeast New England |  | MA | NEMA | North Shore | New | 2.7 | 2.7 | 2.7 | 2.7
41155 | Plainfield_Storage | Generator | No | ES | Electricity used for Energy Storage |  |  | Rest-of-Pool |  | MA | WCMA |  | New | 0.515 | 0.515 | 0.515 | 0.515
41177 | Syncarpha Northbridge 1 - Solar | Generator | Yes | PV | Solar |  |  | Southeast New England |  | MA | SEMA |  | New | 0.604 | 0 | 0.604 | 0
41179 | Syncarpha Northbridge 1 - Battery | Generator | No | ES | Solar |  |  | Southeast New England |  | MA | SEMA |  | New | 2.162 | 2.162 | 2.162 | 2.162
41183 | Syncarpha Northbridge 2 - Solar | Generator | Yes | PV | Solar |  |  | Southeast New England |  | MA | SEMA |  | New | 1.146 | 0 | 1.146 | 0
41185 | Syncarpha Northbridge 2 - Battery | Generator | No | ES | Solar |  |  | Southeast New England |  | MA | SEMA |  | New | 1.621 | 1.621 | 1.621 | 1.621
41187 | Syncarpha Puddon 1 - Solar | Generator | Yes | PV | Solar |  |  | Southeast New England |  | MA | SEMA |  | New | 0.604 | 0 | 0.604 | 0
41189 | Syncarpha Puddon 1 - Battery | Generator | No | ES | Solar |  |  | Southeast New England |  | MA | SEMA |  | New | 2.162 | 2.162 | 2.162 | 2.162
41191 | Syncarpha Puddon 2 - Solar | Generator | Yes | PV | Solar |  |  | Southeast New England |  | MA | SEMA |  | New | 0.604 | 0 | 0.604 | 0
41193 | Syncarpha Puddon 2 - Battery | Generator | No | ES | Solar |  |  | Southeast New England |  | MA | SEMA |  | New | 2.162 | 2.162 | 2.162 | 2.162
41194 | DWW Solar II | Generator | Yes | PV | Solar |  |  | Rest-of-Pool |  | CT | CT |  | New | 6.565 | 0 | 6.565 | 0
41196 | Syncarpha Tewksbury - Solar | Generator | Yes | PV | Solar |  |  | Southeast New England |  | MA | NEMA |  | New | 0.895 | 0 | 0.895 | 0
41200 | Syncarpha Tewksbury - Storage | Generator | No | ES | Solar |  |  | Southeast New England |  | MA | NEMA |  | New | 1.081 | 1.081 | 1.081 | 1.081
41285 | Syncarpha Leicester - Solar | Generator | Yes | PV | Solar |  |  | Rest-of-Pool |  | MA | WCMA |  | New | 0.592 | 0 | 0.592 | 0
41306 | Happy Hollow Road Solar 1 (ESS) | Generator | No | ES | Electricity used for Energy Storage |  |  | Rest-of-Pool |  | MA | WCMA |  | New | 1.777 | 1.777 | 1.777 | 1.777
41312 | Happy Hollow Road Solar 1 (PV) | Generator | Yes | PV | Solar |  |  | Rest-of-Pool |  | MA | WCMA |  | New | 0.972 | 0 | 0.972 | 0
41314 | Kear - S Martin PV | Generator | Yes | PV | Solar |  |  | Southeast New England |  | MA | NEMA |  | New | 1.164 | 0 | 1.164 | 0
41315 | Kear - S Martin Rd Storage | Generator | No | ES | Electricity used for Energy Storage |  |  | Southeast New England |  | MA | NEMA |  | New | 0.833 | 0.833 | 0.832 | 0.832
41327 | Ldstr - Pulpit Hill Storage | Generator | No | ES | Electricity used for Energy Storage |  |  | Rest-of-Pool |  | MA | WCMA |  | New | 1.037 | 1.037 | 0 | 0
41406 | Rear Somers PV | Generator | No | PV | Solar |  |  | Rest-of-Pool |  | MA | WCMA |  | New | 2.152 | 1.25 | 1.25 | 1.25
41407 | Nugen PV - East Greenwich, RI 1 | Generator | Yes | PV | Solar |  |  | Southeast New England |  | RI | RI |  | New | 0.916 | 0 | 0.916 | 0
41477 | Syncarpha Leicester - Battery | Generator | No | ES | Solar |  |  | Rest-of-Pool |  | MA | WCMA |  | New | 0.844 | 0.844 | 0.844 | 0.844
41516 | WODS | Generator | Yes | PV | Solar |  |  | Rest-of-Pool |  | CT | CT |  | New | 7.902 | 0 | 7.902 | 0
41519 | Altus New Marlborough | Generator | No | PV | Solar |  |  | Rest-of-Pool |  | MA | WCMA |  | New | 1.859 | 0.859 | 0.859 | 0.859
41536 | Kearsarge Kenyon Woods | Generator | Yes | PV | Solar |  |  | Southeast New England |  | RI | RI |  | New | 1.61 | 0 | 1.61 | 0
41539 | Kearsarge Westerly | Generator | Yes | PV | Solar |  |  | Southeast New England |  | RI | RI |  | New | 2.073 | 0 | 2.073 | 0
41540 | Kearsarge Tiverton | Generator | Yes | PV | Solar |  |  | Southeast New England |  | RI | RI |  | New | 1.058 | 0 | 1.058 | 0
41546 | Kearsarge Upper Union ESS | Generator | No | ES | Electricity used for Energy Storage |  |  | Southeast New England |  | MA | SEMA |  | New | 0.8 | 0.8 | 0.8 | 0.8
41547 | Kearsarge Montague BD PV | Generator | Yes | PV | Solar |  |  | Rest-of-Pool |  | MA | WCMA |  | New | 1.213 | 0 | 1.213 | 0
41548 | Kearsarge Montague BD ESS | Generator | No | ES | Electricity used for Energy Storage |  |  | Rest-of-Pool |  | MA | WCMA |  | New | 1.27 | 1.27 | 1.27 | 1.27
41549 | Kearsarge Haverhill PV | Generator | Yes | PV | Solar |  |  | Southeast New England |  | MA | NEMA |  | New | 1.414 | 0 | 1.414 | 0
41550 | Kearsarge Haverhill ESS | Generator | No | ES | Electricity used for Energy Storage |  |  | Southeast New England |  | MA | NEMA |  | New | 2 | 2 | 2 | 2
41551 | Kearsarge William Way PV | Generator | Yes | PV | Solar |  |  | Southeast New England |  | MA | SEMA |  | New | 2.415 | 0 | 2.415 | 0
41552 | Kearsarge William Way ESS | Generator | No | ES | Electricity used for Energy Storage |  |  | Southeast New England |  | MA | SEMA |  | New | 2.55 | 2.55 | 2.55 | 2.55
41555 | Alton Bradford Road Solar | Generator | Yes | PV | Solar |  |  | Southeast New England |  | RI | RI |  | New | 4.417 | 0 | 4.417 | 0
41557 | Hope Farm Solar | Generator | Yes | PV | Solar |  |  | Southeast New England |  | RI | RI |  | New | 3.679 | 0 | 3.679 | 0
41563 | Gravel Pit Solar 1 | Generator | Yes | PV | Solar |  |  | Rest-of-Pool |  | CT | CT |  | New | 8.591 | 0 | 8.591 | 0
41573 | Milford Grid, LLC | Generator | No | ES | Electricity used for Energy Storage |  |  | Rest-of-Pool |  | CT | CT |  | New | 200 | 200 | 0 | 0
41589 | GB LSEMA ADCR - 8 | Demand |  |  |  | REAL_TIME | ACTIVE | Southeast New England |  | MA | SEMA | Lower SEMA | New | 1.62 | 1.62 | 0 | 0
44103 | Breckenridge | Generator | No | ES | Solar |  |  | Rest-of-Pool |  | MA | WCMA |  | New | 4.388 | 2.208 | 2.208 | 2.208
44104 | Williamsville | Generator | No | ES | Solar |  |  | Rest-of-Pool |  | MA | WCMA |  | New | 4.95 | 3.25 | 3.25 | 3.25
44110 | Clark Road Solar | Generator | Yes | PV | Solar |  |  | Rest-of-Pool |  | MA | WCMA |  | New | 4.287 | 2.577 | 4.287 | 2.577
44111 | Brockelman Road Solar | Generator | Yes | PV | Solar |  |  | Rest-of-Pool |  | MA | WCMA |  | New | 0.859 | 0.859 | 0.859 | 0.859
44115 | Lunenburg Solar [Elec] | Generator | Yes | PV | Solar |  |  | Rest-of-Pool |  | MA | WCMA |  | New | 0.859 | 0.859 | 0.859 | 0.859
44116 | NuGen PV - Bristol Landfill, RI | Generator | Yes | PV | Solar |  |  | Southeast New England |  | RI | RI |  | New | 1.711 | 0 | 1.711 | 0
44117 | Dartmouth Solar2 | Generator | Yes | PV | Solar |  |  | Southeast New England |  | MA | SEMA |  | New | 1.959 | 1.959 | 0 | 0
44119 | Wendell Solar | Generator | Yes | PV | Solar |  |  | Rest-of-Pool |  | MA | WCMA |  | New | 2.398 | 1.718 | 2.398 | 1.718
44127 | Northbridge Solar [McQuade] | Generator | Yes | PV | Solar |  |  | Southeast New England |  | MA | SEMA |  | New | 2.517 | 1.718 | 2.517 | 1.718
44128 | Conway Solar2 | Generator | Yes | PV | Solar |  |  | Rest-of-Pool |  | MA | WCMA |  | New | 3.78 | 1.718 | 3.78 | 1.718
44140 | Deerfield Solar | Generator | Yes | PV | Solar |  |  | Rest-of-Pool |  | MA | WCMA |  | New | 1.862 | 1.077 | 1.862 | 1.077
44160 | Far Rockaway GT1 | Import | [5 empty] | Rest-of-Pool | New York AC Ties |  |  |  | New | 53.5 | 58.21 | 0 | 0
44162 | Far Rockaway GT2 | Import | [5 empty] | Rest-of-Pool | New York AC Ties |  |  |  | New | 54.12 | 53.59 | 0 | 0
44164 | Ldstr - Pulpit Hill PV 2 | Generator | Yes | PV | Solar |  |  | Rest-of-Pool |  | MA | WCMA |  | New | 2.309 | 0 | 0 | 0
44174 | Heron Crossing Solar | Generator | Yes | PV | Solar |  |  | Southeast New England |  | MA | SEMA |  | New | 1.718 | 0.859 | 1.718 | 0.859
44192 | BoxBorough ESS | Demand |  |  |  | REAL_TIME | ACTIVE | Rest-of-Pool |  | MA | WCMA | Central MA | New | 1.08 | 1.08 | 1.08 | 1.08
44196 | lu_nh_fca16_eeodr | Demand |  |  |  | ON_PEAK | PASSIVE | Northern New England |  | NH | NH |  | New | 0.672 | 0.752 | 0.672 | 0.672
44197 | 38 Degrees North - Bowden Solar, LLC | Generator | Yes | PV | Solar |  |  | Rest-of-Pool |  | MA | WCMA |  | New | 0.744 | 0 | 0.744 | 0
44202 | NYPA-CMR (12450) | Import | [5 empty] | Rest-of-Pool | New York AC Ties |  |  |  | New | 68.3 | 68.3 | 68.3 | 68.3
44204 | Tilton Heights Solar | Generator | Yes | PV | Solar |  |  | Northern New England |  | NH | NH |  | New | 7 | 0 | 0 | 0
44205 | Keay Brook Solar | Generator | Yes | PV | Solar |  |  | Maine |  | ME | ME |  | New | 7 | 0 | 0 | 0
44206 | Black Hill Solar | Generator | Yes | PV | Solar |  |  | Rest-of-Pool |  | CT | CT |  | New | 7 | 0 | 0 | 0
44207 | Montville Solar | Generator | Yes | PV | Solar |  |  | Rest-of-Pool |  | CT | CT |  | New | 7 | 0 | 0 | 0
44208 | Chariot Solar LLC | Generator | Yes | PV | Solar |  |  | Northern New England |  | NH | NH |  | New | 17.5 | 0 | 0 | 0
44209 | Kearsarge East Providence | Generator | Yes | PV | Solar |  |  | Southeast New England |  | RI | RI |  | New | 1.008 | 0 | 1.008 | 0
44210 | Kearsarge Burrillville | Generator | Yes | PV | Solar |  |  | Southeast New England |  | RI | RI |  | New | 2.104 | 0 | 2.104 | 0
44211 | Kearsarge Portsmouth | Generator | Yes | PV | Solar |  |  | Southeast New England |  | RI | RI |  | New | 2.822 | 0 | 2.822 | 0
44212 | Kearsarge Richmond | Generator | Yes | PV | Solar |  |  | Southeast New England |  | RI | RI |  | New | 1.63 | 0 | 1.63 | 0
44213 | Kearsarge Smithfield | Generator | Yes | PV | Solar |  |  | Southeast New England |  | RI | RI |  | New | 4.714 | 0 | 4.714 | 0
44214 | Kearsarge URI Parking | Generator | Yes | PV | Solar |  |  | Southeast New England |  | RI | RI |  | New | 0.632 | 0 | 0.632 | 0
44225 | Kenyon - UVMC Vergennes | Generator | Yes | PV | Solar |  |  | Northern New England |  | VT | VT |  | New | 0.205 | 0 | 0 | 0
44227 | Kearsarge Beverly HS PV | Generator | Yes | PV | Solar |  |  | Southeast New England |  | MA | NEMA |  | New | 0.996 | 0 | 0.996 | 0
44228 | Kearsarge Beverly HS ESS | Generator | No | ES | Electricity used for Energy Storage |  |  | Southeast New England |  | MA | NEMA |  | New | 1.5 | 1.5 | 1.5 | 1.5
44229 | Kearsarge Beverly MS PV | Generator | Yes | PV | Solar |  |  | Southeast New England |  | MA | NEMA |  | New | 0.397 | 0 | 0.397 | 0
44230 | Kearsarge Beverly MS ESS | Generator | No | ES | Electricity used for Energy Storage |  |  | Southeast New England |  | MA | NEMA |  | New | 0.4 | 0.4 | 0 | 0
44231 | Kearsarge Upper Union PV1 | Generator | Yes | PV | Solar |  |  | Southeast New England |  | MA | SEMA |  | New | 0.591 | 0 | 0.591 | 0
44233 | PGR - Tremont | Generator | Yes | PV | Solar |  |  | Southeast New England |  | MA | SEMA |  | New | 1.998 | 1.998 | 1.998 | 1.998
44237 | Niagara and St. Lawrence (12451) | Import | [5 empty] | Rest-of-Pool | New York AC Ties |  |  |  | New | 15.3 | 15.3 | 15.3 | 15.3
44238 | NextSun - Fairland Farms | Generator | Yes | PV | Solar |  |  | Southeast New England |  | MA | SEMA |  | New | 2 | 1.9 | 0 | 0
44239 | S_Holliston | Generator | No | ES | Electricity used for Energy Storage |  |  | Southeast New England |  | MA | NEMA |  | New | 4.999 | 4.999 | 4.999 | 4.999
44242 | S_Lake | Generator | No | ES | Electricity used for Energy Storage |  |  | Southeast New England |  | MA | SEMA |  | New | 2.5 | 2.5 | 2.5 | 2.5
44248 | NextSun - Ring Road | Generator | Yes | PV | Solar |  |  | Southeast New England |  | MA | SEMA |  | New | 2 | 2 | 2 | 2
44249 | ZPB-373 | Generator | No | ES | Electricity used for Energy Storage |  |  | Southeast New England |  | MA | SEMA |  | New | 9.892 | 9.892 | 9.892 | 9.892
44251 | ZPB-48 | Generator | No | ES | Electricity used for Energy Storage |  |  | Rest-of-Pool |  | MA | WCMA |  | New | 4.899 | 4.899 | 0 | 0
44252 | ZPB-385 | Generator | No | ES | Electricity used for Energy Storage |  |  | Rest-of-Pool |  | MA | WCMA |  | New | 4.899 | 4.899 | 0 | 0
44253 | ZPB-38 | Generator | No | ES | Electricity used for Energy Storage |  |  | Rest-of-Pool |  | MA | WCMA |  | New | 4.899 | 4.899 | 0 | 0
44254 | ZPB-369 | Generator | No | ES | Electricity used for Energy Storage |  |  | Rest-of-Pool |  | MA | WCMA |  | New | 4.889 | 4.889 | 0 | 0
44255 | ZPB-417 | Generator | No | ES | Electricity used for Energy Storage |  |  | Rest-of-Pool |  | MA | WCMA |  | New | 0.99 | 0.99 | 0 | 0
44256 | Ameresco - Westerly | Generator | Yes | PV | Solar |  |  | Southeast New England |  | RI | RI |  | New | 2.606 | 0 | 2.606 | 0
44258 | ZPB-429 | Generator | No | ES | Electricity used for Energy Storage |  |  | Rest-of-Pool |  | MA | WCMA |  | New | 7.998 | 7.998 | 0 | 0
44259 | ZPB-431 | Generator | No | ES | Electricity used for Energy Storage |  |  | Rest-of-Pool |  | MA | WCMA |  | New | 7.998 | 7.998 | 0 | 0
44260 | ZPB-430 | Generator | No | ES | Electricity used for Energy Storage |  |  | Rest-of-Pool |  | MA | WCMA |  | New | 7.918 | 7.918 | 0 | 0
44261 | ZPB-414 | Generator | No | ES | Electricity used for Energy Storage |  |  | Rest-of-Pool |  | MA | WCMA |  | New | 4.948 | 4.948 | 0 | 0
44262 | ZPB-428 | Generator | No | ES | Electricity used for Energy Storage |  |  | Rest-of-Pool |  | MA | WCMA |  | New | 9.892 | 9.892 | 0 | 0
44263 | ZPB-439 | Generator | No | ES | Electricity used for Energy Storage |  |  | Rest-of-Pool |  | MA | WCMA |  | New | 7.998 | 7.998 | 0 | 0
44264 | ZPB-445B | Generator | No | ES | Electricity used for Energy Storage |  |  | Rest-of-Pool |  | MA | WCMA |  | New | 9.892 | 9.892 | 0 | 0
44265 | ZPB-445C | Generator | No | ES | Electricity used for Energy Storage |  |  | Rest-of-Pool |  | MA | WCMA |  | New | 9.892 | 9.892 | 0 | 0
44266 | ZPB-448 | Generator | No | ES | Electricity used for Energy Storage |  |  | Rest-of-Pool |  | MA | WCMA |  | New | 4.889 | 4.889 | 0 | 0
44278 | NextSun - Rocky Maple | Generator | Yes | PV | Solar |  |  | Southeast New England |  | MA | SEMA |  | New | 2 | 2 | 0 | 0
44282 | Grasshopper 142 Blackstone | Generator | No | PV | Solar |  |  | Southeast New England |  | MA | SEMA |  | New | 2.462 | 2.455 | 2.455 | 2.455
44284 | Fore River Battery Storage | Generator | No | ES | Electricity used for Energy Storage |  |  | Southeast New England |  | MA | SEMA |  | New | 40 | 40 | 0 | 0
44286 | Glenvale - Emery | Generator | Yes | PV | Solar |  |  | Maine |  | ME | ME |  | New | 9.57 | 0 | 9.57 | 0
44287 | A_North Brookfield | Generator | No | ES | Electricity used for Energy Storage |  |  | Rest-of-Pool |  | MA | WCMA |  | New | 4.2 | 3.465 | 3.465 | 3.465
44288 | A_Coy Hill | Generator | No | ES | Electricity used for Energy Storage |  |  | Rest-of-Pool |  | MA | WCMA |  | New | 4 | 2.522 | 2.522 | 2.522
44289 | A_Driving Range A (West) | Generator | No | ES | Electricity used for Energy Storage |  |  | Rest-of-Pool |  | MA | WCMA |  | New | 4.95 | 3.364 | 3.364 | 3.364
44290 | A_Driving Range C (East) | Generator | No | ES | Electricity used for Energy Storage |  |  | Rest-of-Pool |  | MA | WCMA |  | New | 4.6 | 3.027 | 3.027 | 3.027
44291 | A_Randall | Generator | No | ES | Electricity used for Energy Storage |  |  | Rest-of-Pool |  | MA | WCMA |  | New | 4.95 | 3.029 | 3.029 | 3.029
44292 | FENNER | Import | [5 empty] | Rest-of-Pool | New York AC Ties |  |  |  | New | 2.608 | 6.019 | 2.608 | 2.608
44293 | Grasshopper Wilson Street | Generator | No | PV | Solar |  |  | Southeast New England |  | MA | SEMA |  | New | 1.73 | 1.719 | 1.719 | 1.719
44294 | ZPB-406 | Generator | No | ES | Electricity used for Energy Storage |  |  | Rest-of-Pool |  | MA | WCMA |  | New | 7.918 | 7.918 | 0 | 0
44295 | ZPB-409 | Generator | No | ES | Electricity used for Energy Storage |  |  | Rest-of-Pool |  | MA | WCMA |  | New | 7.918 | 7.918 | 0 | 0
44304 | UI Energy Efficiency FCA 16 | Demand |  |  |  | SEASONAL_PEAK | PASSIVE | Rest-of-Pool |  | CT | CT |  | New | 5.4 | 6.21 | 5.4 | 5.4
44306 | Ware Palmer Solar PV and Battery | Generator | Yes | PV | Solar |  |  | Rest-of-Pool |  | MA | WCMA |  | New | 2.952 | 1.862 | 2.952 | 1.862
44307 | Ameresco - Westport Landfill | Generator | Yes | PV | Solar |  |  | Southeast New England |  | MA | SEMA |  | New | 0.183 | 0 | 0.183 | 0
44308 | Ameresco - Gardner Solar PV | Generator | Yes | PV | Solar |  |  | Rest-of-Pool |  | MA | WCMA |  | New | 0.922 | 0 | 0.922 | 0
44309 | ZPB-432 | Generator | No | ES | Electricity used for Energy Storage |  |  | Rest-of-Pool |  | MA | WCMA |  | New | 4.899 | 4.899 | 0 | 0
44310 | ZPB-433 | Generator | No | ES | Electricity used for Energy Storage |  |  | Rest-of-Pool |  | MA | WCMA |  | New | 9.892 | 9.892 | 0 | 0
44311 | ZPB-434 | Generator | No | ES | Electricity used for Energy Storage |  |  | Rest-of-Pool |  | MA | WCMA |  | New | 9.892 | 9.892 | 0 | 0
44312 | ZPB-444 | Generator | No | ES | Electricity used for Energy Storage |  |  | Rest-of-Pool |  | MA | WCMA |  | New | 7.998 | 7.998 | 0 | 0
44313 | Wallum Solar PV and Battery | Generator | Yes | PV | Solar |  |  | Southeast New England |  | MA | SEMA |  | New | 4.918 | 3.724 | 4.918 | 3.724
44314 | East Brookfield Adams Solar PV and Battery | Generator | Yes | PV | Solar |  |  | Rest-of-Pool |  | MA | WCMA |  | New | 4.843 | 2.909 | 4.843 | 2.909
44317 | Ameresco - Hampden Landfill | Generator | Yes | PV | Solar |  |  | Rest-of-Pool |  | MA | WCMA |  | New | 3.818 | 2.417 | 3.818 | 2.417
44330 | Berlin Renewable BES | Generator | No | ES | Electricity used for Energy Storage |  |  | Northern New England |  | NH | NH |  | New | 14 | 14 | 14 | 14
44331 | Rumford Renewable BES | Generator | No | ES | Electricity used for Energy Storage |  |  | Maine |  | ME | ME |  | New | 8 | 6.926 | 0 | 0
44335 | Bonny Eagle Renewable BES | Generator | No | ES | Electricity used for Energy Storage |  |  | Maine |  | ME | ME |  | New | 8 | 7.794 | 7.794 | 7.794
44337 | C_77 Farm to Market | Generator | No | ES | Electricity used for Energy Storage |  |  | Southeast New England |  | MA | SEMA |  | New | 4.999 | 2.31 | 2.31 | 2.31
44343 | Partridge Road (PV) | Generator | Yes | PV | Solar |  |  | Rest-of-Pool |  | MA | WCMA |  | New | 2.043 | 0 | 2.043 | 0
44344 | Partridge Road (ESS) | Generator | No | ES | Electricity used for Energy Storage |  |  | Rest-of-Pool |  | MA | WCMA |  | New | 2.948 | 2.948 | 2.948 | 2.948
44345 | Syncarpha Blandford - Battery 1063 | Generator | No | ES | Solar |  |  | Rest-of-Pool |  | MA | WCMA |  | New | 3.9 | 3.9 | 3.9 | 3.9
44346 | Syncarpha Blandford - Solar 1063 | Generator | Yes | PV | Solar |  |  | Rest-of-Pool |  | MA | WCMA |  | New | 1.099 | 0 | 1.099 | 0
44347 | PSNH CORE Energy Efficiency | Demand |  |  |  | ON_PEAK | PASSIVE | Northern New England |  | NH | NH |  | New | 7.552 | 10.521 | 7.552 | 7.552
44349 | Hartford Pike Solar II | Generator | Yes | PV | Solar |  |  | Southeast New England |  | RI | RI |  | New | 0.948 | 0 | 0 | 0
44358 | Grasshopper Brook Street | Generator | No | PV | Solar |  |  | Southeast New England |  | MA | SEMA |  | New | 1.73 | 1.719 | 1.719 | 1.719
44362 | Valta Kimball Farm | Generator | No | PV | Solar |  |  | Southeast New England |  | MA | NEMA |  | New | 1.264 | 1.264 | 1.264 | 1.264
44363 | Town of Amherst Battery | Generator | No | ES | Electricity used for Energy Storage |  |  | Rest-of-Pool |  | MA | WCMA |  | New | 2.5 | 1.925 | 1.925 | 1.925
44364 | BEMC-Vermont | Demand |  |  |  | REAL_TIME | ACTIVE | Northern New England |  | VT | VT | Vermont | New | 8.003 | 8.003 | 3.888 | 3.888
44366 | C_Maple | Generator | No | ES | Electricity used for Energy Storage |  |  | Southeast New England |  | MA | SEMA |  | New | 4 | 2.31 | 2.31 | 2.31
44367 | C_Mechanic | Generator | No | ES | Electricity used for Energy Storage |  |  | Southeast New England |  | MA | SEMA |  | New | 4 | 2.31 | 2.31 | 2.31
44368 | C_Tihonet | Generator | No | ES | Electricity used for Energy Storage |  |  | Southeast New England |  | MA | SEMA |  | New | 5 | 3.3 | 3.3 | 3.3
44370 | C_299 Farm to Market | Generator | No | ES | Electricity used for Energy Storage |  |  | Southeast New England |  | MA | SEMA |  | New | 3 | 2.31 | 2.31 | 2.31
44371 | BEMC-Northern CT | Demand |  |  |  | REAL_TIME | ACTIVE | Rest-of-Pool |  | CT | CT | Northern CT | New | 6.718 | 6.718 | 5.184 | 5.184
44372 | BEMC-Western CT | Demand |  |  |  | REAL_TIME | ACTIVE | Rest-of-Pool |  | CT | CT | Western CT | New | 7.42 | 7.42 | 5.724 | 5.724
44374 | Westover Energy Storage | Generator | No | ES | Electricity used for Energy Storage |  |  | Rest-of-Pool |  | MA | WCMA |  | New | 100 | 100 | 0 | 0
44385 | ngrid_nema_fca16_ee | Demand |  |  |  | ON_PEAK | PASSIVE | Southeast New England |  | MA | NEMA |  | New | 6.348 | 7.604 | 2.647 | 2.647
44386 | ngrid_sema_fca16_ee | Demand |  |  |  | ON_PEAK | PASSIVE | Southeast New England |  | MA | SEMA |  | New | 9.773 | 10.81 | 4.46 | 4.46
44387 | ngrid_wcma_fca16_ee | Demand |  |  |  | ON_PEAK | PASSIVE | Rest-of-Pool |  | MA | WCMA |  | New | 12.91 | 13.942 | 6.191 | 6.191
44389 | BEMC-New Hampshire | Demand |  |  |  | REAL_TIME | ACTIVE | Northern New England |  | NH | NH | New Hampshire | New | 14.785 | 14.785 | 3.888 | 3.888
44392 | BEMC-Western MA | Demand |  |  |  | REAL_TIME | ACTIVE | Rest-of-Pool |  | MA | WCMA | Western MA | New | 5.324 | 5.324 | 4.104 | 4.104
44393 | BEMC-Springfield, MA | Demand |  |  |  | REAL_TIME | ACTIVE | Rest-of-Pool |  | MA | WCMA | Springfield MA | New | 0.713 | 0.713 | 0 | 0
44394 | BEMC-Central MA | Demand |  |  |  | REAL_TIME | ACTIVE | Rest-of-Pool |  | MA | WCMA | Central MA | New | 2.927 | 2.927 | 2.268 | 2.268
44395 | Valta Fort Pond | Generator | No | PV | Solar |  |  | Rest-of-Pool |  | MA | WCMA |  | New | 3.003 | 3.003 | 3.003 | 3.003
44396 | BEMC-North Shore | Demand |  |  |  | REAL_TIME | ACTIVE | Southeast New England |  | MA | NEMA | North Shore | New | 3.002 | 3.002 | 2.916 | 2.916
44397 | BEMC-Boston | Demand |  |  |  | REAL_TIME | ACTIVE | Southeast New England |  | MA | NEMA | Boston | New | 16.816 | 16.816 | 16.74 | 16.74
44398 | BEMC-SEMA | Demand |  |  |  | REAL_TIME | ACTIVE | Southeast New England |  | MA | SEMA | SEMA | New | 25.034 | 25.034 | 24.948 | 24.948
44399 | BEMC-Lower SEMA | Demand |  |  |  | REAL_TIME | ACTIVE | Southeast New England |  | MA | SEMA | Lower SEMA | New | 5.724 | 5.724 | 5.724 | 5.724
44400 | BEMC-Norwalk-Stamford | Demand |  |  |  | REAL_TIME | ACTIVE | Rest-of-Pool |  | CT | CT | Norwalk - Stamford | New | 3.856 | 3.856 | 2.916 | 2.916
44404 | Oxford Energy Center, LLC | Generator | No | ES | Electricity used for Energy Storage |  |  | Rest-of-Pool |  | CT | CT |  | New | 19.99 | 19.99 | 0 | 0
44415 | NHEC ADCR P1 | Demand |  |  |  | REAL_TIME | ACTIVE | Northern New England |  | NH | NH | New Hampshire | New | 2.7 | 2.7 | 0 | 0
44416 | Madison Solar | Generator | Yes | PV | Solar |  |  | Maine |  | ME | ME |  | New | 6.079 | 0 | 6.079 | 0
44418 | Efficiency Vermont FCA16 | Demand |  |  |  | ON_PEAK | PASSIVE | Northern New England |  | VT | VT |  | New | 6.696 | 8.773 | 0 | 0
44419 | Sweden Solar | Generator | Yes | PV | Solar |  |  | Maine |  | ME | ME |  | New | 6.079 | 0 | 0 | 0
44422 | Old Frontier III | Generator | Yes | PV | Solar |  |  | Rest-of-Pool |  | MA | WCMA |  | New | 2 | 1 | 2 | 1
44423 | CLC FCA16 | Demand |  |  |  | ON_PEAK | PASSIVE | Southeast New England |  | MA | SEMA |  | New | 2.105 | 2.67 | 2.105 | 2.105
44424 | Unitil CORE Energy Efficiency Programs FCA 16 | Demand |  |  |  | ON_PEAK | PASSIVE | Rest-of-Pool |  | MA | WCMA |  | New | 0.54 | 0.54 | 0.54 | 0.54
44428 | UES CORE Energy Efficiency Programs FCA 16 | Demand |  |  |  | ON_PEAK | PASSIVE | Northern New England |  | NH | NH |  | New | 0.54 | 0.54 | 0.54 | 0.54
44431 | C_Charlotte Furnace | Generator | No | ES | Electricity used for Energy Storage |  |  | Southeast New England |  | MA | SEMA |  | New | 1 | 1 | 1 | 1
44433 | HAILESBORO_3 | Import | [5 empty] | Rest-of-Pool | New York AC Ties |  |  |  | New | 0.285 | 0.611 | 0.285 | 0.285
44434 | HAILESBORO_4 | Import | [5 empty] | Rest-of-Pool | New York AC Ties |  |  |  | New | 0.8 | 0.8 | 0.8 | 0.8
44435 | HAILESBORO_6 | Import | [5 empty] | Rest-of-Pool | New York AC Ties |  |  |  | New | 0.394 | 0.629 | 0.394 | 0.394
44442 | Wendell Energy Storage | Generator | No | ES | Electricity used for Energy Storage |  |  | Rest-of-Pool |  | MA | WCMA |  | New | 99.9 | 99.9 | 0 | 0
44445 | 143 Hedges Pond Road - Plymouth | Generator | No | PV | Solar |  |  | Southeast New England |  | MA | SEMA |  | New | 2.606 | 1.629 | 1.629 | 1.629
44446 | Syncarpha Carver - Battery | Generator | No | ES | Solar |  |  | Southeast New England |  | MA | SEMA |  | New | 3.968 | 3.968 | 3.968 | 3.968
44447 | Syncarpha Carver - Solar | Generator | Yes | PV | Solar |  |  | Southeast New England |  | MA | SEMA |  | New | 0.999 | 0 | 0.999 | 0
44448 | Syncarpha Park Drive - Battery | Generator | No | ES | Solar |  |  | Southeast New England |  | MA | SEMA |  | New | 3.968 | 3.968 | 3.968 | 3.968
44449 | Syncarpha Park Drive - Solar | Generator | Yes | PV | Solar |  |  | Southeast New England |  | MA | SEMA |  | New | 0.999 | 0 | 0.999 | 0
44455 | NHEC Energy Efficiency | Demand |  |  |  | ON_PEAK | PASSIVE | Northern New England |  | NH | NH |  | New | 0.616 | 0.715 | 0.616 | 0.616
44462 | Sunnova CT RESI Solar | Demand |  |  |  | ON_PEAK | PASSIVE | Rest-of-Pool |  | CT | CT |  | New | 29.588 | 0 | 29.588 | 0
44463 | Sunnova CT RESI ESS | Demand |  |  |  | ON_PEAK | PASSIVE | Rest-of-Pool |  | CT | CT |  | New | 0.792 | 0.792 | 0.792 | 0.792
44464 | Sunnova NEMA RESI Solar | Demand |  |  |  | ON_PEAK | PASSIVE | Southeast New England |  | MA | NEMA |  | New | 5.233 | 0 | 5.233 | 0
44465 | Sunnova NEMA RESI ESS | Demand |  |  |  | ON_PEAK | PASSIVE | Southeast New England |  | MA | NEMA |  | New | 0.511 | 0.511 | 0.511 | 0.511
44466 | Sunnova SEMA RESI Solar | Demand |  |  |  | ON_PEAK | PASSIVE | Southeast New England |  | MA | SEMA |  | New | 7.326 | 0 | 7.326 | 0
44467 | Sunnova SEMA RESI ESS | Demand |  |  |  | ON_PEAK | PASSIVE | Southeast New England |  | MA | SEMA |  | New | 0.715 | 0.715 | 0.715 | 0.715
44468 | Sunnova WCMA RESI Solar | Demand |  |  |  | ON_PEAK | PASSIVE | Rest-of-Pool |  | MA | WCMA |  | New | 8.372 | 0 | 8.372 | 0
44469 | Sunnova WCMA RESI ESS | Demand |  |  |  | ON_PEAK | PASSIVE | Rest-of-Pool |  | MA | WCMA |  | New | 0.816 | 0.816 | 0.816 | 0.816
44470 | Sunnova RI RESI Solar | Demand |  |  |  | ON_PEAK | PASSIVE | Southeast New England |  | RI | RI |  | New | 11.593 | 0 | 11.593 | 0
44471 | Sunnova RI RESI ESS | Demand |  |  |  | ON_PEAK | PASSIVE | Southeast New England |  | RI | RI |  | New | 0.441 | 0.441 | 0.441 | 0.441
44473 | Bernardston | Generator | Yes | PV | Solar |  |  | Rest-of-Pool |  | MA | WCMA |  | New | 1.41 | 1.41 | 1.41 | 1.41
44476 | LDSTR - Monument Valley PV | Generator | Yes | PV | Solar |  |  | Rest-of-Pool |  | MA | WCMA |  | New | 1.018 | 0 | 1.018 | 0
44477 | LDSTR - Monument Valley ESS | Generator | No | ES | Electricity used for Energy Storage |  |  | Rest-of-Pool |  | MA | WCMA |  | New | 0.983 | 0.983 | 0.983 | 0.983
44478 | Syncarpha Dewitt - Solar | Generator | Yes | PV | Solar |  |  | Maine |  | ME | ME |  | New | 2.305 | 0 | 2.305 | 0
44480 | MACOM_ESS | Demand |  |  |  | REAL_TIME | ACTIVE | Rest-of-Pool |  | MA | WCMA | Central MA | New | 0.68 | 0.68 | 0.68 | 0.68
44488 | CVE Wing Lane PV | Generator | Yes | PV | Solar |  |  | Southeast New England |  | MA | SEMA |  | New | 1.38 | 0 | 1.38 | 0
44489 | CVE Wing Lane ESS | Generator | No | ES | Electricity used for Energy Storage |  |  | Southeast New England |  | MA | SEMA |  | New | 1.12 | 1.12 | 1.12 | 1.12
44491 | Sol Nathan Highway East PV | Generator | Yes | PV | Solar |  |  | Southeast New England |  | MA | SEMA |  | New | 2.035 | 0 | 2.035 | 0
44492 | Sol Nathan Highway East ESS | Generator | No | ES | Electricity used for Energy Storage |  |  | Southeast New England |  | MA | SEMA |  | New | 1.965 | 1.965 | 1.965 | 1.965
44493 | Sol Nathan Highway West PV | Generator | Yes | PV | Solar |  |  | Southeast New England |  | MA | SEMA |  | New | 0.507 | 0 | 0.507 | 0
44495 | Sol Nathan Highway West ESS | Generator | No | ES | Electricity used for Energy Storage |  |  | Southeast New England |  | MA | SEMA |  | New | 0.492 | 0.492 | 0.492 | 0.492
44507 | Bethlehem #2 | Import | [5 empty] | Rest-of-Pool | New York AC Ties |  |  |  | New | 265 | 280 | 0 | 0
44508 | Carr Street Generating | Import | [5 empty] | Rest-of-Pool | New York AC Ties |  |  |  | New | 89 | 104.16 | 0 | 0
44511 | Erie Boulevard HYDRO Import | Import | [5 empty] | Rest-of-Pool | New York AC Ties |  |  |  | New | 294.51 | 478.28 | 100 | 100
44512 | HQ LIEVRE RIVER | Import | [5 empty] | Rest-of-Pool | Phase I/II HQ Excess |  |  |  | New | 55.3 | 12.2 | 0 | 0
44514 | HQ_HG_Yearly | Import | [5 empty] | Northern New England | Hydro-Quebec Highgate |  |  |  | New | 200 | 58 | 58 | 58
44516 | HQ_NB_Yearly | Import | [5 empty] | Maine | New Brunswick |  |  |  | New | 300 | 193 | 22 | 22
44518 | HQ_NY_Yearly | Import | [5 empty] | Rest-of-Pool | New York AC Ties |  |  |  | New | 300 | 300 | 300 | 300
44520 | HQ_PII_Yearly | Import | [5 empty] | Rest-of-Pool | Phase I/II HQ Excess |  |  |  | New | 1400 | 477 | 464.8 | 464.8
44522 | NY Resource_01 | Import | [5 empty] | Rest-of-Pool | New York AC Ties |  |  |  | New | 2 | 2 | 2 | 2
44525 | NY Resource_05 | Import | [5 empty] | Rest-of-Pool | New York AC Ties |  |  |  | New | 2.141 | 7.547 | 2.141 | 2.141
44526 | NY Resource_06 | Import | [5 empty] | Rest-of-Pool | New York AC Ties |  |  |  | New | 80.2 | 92.8 | 0 | 0
44527 | NY Resource_07 | Import | [5 empty] | Rest-of-Pool | New York AC Ties |  |  |  | New | 85.1 | 92.2 | 0 | 0
44532 | NY Resource_17 | Import | [5 empty] | Rest-of-Pool | New York AC Ties |  |  |  | New | 2.1 | 2.1 | 2.1 | 2.1
44533 | New Brunswick_ Control Area Backed | Import | [5 empty] | Maine | New Brunswick |  |  |  | New | 200 | 200 | 122 | 122
44535 | Rensselaer | Import | [5 empty] | Rest-of-Pool | New York AC Ties |  |  |  | New | 77 | 79 | 77 | 77
44536 | Roseton 1 Generating | Import | [5 empty] | Rest-of-Pool | New York AC Ties |  |  |  | New | 592 | 600 | 225.114 | 225.114
44537 | Roseton 2 Generating | Import | [5 empty] | Rest-of-Pool | New York AC Ties |  |  |  | New | 599.5 | 600 | 0 | 0
44538 | Seneca Grandfathered #2 | Import | [5 empty] | Rest-of-Pool | New York AC Ties |  |  |  | New | 41 | 43 | 41 | 41

## 5.1 Resource NRCs and CNRCs
Links: | OATT
OATT Schedule 22 Large Generator Interconnection Procedures
OATT Schedule 23 Small Generator Interconnection Procedures
Resource ID | Resource Name | Asset ID | Asset Name | NRC (MW) |  | CNRC (MW) |  | Instrument Used to Identify Capability | State | Town/City | RSP Area | Lead Participant
|  |  |  | Summer (500F) | Winter (00F) | Summer (900F) | Winter (200F)
253 | TURNKEY LANDFILL | 253 | TURNKEY LANDFILL | 3.306 | 3.306 | 3.306 | 3.306 | Historic Capability | NH | Rochester | NH | Public Service Company of New Hampshire
321 | MANCHESTER 10 10A CC | 321 | MANCHESTER 10/10A CC | 170 | 170 | 157 | 170 | IA | RI | Providence | RI | Direct Energy Business Marketing, LLC
322 | MANCHESTER 11 11A CC | 322 | MANCHESTER 11/11A CC | 170 | 170 | 157 | 170 | IA | RI | Providence | RI | Direct Energy Business Marketing, LLC
323 | MANCHESTER 9 9A CC | 323 | MANCHESTER 9/9A CC | 170 | 170 | 154 | 170 | IA | RI | Providence | RI | Direct Energy Business Marketing, LLC
326 | ALTRESCO | 326 | ALTRESCO | 160 | 192.5 | 151.4 | 183.401 | IA | MA | Pittsfield | WMA | Pawtucket Power Holding Company LLC
327 | AMOSKEAG | 327 | AMOSKEAG | 17.5 | 17.5 | 17.5 | 17.5 | Historic Capability | NH | Manchester | NH | Central Rivers Power NH, LLC
328 | GULF ISLAND COMPOSITE Incremental | 328 | GULF ISLAND COMPOSITE | 38.915 | 38.915 | 33.44 | 33.44 | IA | ME | Lewiston | ME | Brookfield White Pine Hydro LLC
329 | ASCUTNEY GT | 329 | ASCUTNEY GT | 11.46 | 14.7 | 10.3 | 14.7 | Historic Capability | VT | Perkinsville | VT | Green Mountain Power Corporation
330 | AYERS ISLAND | 330 | AYERS ISLAND | 9.08 | 9.08 | 9.08 | 9.08 | Historic Capability | NH | Bristol | NH | Central Rivers Power NH, LLC
331 | AZISCOHOS HYDRO | 331 | AZISCOHOS HYDRO | 6.8 | 6.8 | 6.8 | 6.8 | IA | ME | Errol | ME | Brookfield Renewable Trading And Marketing LP
335 | BELLOWS FALLS | 335 | BELLOWS FALLS | 49 | 49 | 49 | 49 | IA | VT | Bellows Falls | VT | Great River Hydro, LLC
336 | BERLIN 1 GT | 336 | BERLIN 1 GT | 41.2 | 58 | 41.2 | 58 | Historic Capability | VT | Berlin | VT | Green Mountain Power Corporation
337 | BETHLEHEM | 337 | BETHLEHEM | 15.75 | 15.75 | 15.75 | 15.7 | Historic Capability | NH | Bethlehem | NH | Stored Solar J&WE, LLC
346 | BOLTON FALLS | 346 | BOLTON FALLS | 7.8 | 7.8 | 7.8 | 7.8 | Historic Capability | VT | Duxbury | VT | Green Mountain Power Corporation
348 | BOOT MILLS | 348 | BOOT MILLS | 18 | 18 | 18 | 18 | IA | MA | Lowell | CMA/NEMA | NSTAR Electric Company
349 | WHEELABRATOR BRIDGEPORT, L.P. | 349 | WHEELABRATOR BRIDGEPORT, L.P. | 59.65 | 60.5 | 59.65 | 60.5 | Historic Capability | CT | Bridgeport | SWCT | Wheelabrator North Andover Inc.
355 | BRANFORD 10 | 355 | BRANFORD 10 | 19.019 | 21.284 | 16.174 | 21.284 | Historic Capability | CT | Branford | SWCT | Generation Bridge Connecticut Holdings, LLC
356 | BRISTOL REFUSE | 356 | BRISTOL REFUSE | 13.517 | 13.578 | 13.517 | 13.578 | Historic Capability | CT | Bristol | CT | Covanta Energy Marketing, LLC
357 | BRIDGEWATER | 357 | BRIDGEWATER | 15.75 | 15.75 | 15.75 | 15.701 | Historic Capability | NH | Plymouth | NH | Bridgewater Power Company, L.P.
358 | BRUNSWICK | 358 | BRUNSWICK | 20.2 | 20.2 | 20.2 | 20.2 | IA | ME | Brunswick | ME | Brookfield White Pine Hydro LLC
359 | J. COCKWELL 1 | 359 | J. COCKWELL 1 | 331.5 | 331.5 | 331.5 | 331.5 | IA | MA | Florida | WMA | Bear Swamp Power Company LLC
360 | J. COCKWELL 2 | 360 | J. COCKWELL 2 | 331.5 | 331.5 | 331.5 | 331.5 | IA | MA | Florida | WMA | Bear Swamp Power Company LLC
362 | BULLS BRIDGE | 362 | BULLS BRIDGE | 8.4 | 8.4 | 8.4 | 8.4 | IA | CT | New Milford | SWCT | Firstlight Power Management LLC
363 | BURLINGTON GT | 363 | BURLINGTON GT | 21.44 | 25 | 20.378 | 25 | Historic Capability | VT | Burlington | VT | Burlington Electric Department
365 | CANAL 1 | 365 | CANAL 1 | 573 | 573 | 573 | 573 | Historic Capability | MA | Sandwich | SEMA | Stonepeak Kestrel Energy Marketing LLC
366 | CANAL 2 | 366 | CANAL 2 | 576.37 | 586 | 576.37 | 586 | Historic Capability | MA | Sandwich | SEMA | Stonepeak Kestrel Energy Marketing LLC
367 | CAPE GT 4 | 367 | CAPE GT 4 | 13.75 | 20.55 | 13.75 | 20.55 | IA | ME | South Portland | SME | NextEra Energy Marketing, LLC
368 | CAPE GT 5 | 368 | CAPE GT 5 | 16.6 | 20.75 | 16.6 | 20.75 | IA | ME | South Portland | SME | NextEra Energy Marketing, LLC
369 | CATARACT EAST | 369 | CATARACT EAST | 8.9 | 8.9 | 8.9 | 8.9 | IA | ME | Saco | SME | Brookfield White Pine Hydro LLC
370 | COS COB 10 | 370 | COS COB 10 | 22.084 | 23 | 19.497 | 23 | IA | CT | Greenwich | NOR | Generation Bridge Connecticut Holdings, LLC
371 | COS COB 11 | 371 | COS COB 11 | 21.875 | 23 | 21.841 | 23 | IA | CT | Greenwich | NOR | Generation Bridge Connecticut Holdings, LLC
372 | COS COB 12 | 372 | COS COB 12 | 22.143 | 23 | 18.66 | 23 | IA | CT | Greenwich | NOR | Generation Bridge Connecticut Holdings, LLC
375 | CLEARY 9 9A CC | 375 | CLEARY 9/9A CC | 106.875 | 110 | 105 | 110 | Historic Capability | MA | Taunton | SEMA | Taunton Municipal Lighting Plant
379 | COBBLE MOUNTAIN | 379 | COBBLE MOUNTAIN | 33.99 | 33.99 | 33.99 | 33.96 | Historic Capability | MA | Granville | WMA | Holyoke Gas & Electric Department
380 | COMERFORD | 47366, 47367, 47368, 47369 | COMERFORD 1, COMERFORD 2, COMERFORD 3, COMERFORD 4 | 169 | 169 | 166.135 | 167.116 | IA | NH | Monroe | NH | Great River Hydro, LLC
382 | MERRIMACK CT1 | 382 | MERRIMACK CT1 | 17.8 | 22.5 | 17.8 | 22.5 | IA | NH | Bow | NH | Consolidated Edison Energy, Inc
383 | MERRIMACK CT2 | 383 | MERRIMACK CT2 | 17.6 | 23.5 | 17.6 | 23.5 | IA | NH | Merrimack | NH | Consolidated Edison Energy, Inc
388 | DARTMOUTH POWER | 388 | DARTMOUTH POWER | 62.9 | 68.4 | 62.9 | 68.4 | PPA | MA | Dartmouth | SEMA | Talen Energy Marketing, LLC
389 | DERBY DAM | 389 | DERBY DAM | 7.05 | 7.05 | 7.05 | 7.05 | Historic Capability | CT | Shelton | SWCT | McCallum Enterprises 1 Limited Partnership
392 | DEXTER | 42375, 42376 | DEXTER 1, DEXTER 2 | 47.5 | 47.5 | 44.502 | 46.027 | IA | CT | Windsor Locks | CT | Emera Energy Services Subsidiary No. 4 LLC
393 | DEERFIELD 5 | 393 | DEERFIELD 5 | 14 | 14 | 14 | 14 | IA | MA | Rowe | WMA | Great River Hydro, LLC
395 | DOREEN | 395 | DOREEN | 19.4 | 21.1 | 16.6 | 21.1 | IA | MA | West Springfield | WMA | Essential Power Massachusetts, LLC
396 | DEVON 10 | 396 | DEVON 10 | 18 | 19.208 | 17.2 | 19.208 | PPA | CT | Milford | SWCT | Generation Bridge Connecticut Holdings, LLC
397 | DEVON 11 | 397 | DEVON 11 | 33.12 | 42.82 | 33.12 | 42.82 | PPA | CT | Milford | SWCT | Generation Bridge Connecticut Holdings, LLC
398 | DEVON 12 | 398 | DEVON 12 | 33.12 | 42.82 | 33.12 | 42.82 | PPA | CT | Milford | SWCT | Generation Bridge Connecticut Holdings, LLC
399 | DEVON 13 | 399 | DEVON 13 | 33.12 | 42.82 | 33.12 | 42.82 | PPA | CT | Milford | SWCT | Generation Bridge Connecticut Holdings, LLC
400 | DEVON 14 | 400 | DEVON 14 | 33.12 | 42.82 | 33.12 | 42.82 | PPA | CT | Milford | SWCT | Generation Bridge Connecticut Holdings, LLC
401 | EASTMAN FALLS | 401 | EASTMAN FALLS | 6.47 | 6.47 | 6.47 | 6.47 | Historic Capability | NH | Franklin | NH | Central Rivers Power NH, LLC
405 | ELLSWORTH HYDRO | 405 | ELLSWORTH HYDRO | 9.21 | 9.21 | 9.21 | 9.05 | Historic Capability | ME | Ellsworth | BHE | Black Bear Hydro Partners, LLC
410 | ESSEX 19 HYDRO | 410 | ESSEX 19 HYDRO | 7.8 | 7.8 | 7.8 | 7.8 | Historic Capability | VT | Essex Junction | VT | Green Mountain Power Corporation
412 | FALLS VILLAGE | 412 | FALLS VILLAGE | 9.76 | 11 | 9.76 | 11 | IA | CT | Falls Village | CT | Firstlight Power Management LLC
413 | FIFE BROOK | 413 | FIFE BROOK | 9.9 | 9.9 | 9.9 | 9.9 | Historic Capability | MA | Florida | WMA | Bear Swamp Power Company LLC
417 | FRAMINGHAM JET 1 | 417 | FRAMINGHAM JET 1 | 14.1 | 18.1 | 14.1 | 18.1 | Historic Capability | MA | Framingham | BOSTON | Constellation Energy Generation, LLC
418 | FRAMINGHAM JET 2 | 418 | FRAMINGHAM JET 2 | 14.1 | 18.1 | 14.1 | 18.1 | Historic Capability | MA | Framingham | BOSTON | Constellation Energy Generation, LLC
419 | FRAMINGHAM JET 3 | 419 | FRAMINGHAM JET 3 | 14.1 | 18.1 | 14.1 | 18.1 | Historic Capability | MA | Framingham | BOSTON | Constellation Energy Generation, LLC
420 | FRANKLIN DRIVE 10 | 420 | FRANKLIN DRIVE 10 | 18.596 | 20.952 | 17.2 | 20.952 | Historic Capability | CT | Torrington | CT | Generation Bridge Connecticut Holdings, LLC
421 | FRONT STREET DIESELS 1-3 | 421 | FRONT STREET DIESELS 1-3 | 8.3 | 8.3 | 7.7 | 7.7 | Historic Capability | MA | Chicopee | WMA | Chicopee Municipal Lighting Plant
424 | GREAT LAKES - MILLINOCKET | 424 | GREAT LAKES - MILLINOCKET | 106 | 106 | 106 | 106 | IA | ME | Millinocket | BHE | Brookfield Renewable Trading And Marketing LP
426 | GORGE 1 DIESEL | 426 | GORGE 1 DIESEL | 10.8 | 16.11 | 10.8 | 16.11 | Historic Capability | VT | Colchester | VT | Green Mountain Power Corporation
427 | GORHAM | 427 | GORHAM | 2.05 | 2.05 | 2.05 | 2.05 | Historic Capability | NH | Gorham | NH | Central Rivers Power NH, LLC
432 | HARRIS 1 | 432 | HARRIS 1 | 17 | 17 | 17 | 17 | IA | ME | West Forks | ME | Brookfield White Pine Hydro LLC
433 | HARRIS 2 | 433 | HARRIS 2 | 35 | 35.5 | 35 | 35.5 | IA | ME | West Forks | ME | Brookfield White Pine Hydro LLC
434 | HARRIS 3 | 434 | HARRIS 3 | 34 | 34.5 | 34 | 34.5 | IA | ME | West Forks | ME | Brookfield White Pine Hydro LLC
435 | HARRIMAN | 435 | HARRIMAN | 41.135 | 41.135 | 41.135 | 39 | Historic Capability | VT | Readsboro | WMA | Great River Hydro, LLC
436 | HEMPHILL 1 | 436 | HEMPHILL 1 | 17.5 | 17.5 | 17.5 | 17.5 | IA | NH | Springfield | NH | Stored Solar J&WE, LLC
440 | HIRAM | 440 | HIRAM | 11.6 | 11.6 | 11.6 | 11.6 | IA | ME | Baldwin | SME | Brookfield White Pine Hydro LLC
445 | COVANTA WEST ENFIELD | 445 | COVANTA WEST ENFIELD | 24.5 | 24.5 | 24.5 | 24.5 | PPA | ME | West Enfield | BHE | Stored Solar J&WE, LLC
446 | COVANTA JONESBORO | 446 | COVANTA JONESBORO | 24.5 | 24.5 | 24.5 | 24.5 | PPA | ME | Jonesboro | BHE | Stored Solar J&WE, LLC
449 | JACKMAN | 449 | JACKMAN | 3.6 | 19.75 | 3.6 | 19.75 | Historic Capability | NH | Hillsboro | NH | Central Rivers Power NH, LLC
452 | KENDALL JET 1 | 452 | KENDALL JET 1 | 21.2 | 21.2 | 18 | 21.2 | IA | MA | Cambridge | BOSTON | Kendall Green Energy LLC
457 | LAWRENCE HYDRO | 457 | LAWRENCE HYDRO | 9.4 | 14.1 | 9.4 | 14.1 | Historic Capability | MA | Lawrence | CMA/NEMA | Central Rivers Power NH, LLC
460 | LOCKWOOD | 460 | LOCKWOOD | 7.5 | 7.5 | 7.5 | 7.5 | IA | ME | Waterville | ME | Brookfield Renewable Trading And Marketing LP
462 | LISBON RESOURCE RECOVERY | 462 | LISBON RESOURCE RECOVERY | 13.5 | 13.5 | 13.5 | 13.5 | IA | CT | Lisbon | CT | Wheelabrator North Andover Inc.
463 | AEI LIVERMORE | 463 | REENERGY LIVERMORE FALLS | 35.3 | 35.63 | 35.3 | 35.63 | Historic Capability | ME | Livermore | ME | ReEnergy Stratton LLC
464 | LOST NATION | 464 | LOST NATION | 16.652 | 19.3 | 14.1 | 19.3 | Historic Capability | NH | Northumberland | NH | Consolidated Edison Energy, Inc
465 | DEERFIELD 2 LWR DRFIELD | 465 | DEERFIELD 2/LWR DRFIELD | 19.5 | 19.5 | 19.5 | 19.5 | Historic Capability | MA | Conway | WMA | Great River Hydro, LLC
467 | MARBLEHEAD DIESELS | 467 | MARBLEHEAD DIESELS | 5 | 5 | 5 | 5 | Historic Capability | MA | Marblehead | BOSTON | Marblehead Municipal Light Department
468 | MARSHFIELD 6 HYDRO | 468 | MARSHFIELD 6 HYDRO | 5 | 5 | 5 | 5 | Historic Capability | VT | Marshfield | NH | Green Mountain Power Corporation
472 | M STREET JET | 472 | M STREET JET | 47 | 67.2 | 47 | 67.2 | PPA | MA | Boston | BOSTON | Massachusetts Bay Transportation Authority
473 | MCINDOES | 473 | MCINDOES | 13 | 13 | 13 | 13 | Historic Capability | VT | Barnet | NH | Great River Hydro, LLC
474 | J C MCNEIL | 474 | J C MCNEIL | 52 | 54 | 52 | 54 | Historic Capability | VT | Burlington | VT | Burlington Electric Department
478 | MIDDLETOWN 10 | 478 | MIDDLETOWN 10 | 20.423 | 22.1 | 17.2 | 22.1 | Historic Capability | CT | Middletown | CT | Generation Bridge M&M Holdings, LLC
480 | MIDDLETOWN 2 | 480 | MIDDLETOWN 2 | 117 | 120 | 353 | 365 | Historic Capability | CT | Middletown | CT | Generation Bridge M&M Holdings, LLC
481 | MIDDLETOWN 3 | 481 | MIDDLETOWN 3 | 236 | 245 | 0 | 0 | Historic Capability | CT | Middletown | CT | Generation Bridge M&M Holdings, LLC
482 | MIDDLETOWN 4 | 482 | MIDDLETOWN 4 | 402 | 402 | 402 | 402 | Historic Capability | CT | Middletown | CT | Generation Bridge M&M Holdings, LLC
484 | MILLSTONE POINT 2 | 484 | MILLSTONE POINT 2 | 897.5 | 905.7 | 897.5 | 905.7 | IA | CT | Waterford | CT | Dominion Energy Generation Marketing, Inc.
485 | MILLSTONE POINT 3 | 485 | MILLSTONE POINT 3 | 1260 | 1260 | 1225 | 1245 | IA | CT | Waterford | CT | Dominion Energy Generation Marketing, Inc.
486 | MILFORD POWER | 486 | MILFORD POWER | 216 | 222.7 | 202 | 216.73 | IA | MA | Milford | RI | Consolidated Edison Energy, Inc
487 | Worumbo Hydro | 487 | WORUMBO HYDRO | 19.4 | 19.4 | 19.4 | 19.4 | IA | ME | Lisbon Falls | ME | Energy New England LLC
489 | MERRIMACK 1 | 489 | MERRIMACK 1 | 113.5 | 122.73 | 112.5 | 122.73 | IA | NH | Bow | NH | Consolidated Edison Energy, Inc
490 | MERRIMACK 2 | 490 | MERRIMACK 2 | 340 | 353.5 | 335.487 | 353.5 | IA | NH | Bow | NH | Consolidated Edison Energy, Inc
492 | MONTVILLE 10 and 11 | 492 | MONTVILLE 10 AND 11 | 5.5 | 5.5 | 5.5 | 5.5 | Historic Capability | CT | Uncasville | CT | Generation Bridge M&M Holdings, LLC
493 | MONTVILLE 5 | 493 | MONTVILLE 5 | 81 | 82 | 81 | 82 | Historic Capability | CT | Uncasville | CT | Generation Bridge M&M Holdings, LLC
494 | MONTVILLE 6 | 494 | MONTVILLE 6 | 410 | 410 | 410 | 410 | Historic Capability | CT | Uncasville | CT | Generation Bridge M&M Holdings, LLC
495 | MONTY | 495 | MONTY | 28 | 28 | 28 | 28 | IA | ME | Lewiston | ME | Brookfield White Pine Hydro LLC
496 | MOORE | 47370, 47371, 47372, 47373 | MOORE 1, MOORE 2, MOORE 3, MOORE 4 | 195.9 | 195.9 | 193.632 | 195.644 | IA | NH | Littleton | NH | Great River Hydro, LLC
497 | MASS POWER | 497 | MASS POWER | 256.1 | 279.8 | 245.3 | 276 | IA | MA | Indian Orchard | WMA | Dynegy Marketing and Trade, LLC
502 | MYSTIC 7 | 502 | MYSTIC 7 | 592 | 592 | 0 | 0 | Historic Capability | MA | Charlestown | BOSTON | Constellation Energy Generation, LLC
503 | MYSTIC JET | 503 | MYSTIC JET | 10.96 | 13.8 | 0 | 0 | Historic Capability | MA | Charlestown | BOSTON | Constellation Energy Generation, LLC
507 | NEA BELLINGHAM | 48754, 48755 | NEA BELLINGHAM 1A, NEA BELLINGHAM 1B | 314.7 | 340.241 | 282.865 | 340.241 | IA | MA | Bellingham | RI | NextEra Energy Marketing, LLC
508 | NEWINGTON 1 | 508 | NEWINGTON 1 | 407.5 | 420.83 | 407.5 | 420.83 | Historic Capability | NH | Newington | NH | Consolidated Edison Energy, Inc
513 | NEW HAVEN HARBOR | 513 | NEW HAVEN HARBOR | 466 | 466 | 466 | 466 | IA | CT | New Haven | CT | GB II Connecticut LLC
515 | NORWICH JET | 515 | NORWICH JET | 17.82 | 19.16 | 15.255 | 18.8 | Historic Capability | CT | Norwich | CT | Connecticut Municipal Electric Energy Cooperative
527 | OGDEN-MARTIN 1 | 527 | OGDEN-MARTIN 1 | 41.68 | 42.87 | 41.68 | 42.87 | Historic Capability | MA | Haverhill | BOSTON | Covanta Energy Marketing, LLC
528 | OCEAN ST PWR GT1 GT2 ST1 | 528 | OCEAN ST PWR GT1/GT2/ST1 | 297.187 | 318.342 | 272.342 | 318.342 | Historic Capability | RI | Harrisville | RI | Direct Energy Business Marketing, LLC
529 | OCEAN ST PWR GT3 GT4 ST2 | 529 | OCEAN ST PWR GT3/GT4/ST2 | 297.609 | 322.815 | 274.815 | 322.815 | Historic Capability | RI | Harrisville | RI | Direct Energy Business Marketing, LLC
532 | PEJEPSCOT | 532 | PEJEPSCOT | 10.21 | 13.55 | 10.21 | 13.55 | Historic Capability | ME | Topsham | ME | Black Bear Hydro Partners, LLC
536 | PERC-ORRINGTON 1 | 536 | PERC-ORRINGTON 1 | 21.76 | 21.93 | 21.76 | 21.93 | Historic Capability | ME | Orrington | BHE | BP Energy Company
538 | PINETREE POWER | 538 | PINETREE POWER | 17.55 | 17.55 | 17.55 | 17.49 | Historic Capability | MA | Westminster | WMA | Stored Solar J&WE, LLC
539 | PONTOOK HYDRO | 539 | PONTOOK HYDRO | 9.6 | 10.16 | 9.6 | 10.16 | IA | NH | Dummer | NH | Brookfield Renewable Trading And Marketing LP
540 | POTTER 2 CC | 540 | POTTER 2 CC | 84.474 | 97.5 | 79.5 | 97.5 | Historic Capability | MA | Braintree | SEMA | Braintree Electric Light Department, Town of
541 | PROCTOR | 541 | PROCTOR | 9.841 | 9.841 | 6.65 | 6.803 | IA | VT | Proctor | VT | Green Mountain Power Corporation
542 | ECO MAINE | 542 | ECO MAINE | 13.705 | 13.705 | 13.705 | 13.705 | Historic Capability | ME | Portland | SME | Constellation Energy Generation, LLC
546 | RESCO SAUGUS | 546 | RESCO SAUGUS | 32.79 | 32.79 | 32.79 | 31 | Historic Capability | MA | Saugus | BOSTON | Wheelabrator North Andover Inc.
547 | WHEELABRATOR NORTH ANDOVER | 547 | WHEELABRATOR NORTH ANDOVER | 40 | 40 | 40 | 40 | IA | MA | North Andover | BOSTON | Wheelabrator North Andover Inc.
549 | RUTLAND 5 GT | 549 | RUTLAND 5 GT | 12.397 | 15.547 | 10.4 | 14.8 | Historic Capability | VT | Rutland | VT | Green Mountain Power Corporation
555 | SEABROOK | 555 | SEABROOK | 1257.275 | 1257.275 | 1257.275 | 1257.275 | IA | NH | Seabrook | NH | NextEra Energy Marketing, LLC
556 | SCHILLER 4 | 556 | SCHILLER 4 | 47.5 | 48 | 47.5 | 48 | Historic Capability | NH | Portsmouth | NH | Consolidated Edison Energy, Inc
557 | SCHILLER 5 | 557 | SCHILLER 5 | 49.6 | 49.6 | 49.6 | 49.6 | Historic Capability | NH | Portsmouth | NH | Consolidated Edison Energy, Inc
558 | SCHILLER 6 | 558 | SCHILLER 6 | 48 | 49 | 48 | 49 | Historic Capability | NH | Portsmouth | NH | Consolidated Edison Energy, Inc
559 | SCHILLER CT 1 | 559 | SCHILLER CT 1 | 18.132 | 22 | 17.621 | 22 | Historic Capability | NH | Portsmouth | NH | Consolidated Edison Energy, Inc
561 | SEARSBURG | 561 | SEARSBURG | 4.96 | 4.96 | 4.96 | 4.96 | Historic Capability | VT | Searsburg | WMA | Great River Hydro, LLC
562 | SECREC-PRESTON | 562 | SECREC-PRESTON | 16.449 | 17.07 | 16.449 | 17.07 | Historic Capability | CT | Preston | CT | Covanta Energy Marketing, LLC
563 | SEMASS 1 | 563 | SEMASS 1 | 46.955 | 52.96 | 46.955 | 52.69 | Historic Capability | MA | West Wareham | SEMA | Covanta Energy Marketing, LLC
564 | SEMASS 2 | 564 | SEMASS 2 | 22.5 | 22.5 | 22.5 | 22.5 | PPA | MA | West Wareham | SEMA | Covanta Energy Marketing, LLC
565 | SHELDON SPRINGS | 565 | SHELDON SPRINGS | 14.832 | 26.38 | 14.832 | 26.38 | Historic Capability | VT | Sheldon Springs | VT | Green Mountain Power Corporation
566 | SHEPAUG | 566 | SHEPAUG | 42.95 | 43.4 | 42.95 | 43.4 | IA | CT | Southbury | SWCT | Firstlight Power Management LLC
567 | SHERMAN | 567 | SHERMAN | 6.5 | 6.5 | 6.5 | 6.5 | IA | MA | Rowe | WMA | Great River Hydro, LLC
569 | SKELTON | 569 | SKELTON | 22.08 | 22.08 | 21.6 | 21.6 | IA | ME | Dayton | SME | Brookfield White Pine Hydro LLC
570 | SMITH | 570 | SMITH | 17.6 | 17.6 | 17.6 | 16.669 | Historic Capability | NH | Smith | NH | Central Rivers Power NH, LLC
572 | SO. MEADOW 11 | 572 | SO. MEADOW 11 | 43.121 | 49 | 38.8 | 49 | Historic Capability | CT | Hartford | CT | NextEra Energy Marketing, LLC
573 | SO. MEADOW 12 | 573 | SO. MEADOW 12 | 45.2 | 49 | 39 | 49 | Historic Capability | CT | Hartford | CT | NextEra Energy Marketing, LLC
574 | SO. MEADOW 13 | 574 | SO. MEADOW 13 | 44.117 | 49.917 | 39 | 48.6 | Historic Capability | CT | Hartford | CT | NextEra Energy Marketing, LLC
575 | SO. MEADOW 14 | 575 | SO. MEADOW 14 | 42.546 | 49 | 39 | 49 | Historic Capability | CT | Hartford | CT | NextEra Energy Marketing, LLC
580 | SO. MEADOW 5 | 580 | SO. MEADOW 5 | 29.7 | 31.24 | 29.7 | 31.24 | Historic Capability | CT | Hartford | CT | NextEra Energy Marketing, LLC
581 | SO. MEADOW 6 | 581 | SO. MEADOW 6 | 29.7 | 31.25 | 29.7 | 31.25 | Historic Capability | CT | Hartford | CT | NextEra Energy Marketing, LLC
583 | STONY BROOK 2A | 583 | STONY BROOK 2A | 79 | 90 | 67 | 87 | PPA | MA | Ludlow | WMA | Massachusetts Municipal Wholesale Electric Company
584 | STONY BROOK 2B | 584 | STONY BROOK 2B | 77 | 90 | 65 | 85 | PPA | MA | Ludlow | WMA | Massachusetts Municipal Wholesale Electric Company
587 | STEVENSON | 587 | STEVENSON | 28.9 | 28.9 | 28.9 | 28.9 | IA | CT | Monroe | SWCT | Firstlight Power Management LLC
590 | BORALEX STRATTON ENERGY | 590 | REENERGY STRATTON | 46.52 | 47.51 | 46.52 | 47.51 | Historic Capability | ME | Stratton | ME | ReEnergy Stratton LLC
591 | SAPPI NORTH AMERICA, INC | 591 | SAPPI NORTH AMERICA, INC | 43.07 | 49.103 | 43.07 | 49.103 | Historic Capability | ME | Westbrook | SME | NextEra Energy Marketing, LLC
592 | TAMWORTH | 592 | TAMWORTH | 21.145 | 21.145 | 21.145 | 21.143 | IA | NH | Tamworth | NH | Stored Solar J&WE, LLC
595 | TORRINGTON TERMINAL 10 | 595 | TORRINGTON TERMINAL 10 | 18.817 | 21.8 | 17.2 | 21.8 | Historic Capability | CT | Torrington | CT | Generation Bridge Connecticut Holdings, LLC
596 | TUNNEL 10 | 596 | TUNNEL 10 | 20.8 | 22.1 | 17.102 | 22.1 | IA | CT | Preston | CT | Firstlight Power Management LLC
598 | VERGENNES 5 and 6 DIESELS | 598 | VERGENNES 5 AND 6 DIESELS | 4.2 | 4.24 | 4.2 | 4.24 | Historic Capability | VT | Vergennes | VT | Green Mountain Power Corporation
599 | VERNON | 599 | VERNON | 34.9 | 34.9 | 34.9 | 34.9 | IA | VT | Vernon | WMA | Great River Hydro, LLC
612 | WATERS RIVER JET 1 | 612 | WATERS RIVER JET 1 | 19.55 | 22.437 | 16.437 | 22.437 | Historic Capability | MA | Peabody | BOSTON | Massachusetts Municipal Wholesale Electric Company
613 | WATERS RIVER JET 2 | 613 | WATERS RIVER JET 2 | 39.4 | 45.8 | 30.791 | 44.97 | PPA | MA | Peabody | BOSTON | Massachusetts Municipal Wholesale Electric Company
614 | WATERBURY 22 | 614 | WATERBURY 22 | 5 | 5 | 2.646 | 3 | Historic Capability | VT | Waterbury | VT | Green Mountain Power Corporation
616 | WEST ENFIELD | 616 | WEST ENFIELD | 11.47 | 19.1 | 11.47 | 19.1 | Historic Capability | ME | West Enfield | BHE | Versant Power
617 | WESTON | 617 | WESTON | 14.81 | 14.81 | 13.2 | 13.2 | IA | ME | Skowhegan | ME | Brookfield White Pine Hydro LLC
618 | DG WHITEFIELD, LLC | 618 | DG WHITEFIELD, LLC | 18 | 18.2 | 18 | 18.2 | Historic Capability | NH | Whitefield | NH | Stored Solar J&WE, LLC
619 | WHITE LAKE JET | 619 | WHITE LAKE JET | 20.07 | 23.165 | 18.1 | 23.165 | Historic Capability | NH | Tamworth | NH | Consolidated Edison Energy, Inc
620 | WILDER | 620 | WILDER | 42.92 | 43.88 | 42.92 | 43.88 | Historic Capability | VT | Wilder | VT | Great River Hydro, LLC
621 | WILLIAMS | 621 | WILLIAMS | 14.9 | 14.9 | 14.9 | 14.9 | IA | ME | Embden | ME | Brookfield White Pine Hydro LLC
622 | WINOOSKI 1 | 622 | WINOOSKI 1 | 7.5 | 7.5 | 7.5 | 7.5 | PPA | VT | Winooski | VT | Burlington Electric Department
624 | WMI MILLBURY 1 | 624 | WMI MILLBURY 1 | 40.94 | 40.94 | 40.94 | 40.94 | Historic Capability | MA | Millbury | CMA/NEMA | Wheelabrator North Andover Inc.
625 | WEST MEDWAY JET 1 | 625 | WEST MEDWAY JET 1 | 57.6 | 72.9 | 57.6 | 72.9 | Historic Capability | MA | Medway | BOSTON | Constellation Energy Generation, LLC
626 | WEST MEDWAY JET 2 | 626 | WEST MEDWAY JET 2 | 57.6 | 72.9 | 57.6 | 72.9 | Historic Capability | MA | Medway | BOSTON | Constellation Energy Generation, LLC
627 | WEST MEDWAY JET 3 | 627 | WEST MEDWAY JET 3 | 57.5 | 72.8 | 57.5 | 72.8 | Historic Capability | MA | Medway | RI | Constellation Energy Generation, LLC
628 | WOODLAND ROAD | 628 | WOODLAND ROAD | 19.582 | 21 | 16.7 | 21 | IA | MA | Lee | WMA | Essential Power Massachusetts, LLC
630 | WEST SPRINGFIELD 10 | 630 | WEST SPRINGFIELD 10 | 20.25 | 22 | 17.2 | 22 | IA | MA | West Springfield | WMA | Essential Power Massachusetts, LLC
636 | WYMAN HYDRO 1 | 636 | WYMAN HYDRO 1 | 30 | 30 | 29.014 | 29.014 | IA | ME | Bingham | ME | Brookfield White Pine Hydro LLC
637 | WYMAN HYDRO 2 | 637 | WYMAN HYDRO 2 | 29.9 | 29.9 | 29.9 | 29.9 | IA | ME | Bingham | ME | Brookfield White Pine Hydro LLC
638 | WYMAN HYDRO 3 | 638 | WYMAN HYDRO 3 | 30 | 30 | 29.13 | 29.13 | IA | ME | Bingham | ME | Brookfield White Pine Hydro LLC
641 | YARMOUTH 3 | 641 | YARMOUTH 3 | 116 | 119 | 116 | 119 | IA | ME | Yarmouth | SME | NextEra Energy Marketing, LLC
642 | YARMOUTH 4 | 642 | YARMOUTH 4 | 614.5 | 620 | 614.5 | 620 | IA | ME | Yarmouth | SME | NextEra Energy Marketing, LLC
715 | ROCHESTER LANDFILL | 715 | ROCHESTER LANDFILL | 4.98 | 4.98 | 4.98 | 4.98 | Historic Capability | NH | Rochester | NH | WM Renewable Energy, L.L.C.
737 | SIMPSON G LOAD REDUCER | 737 | SIMPSON G LOAD REDUCER | 3.84 | 4.85 | 3.84 | 4.85 | Historic Capability | VT | Gilman | NH | Green Mountain Power Corporation
739 | ROCKY RIVER | 739 | ROCKY RIVER | 29.35 | 30.4 | 29.35 | 30.4 | IA | CT | New Milford | SWCT | Firstlight Power Management LLC
755 | BONNY EAGLE W. BUXTON | 755 | BONNY EAGLE/W. BUXTON | 17.5 | 17.5 | 17.5 | 17.5 | IA | ME | Hollis | SME | Brookfield White Pine Hydro LLC
757 | HARRIS 4 | 757 | HARRIS 4 | 1.5 | 1.5 | 1.5 | 1.5 | IA | ME | West Forks | ME | Brookfield White Pine Hydro LLC
759 | MESSALONSKEE COMPOSITE | 759, 14937, 69643 | OAKLAND, UNION GAS STATION, RICE RIPS | 5.959 | 5.959 | 5.959 | 5.959 | IA | ME | Oakland | ME | Messalonskee Stream Hydro, LLC
760 | NORTH GORHAM | 760 | NORTH GORHAM | 1.6 | 1.9 | 1.6 | 1.9 | IA | ME | Gorham | SME | Brookfield White Pine Hydro LLC
761 | SHAWMUT | 761 | SHAWMUT | 9.5 | 9.5 | 9.5 | 9.5 | IA | ME | Shawmut | ME | Brookfield White Pine Hydro LLC
766 | CABOT TURNERS FALLS | 14801, 14808 | CABOT, TURNERSFALLS | 68.2 | 68.2 | 68.2 | 68.2 | IA | MA | Montague | WMA | Firstlight Power Management LLC
767 | SES CONCORD | 767 | SES CONCORD | 13 | 13.14 | 13 | 13.14 | IA | NH | Concord | NH | Wheelabrator North Andover Inc.
768 | GARVINS HOOKSETT | 768 | GARVINS/HOOKSETT | 14.805 | 14.805 | 14.805 | 14 | Historic Capability | NH | Hooksett | NH | Central Rivers Power NH, LLC
769 | HADLEY FALLS 1&2 | 769 | HADLEY FALLS 1&2 | 33.4 | 33.4 | 33.4 | 33.4 | Historic Capability | MA | Holyoke | WMA | Holyoke Gas & Electric Department
774 | LOWER LAMOILLE COMPOSITE | 774 | LOWER LAMOILLE COMPOSITE | 15.8 | 16.35 | 15.8 | 16.35 | Historic Capability | VT | Milton | VT | Green Mountain Power Corporation
779 | MIDDLESEX 2 | 779 | MIDDLESEX 2 | 3.3 | 3.3 | 3.3 | 3.3 | Historic Capability | VT | Middlesex | VT | Green Mountain Power Corporation
781 | WEST DANVILLE 1 | 781 | WEST DANVILLE 1 | 1.1 | 1.1 | 1.1 | 1.1 | Historic Capability | VT | West Danville | VT | Green Mountain Power Corporation
786 | KEZAR LEDGEMERE COMPOSITE | 40207, 40208, 40209, 42123 | KEZAR UPPER FALLS, KEZAR LOWER FALLS, LEDGEMERE, KEZAR MIDDLE FALLS | 0.56 | 1.282 | 0.56 | 1.282 | Historic Capability | ME | Parsonfield | SME | Power Supply Services, LLC
789 | CEC 002 PAWTUCKET U5 | 789 | CEC 002 PAWTUCKET U5 | 1.2 | 1.24 | 1.2 | 1.24 | Historic Capability | RI | Pawtucket | RI | The Narragansett Electric Company
792 | CENTENNIAL HYDRO | 792 | CENTENNIAL HYDRO | 0.64 | 0.79 | 0.64 | 0.79 | IA | MA | Lowell | CMA/NEMA | Massachusetts Electric Company
793 | METHUEN HYDRO | 793 | METHUEN HYDRO | 0.12 | 0.273 | 0.12 | 0.273 | Historic Capability | MA | Methuen | BOSTON | Massachusetts Electric Company
794 | MINIWAWA | 794 | MINIWAWA | 0.437 | 0.959 | 0.437 | 0.959 | PPA | NH | Marlborough | VT | Public Service Company of New Hampshire
795 | RIVER MILL HYDRO | 795 | RIVER MILL HYDRO | 0.08 | 0.2 | 0.08 | 0.2 | IA | NH | Lebanon | VT | Middleton Municipal Light Department
796 | GOODWIN DAM | 796 | GOODWIN DAM | 3 | 3.067 | 3 | 3.067 | Historic Capability | CT | Hartland | CT | Connecticut Municipal Electric Energy Cooperative
797 | CEC 003 WYRE WYND U5 | 797 | WYRE WYND HYDRO | 1.8 | 2.78 | 1.8 | 2.78 | Historic Capability | CT | Jewett City | CT | Gravity Renewables, Inc
798 | COLEBROOK | 798 | COLEBROOK | 2.967 | 2.967 | 2.967 | 2.967 | Historic Capability | CT | Colebrook | CT | Connecticut Municipal Electric Energy Cooperative
800 | KINNEYTOWN B | 800 | KINNEYTOWN B | 0.654 | 1.51 | 0.654 | 1.51 | Historic Capability | CT | Seymour | SWCT | Hydroland, Inc.
801 | WILLIMANTIC 1 | 801 | WILLIMANTIC 1 | 0.423 | 0.77 | 0.423 | 0.77 | Historic Capability | CT | Willimantic | CT | Connecticut Light and Power Company The
802 | WILLIMANTIC 2 | 802 | WILLIMANTIC 2 | 0.388 | 0.77 | 0.388 | 0.77 | Historic Capability | CT | Willimantic | CT | Connecticut Light and Power Company The
803 | TOUTANT | 803 | TOUTANT | 0.4 | 0.4 | 0.4 | 0.4 | Historic Capability | CT | Putnam | CT | Connecticut Light and Power Company The
804 | PUTNAM | 804 | PUTNAM | 0.58 | 1.94 | 0.58 | 1.94 | Historic Capability | CT | Putnam | CT | Putnam Hydropower, Inc.
806 | MECHANICSVILLE | 806, 46206 | MECHANICSVILLE, ENERGY STREAM HYDRO | 0.43 | 0.43 | 0.101 | 0.267 | IA | CT | Thompson | CT | Sterling Municipal Electric Light Department
807 | CEC 004 DAYVILLE POND U5 | 807 | CEC 004 DAYVILLE POND U5 | 0.061 | 0.1 | 0.061 | 0.1 | Historic Capability | CT | Dayville | CT | Connecticut Light and Power Company The
808 | SANDY HOOK HYDRO | 808 | SANDY HOOK HYDRO | 0.077 | 0.105 | 0.077 | 0.105 | Historic Capability | CT | Newtown | SWCT | Connecticut Light and Power Company The
810 | QUINEBAUG | 810 | QUINEBAUG | 0.98 | 2.81 | 0.98 | 2.81 | Historic Capability | CT | Danielson | CT | Gravity Renewables, Inc
811 | BANTAM | 811 | BANTAM | 0.32 | 0.32 | 0.32 | 0.32 | IA | CT | Bantam | CT | Firstlight Power Management LLC
813 | TUNNEL | 813 | TUNNEL | 2.1 | 2.1 | 2.1 | 2.1 | IA | CT | Preston | CT | Firstlight Power Management LLC
814 | PATCH | 814 | PATCH | 0.3 | 0.3 | 0.3 | 0.3 | Historic Capability | VT | Rutland | VT | Green Mountain Power Corporation
815 | CARVER FALLS | 815 | CARVER FALLS | 1.48 | 1.9 | 1.48 | 1.9 | Historic Capability | VT | Fairhaven | VT | Green Mountain Power Corporation
816 | CAVENDISH | 816 | CAVENDISH | 1.18 | 1.428 | 1.18 | 1.428 | Historic Capability | VT | Cavendish | VT | Green Mountain Power Corporation
817 | TAFTSVILLE VT | 817 | TAFTSVILLE VT | 0.33 | 0.4 | 0.33 | 0.4 | Historic Capability | VT | Hartland | VT | Green Mountain Power Corporation
818 | PIERCE MILLS | 818 | PIERCE MILLS | 0.245 | 0.245 | 0.245 | 0.245 | Historic Capability | VT | St. Johnsbury | NH | Green Mountain Power Corporation
819 | ARNOLD FALLS | 819 | ARNOLD FALLS | 0.3 | 0.3 | 0.3 | 0.3 | Historic Capability | VT | St. Johnsbury | NH | Green Mountain Power Corporation
820 | PASSUMPSIC | 820 | PASSUMPSIC | 0.7 | 0.7 | 0.7 | 0.7 | Historic Capability | VT | Barnet | NH | Green Mountain Power Corporation
821 | GAGE | 821 | GAGE | 0.76 | 0.8 | 0.76 | 0.8 | Historic Capability | VT | Waterford | NH | Green Mountain Power Corporation
822 | SMITH (CVPS) | 822 | SMITH (CVPS) | 0.93 | 1.31 | 0.93 | 1.31 | Historic Capability | VT | Bradford | VT | Green Mountain Power Corporation
823 | EAST BARNET | 823 | EAST BARNET | 1.6 | 1.9 | 1.6 | 1.9 | Historic Capability | VT | Barnet | NH | Green Mountain Power Corporation
824 | BATH ELECTRIC HYDRO | 824 | BATH ELECTRIC HYDRO | 0.4 | 0.8 | 0.4 | 0.8 | Historic Capability | NH | Bath | NH | Public Service Company of New Hampshire
827 | SEARSBURG WIND | 827 | SEARSBURG WIND | 4.99 | 4.99 | 0.62 | 1.68 | PPA | VT | Searsburg | WMA | Green Mountain Power Corporation
832 | CENTER RUTLAND | 832 | CENTER RUTLAND | 0.35 | 0.35 | 0.35 | 0.35 | Historic Capability | VT | Rutland | VT | Green Mountain Power Corporation
833 | BARNET | 833 | BARNET | 0.35 | 0.49 | 0.35 | 0.49 | Historic Capability | VT | Barnet | VT | Green Mountain Power Corporation
834 | COMTU FALLS | 834 | COMTU FALLS | 0.323 | 0.46 | 0.323 | 0.46 | Historic Capability | VT | Springfield | VT | Gravity Renewables, Inc
835 | DEWEY MILLS | 835 | DEWEY MILLS | 1.57 | 2.79 | 1.57 | 2.79 | Historic Capability | VT | Hartford | VT | Green Mountain Power Corporation
841 | MORETOWN 8 | 841 | MORETOWN 8 | 1.096 | 1.096 | 1.096 | 1.096 | Historic Capability | VT | Moretown | VT | Ampersand Energy Partners LLC
842 | NANTANA MILL | 842 | NANTANA MILL | 0.106 | 0.22 | 0.106 | 0.22 | Historic Capability | VT | Northfield | VT | Gravity Renewables, Inc
843 | NEWBURY | 843 | NEWBURY | 0.22 | 0.27 | 0.22 | 0.27 | Historic Capability | VT | Wells River | VT | Green Mountain Power Corporation
844 | OTTAUQUECHEE | 844 | OTTAUQUECHEE | 1.547 | 2.18 | 1.547 | 2.18 | Historic Capability | VT | North Hartland | VT | Green Mountain Power Corporation
849 | CRESCENT DAM | 849 | CRESCENT DAM | 1.617 | 1.617 | 1 | 1 | IA | MA | Russell | WMA | Gravity Renewables, Inc
850 | GLENDALE HYDRO | 850 | GLENDALE HYDRO | 1.245 | 1.245 | 0.958 | 1.138 | IA | MA | Stockbridge | WMA | Massachusetts Electric Company
851 | GARDNER FALLS | 851 | GARDNER FALLS | 3.7 | 3.7 | 3.7 | 3.7 | Historic Capability | MA | Buckland | WMA | Central Rivers Power MA, LLC
852 | SOUTH BARRE HYDRO | 852, 42598 | SOUTH BARRE HYDRO, NEW BARRE HYDRO | 0.75 | 0.75 | 0.65 | 0.14 | IA | MA | Barre | WMA | Massachusetts Municipal Wholesale Electric Company
854 | ORANGE HYDRO 1 | 854 | ORANGE HYDRO 1 | 0.175 | 0.175 | 0.15 | 0.15 | IA | MA | Orange | WMA | Massachusetts Electric Company
855 | ORANGE HYDRO 2 | 855 | ORANGE HYDRO 2 | 0.12 | 0.172 | 0.12 | 0.172 | IA | MA | Orange | WMA | Massachusetts Electric Company
856 | HUNT'S POND | 856 | HUNT'S POND | 0.023 | 0.064 | 0.023 | 0.064 | Historic Capability | MA | Winchendon | WMA | Massachusetts Electric Company
857 | OAKDALE HYDRO | 857 | OAKDALE HYDRO | 3.2 | 3.2 | 3.2 | 3.2 | Historic Capability | MA | West Boylston | CMA/NEMA | Massachusetts Electric Company
859 | BOATLOCK | 859 | BOATLOCK | 3.094 | 3.094 | 3.094 | 3.094 | Historic Capability | MA | Holyoke | WMA | Holyoke Gas & Electric Department
860 | BRIAR HYDRO | 860 | BRIAR HYDRO | 2.865 | 4.081 | 2.865 | 4.081 | Historic Capability | NH | Penacook | NH | Messalonskee Stream Hydro, LLC
861 | CANAAN | 861 | CANAAN | 1.1 | 1.1 | 1.1 | 1.1 | Historic Capability | VT | Canaan | NH | Central Rivers Power NH, LLC
862 | CHEMICAL | 862 | CHEMICAL | 1.6 | 1.6 | 1.6 | 1.6 | Historic Capability | MA | Holyoke | WMA | Holyoke Gas & Electric Department
863 | CLEMENT DAM | 863 | CLEMENT DAM | 1.115 | 2.4 | 1.115 | 2.4 | Historic Capability | NH | Tilton | NH | Massachusetts Municipal Wholesale Electric Company
864 | DWIGHT | 864 | DWIGHT | 1.7 | 1.7 | 1.7 | 1.7 | Historic Capability | MA | Chicopee | WMA | Central Rivers Power MA, LLC
865 | ERROL | 865 | ERROL | 2.625 | 3 | 2.625 | 3 | Historic Capability | NH | Errol | NH | Public Service Company of New Hampshire
866 | GREGGS | 866 | GREGGS | 2.07 | 2.07 | 2.07 | 2.07 | Historic Capability | NH | Hillsborough | NH | Massachusetts Municipal Wholesale Electric Company
867 | INDIAN ORCHARD | 867 | INDIAN ORCHARD | 3.7 | 3.7 | 3.7 | 3.7 | Historic Capability | MA | Indian Orchard | WMA | Central Rivers Power MA, LLC
868 | MILTON MILLS HYDRO | 868 | MILTON MILLS HYDRO | 1.15 | 1.51 | 1.15 | 1.51 | Historic Capability | NH | Milton | NH | Public Service Company of New Hampshire
869 | MINE FALLS | 869 | MINE FALLS | 0.827 | 1.787 | 0.827 | 1.787 | Historic Capability | NH | Nashua | NH | Messalonskee Stream Hydro, LLC
870 | PEMBROKE | 870 | PEMBROKE | 0.52 | 1.663 | 0.52 | 1.663 | Historic Capability | NH | Suncook | NH | Massachusetts Municipal Wholesale Electric Company
871 | PENNACOOK FALLS LOWER | 871 | PENNACOOK FALLS LOWER | 2.869 | 3.991 | 2.869 | 3.991 | Historic Capability | NH | Boscawen | NH | Messalonskee Stream Hydro, LLC
872 | PENNACOOK FALLS UPPER | 872 | PENNACOOK FALLS UPPER | 2.243 | 3.12 | 2.243 | 3.12 | Historic Capability | NH | Concord | NH | Messalonskee Stream Hydro, LLC
873 | PUTTS BRIDGE | 873 | PUTTS BRIDGE | 4.1 | 4.1 | 4.1 | 4.1 | Historic Capability | MA | Ludlow | WMA | Central Rivers Power MA, LLC
874 | RED BRIDGE | 874 | RED BRIDGE | 4.5 | 4.5 | 4.5 | 4.5 | Historic Capability | MA | Wilbraham | WMA | Central Rivers Power MA, LLC
875 | RIVER BEND | 875, 47125 | RIVER BEND, BOW STREET HYDRO | 1.201 | 2.026 | 1.023 | 1.879 | Historic Capability | NH | Franklin | NH | Massachusetts Municipal Wholesale Electric Company
876 | ROBERTSVILLE | 876 | ROBERTSVILLE | 0.354 | 0.624 | 0.354 | 0.624 | IA | CT | Colebrook | CT | Firstlight Power Management LLC
877 | SCOTLAND | 877 | SCOTLAND | 1.69 | 2.2 | 1.69 | 2.2 | IA | CT | Windham | CT | Firstlight Power Management LLC
878 | SKINNER | 878 | SKINNER | 0.28 | 0.28 | 0.28 | 0.28 | Historic Capability | MA | Holyoke | WMA | Holyoke Gas & Electric Department
879 | TAFTVILLE CT | 879 | TAFTVILLE CT | 2.03 | 2.03 | 2.03 | 2.03 | IA | CT | Taftville | CT | Firstlight Power Management LLC
882 | FRANKLIN FALLS | 882 | FRANKLIN FALLS | 0.673 | 0.8 | 0.673 | 0.8 | Historic Capability | NH | Franklin | NH | Public Service Company of New Hampshire
883 | SALMON FALLS HYDRO | 883 | SALMON FALLS HYDRO | 1.2 | 1.2 | 0.953 | 0.824 | Historic Capability | ME | South Berwick | SME | Green Mountain Power Corporation
884 | SWANS FALLS | 884 | SWANS FALLS | 0.41 | 0.41 | 0.41 | 0.41 | Historic Capability | ME | Freyburg | NH | Public Service Company of New Hampshire
886 | COCHECO FALLS | 886 | COCHECO FALLS | 0.63 | 0.63 | 0.63 | 0.549 | Historic Capability | NH | Dover | NH | Public Service Company of New Hampshire
887 | CHINA MILLS DAM | 887 | CHINA MILLS DAM | 0.711 | 0.711 | 0.711 | 0.711 | Historic Capability | NH | Allenstown | NH | Public Service Company of New Hampshire
888 | NEWFOUND HYDRO | 888 | NEWFOUND HYDRO | 1.966 | 1.966 | 1.966 | 1.303 | Historic Capability | NH | Bristol | NH | Power Supply Services, LLC
889 | SUNAPEE HYDRO | 889 | SUNAPEE HYDRO | 0.593 | 0.593 | 0.593 | 0.433 | Historic Capability | NH | Sunapee | NH | Public Service Company of New Hampshire
890 | NASHUA HYDRO | 890 | NASHUA HYDRO | 1.031 | 1.031 | 1.031 | 1.031 | Historic Capability | NH | Nashua | NH | Public Service Company of New Hampshire
891 | HILLSBORO MILLS | 891 | HILLSBORO MILLS | 0.405 | 0.568 | 0.405 | 0.568 | Historic Capability | NH | Milford | NH | Public Service Company of New Hampshire
892 | LAKEPORT DAM | 892 | LAKEPORT DAM | 0.537 | 0.711 | 0.537 | 0.711 | Historic Capability | NH | Laconia | NH | Power Supply Services, LLC
893 | WEST HOPKINTON HYDRO | 893 | WEST HOPKINTON HYDRO | 0.735 | 1.25 | 0.735 | 1.25 | Historic Capability | NH | Hopkinton | NH | Green Mountain Power Corporation
894 | LISBON HYDRO | 894 | LISBON HYDRO | 0.332 | 0.515 | 0.332 | 0.515 | Historic Capability | NH | Lisbon | NH | Public Service Company of New Hampshire
895 | LOWER ROBERTSON DAM | 895 | LOWER ROBERTSON DAM | 0.86 | 0.9 | 0.86 | 0.9 | Historic Capability | NH | Winchester/Ashult | VT | Public Service Company of New Hampshire
897 | OLD NASH DAM | 897 | OLD NASH DAM | 0.135 | 0.175 | 0.135 | 0.175 | Historic Capability | NH | Marlow | VT | Public Service Company of New Hampshire
898 | SUGAR RIVER HYDRO | 898 | SUGAR RIVER HYDRO | 0.158 | 0.158 | 0.158 | 0.15 | Historic Capability | NH | Newport | NH | Public Service Company of New Hampshire
900 | GREAT FALLS LOWER | 900 | GREAT FALLS LOWER | 1.7 | 1.7 | 1.7 | 1.7 | Historic Capability | NH | Somersworth | NH | Green Mountain Power Corporation
902 | HOSIERY MILL DAM | 902 | HOSIERY MILL DAM | 0.435 | 0.993 | 0.435 | 0.993 | Historic Capability | NH | Hillsboro | NH | Pioneer Hydro Electric Co., Inc.
903 | WYANDOTTE HYDRO | 903 | WYANDOTTE HYDRO | 0.084 | 0.15 | 0.084 | 0.15 | Historic Capability | NH | Rochester | NH | Public Service Company of New Hampshire
904 | LOCHMERE DAM | 904 | LOCHMERE DAM | 0.892 | 1.025 | 0.892 | 1.025 | Historic Capability | NH | Tilton | NH | Massachusetts Municipal Wholesale Electric Company
905 | ASHUELOT HYDRO | 905 | ASHUELOT HYDRO | 0.808 | 0.93 | 0.808 | 0.93 | Historic Capability | NH | Winchester/Ashult | VT | Public Service Company of New Hampshire
906 | ROLLINSFORD HYDRO | 906 | ROLLINSFORD HYDRO | 1.5 | 1.5 | 1.5 | 1.5 | Historic Capability | NH | Rollinsford | NH | Green Mountain Power Corporation
908 | OTIS MILL HYDRO | 908 | OTIS MILL HYDRO | 0.122 | 0.127 | 0.122 | 0.127 | Historic Capability | NH | Greenville | NH | Public Service Company of New Hampshire
909 | STEELS POND HYDRO | 909 | STEELS POND HYDRO | 0.429 | 0.975 | 0.429 | 0.975 | Historic Capability | NH | Antrim | NH | Public Service Company of New Hampshire
910 | CAMPTON DAM | 910 | CAMPTON DAM | 0.416 | 0.416 | 0.416 | 0.416 | Historic Capability | NH | Campton | NH | Public Service Company of New Hampshire
911 | KELLEYS FALLS | 911 | KELLEYS FALLS | 0.429 | 0.429 | 0.429 | 0.4 | Historic Capability | NH | Manchester | NH | Green Mountain Power Corporation
913 | GOODRICH FALLS | 913 | GOODRICH FALLS | 0.487 | 0.487 | 0.487 | 0.307 | Historic Capability | NH | Bartlett | NH | New Hampshire Electric Cooperative, Inc.
914 | CHAMBERLAIN FALLS | 914 | CHAMBERLAIN FALLS | 0.123 | 0.123 | 0.123 | 0.094 | Historic Capability | NH | Greenville | NH | Public Service Company of New Hampshire
915 | MONADNOCK PAPER MILLS | 915 | MONADNOCK PAPER MILLS | 0.305 | 1.114 | 0.305 | 1.114 | Historic Capability | NH | Bennington | NH | Public Service Company of New Hampshire
919 | HOPKINTON HYDRO | 919 | HOPKINTON HYDRO | 0.229 | 0.25 | 0.229 | 0.25 | Historic Capability | NH | Hopkinton | NH | Public Service Company of New Hampshire
925 | OTTER LANE HYDRO | 925 | OTTER LANE HYDRO | 0.084 | 0.09 | 0.084 | 0.09 | Historic Capability | NH | Sutton | NH | Public Service Company of New Hampshire
926 | PETERBOROUGH LOWER HYDRO | 926 | PETERBOROUGH LOWER HYDRO | 0.284 | 0.284 | 0.284 | 0.284 | Historic Capability | NH | Peterborough | VT | Public Service Company of New Hampshire
928 | SALMON BROOK STATION 3 | 928 | SALMON BROOK STATION 3 | 0.326 | 0.326 | 0.326 | 0.25 | Historic Capability | NH | Franklin | NH | Public Service Company of New Hampshire
931 | AVERY DAM | 931 | AVERY DAM | 0.46 | 0.479 | 0.46 | 0.479 | Historic Capability | NH | Laconia | NH | Public Service Company of New Hampshire
932 | WATSON DAM | 932 | WATSON DAM | 0.225 | 0.25 | 0.225 | 0.25 | Historic Capability | NH | Dover | NH | Public Service Company of New Hampshire
933 | WESTON DAM | 933 | WESTON DAM | 0.456 | 0.524 | 0.456 | 0.524 | Historic Capability | NH | Northumberland | NH | Public Service Company of New Hampshire
935 | SUNNYBROOK HYDRO 2 | 935 | SUNNYBROOK HYDRO 2 | 0.05 | 0.05 | 0.05 | 0.05 | Historic Capability | NH | Northumberland | NH | Public Service Company of New Hampshire
941 | PETERBOROUGH UPPER HYDRO | 941 | PETERBOROUGH UPPER HYDRO | 0.4 | 0.4 | 0.4 | 0.4 | Historic Capability | NH | Peterborough | NH | Public Service Company of New Hampshire
943 | FOUR HILLS LANDFILL | 943 | FOUR HILLS LANDFILL | 0.932 | 0.932 | 0.932 | 0.932 | Historic Capability | NH | Nashua | NH | Public Service Company of New Hampshire
947 | RIVERDALE MILLS - QF | 947 | RIVERDALE MILLS - QF | 0.084 | 0.084 | 0.084 | 0.001 | Historic Capability | MA | Northbridge | RI | Massachusetts Electric Company
948 | PEPPERELL HYDRO COMPANY LLC | 948 | PEPPERELL HYDRO COMPANY LLC | 0.863 | 0.863 | 0.863 | 0.863 | Historic Capability | MA | Pepperell | CMA/NEMA | Power Supply Services, LLC
950 | LP ATHOL - QF | 950 | LP ATHOL - QF | 0.2 | 0.2 | 0.2 | 0.2 | Historic Capability | MA | Athol | WMA | Massachusetts Electric Company
951 | BALTIC MILLS - QF | 951 | BALTIC MILLS - QF | 0.104 | 0.104 | 0.104 | 0.104 | Historic Capability | NH | Enfield | VT | Sterling Municipal Electric Light Department
957 | HG&E HYDRO CABOT 1-4 | 957 | HG&E HYDRO/CABOT 1-4 | 3.147 | 3.147 | 3.147 | 3.147 | Historic Capability | MA | Holyoke | WMA | Holyoke Gas & Electric Department
969 | POWDER MILL HYDRO | 969 | POWDER MILL HYDRO | 0.14 | 0.14 | 0.14 | 0.14 | Historic Capability | MA | Barre | WMA | Massachusetts Municipal Wholesale Electric Company
970 | DUDLEY HYDRO | 970 | DUDLEY HYDRO | 0.102 | 0.324 | 0.102 | 0.324 | IA | MA | Dudley | WMA | Massachusetts Electric Company
978 | NEW MILFORD | 978 | NEW MILFORD | 3.014 | 3.014 | 3.014 | 3.014 | Historic Capability | CT | New Milford | SWCT | Connecticut Light and Power Company The
1005 | BG DIGHTON POWER LLC | 1005 | DIGHTON POWER LLC | 180 | 197 | 168 | 186.99 | IA | MA | Dighton | SEMA | Consolidated Edison Energy, Inc
1030 | OAK BLUFFS | 1030 | OAK BLUFFS | 8.25 | 8.25 | 8.25 | 8.25 | IA | MA | Oak Bluffs | SEMA | Vineyard Reliability LLC
1031 | WEST TISBURY | 1031 | WEST TISBURY | 5.633 | 5.633 | 5.633 | 5.633 | IA | MA | West Tisbury | SEMA | Vineyard Reliability LLC
1032 | BRIDGEPORT ENERGY 1 | 1032 | BRIDGEPORT ENERGY 1 | 564 | 588 | 537 | 587.311 | IA | CT | Bridgeport | SWCT | Revere Power, LLC
1034 | RIVERSIDE 4-7 | 1034 | RIVERSIDE 4-7 | 3.435 | 3.435 | 3.435 | 3.435 | Historic Capability | MA | Holyoke | WMA | Holyoke Gas & Electric Department
1035 | RIVERSIDE 8 | 1035 | RIVERSIDE 8 | 4.5 | 4.5 | 4.5 | 4.5 | Historic Capability | MA | Holyoke | WMA | Holyoke Gas & Electric Department
1047 | FAIRFAX | 1047 | FAIRFAX | 4.009 | 4.009 | 4.009 | 4.009 | Historic Capability | VT | Fairfax | VT | Green Mountain Power Corporation
1048 | WARE HYDRO | 1048 | WARE HYDRO | 1.25 | 1.25 | 1.25 | 1.25 | Historic Capability | MA | Ware | WMA | Pioneer Hydro Electric Co., Inc.
1049 | COLLINS HYDRO | 1049 | COLLINS HYDRO | 1.3 | 1.3 | 1.3 | 1.3 | IA | MA | Wilbraham | WMA | Dichotomy Collins Hydro LLC
1050 | CHICOPEE HYDRO | 1050 | CHICOPEE HYDRO | 2.17 | 2.6 | 2.17 | 2.6 | Historic Capability | MA | Chicopee | WMA | Chicopee Municipal Lighting Plant
1054 | BLACKSTONE HYDRO ASSOC | 1054 | BLACKSTONE HYDRO ASSOC | 0 | 0.198 | 0 | 0.198 | Historic Capability | RI | Central Falls | RI | The Narragansett Electric Company
1057 | BLACKSTONE HYDRO LOAD REDUCER | 1057 | BLACKSTONE HYDRO LOAD REDUCER | 1.8 | 1.8 | 1.8 | 1.8 | Historic Capability | RI | North Smithfield | RI | Vermont Public Power Supply Authority
1061 | MASCOMA HYDRO | 1061 | MASCOMA HYDRO | 0.834 | 0.834 | 0.834 | 0.834 | Historic Capability | NH | Lebanon | VT | Green Mountain Power Corporation
1062 | MWRA COSGROVE | 1062 | MWRA COSGROVE | 1.901 | 1.901 | 1.901 | 1.901 | Historic Capability | MA | Clinton | CMA/NEMA | Massachusetts Electric Company
1086 | BERKSHIRE POWER | 1086 | BERKSHIRE POWER | 270 | 284 | 270 | 284 | IA | MA | Agawam | WMA | Tenaska Power Services Co.
1107 | SOMERSET | 66234 | SAPPI SOMERSET/HINCKLEY 2 | 10.604 | 10.604 | 10.604 | 10.604 | Historic Capability | ME | Skowhegan | ME | NextEra Energy Marketing, LLC
1109 | MMWAC | 1109 | MMWAC | 3.034 | 3.034 | 3.034 | 3.034 | Historic Capability | ME | Auburn | ME | NextEra Energy Marketing, LLC
1113 | BRASSUA HYDRO | 1113 | BRASSUA HYDRO | 4.203 | 4.203 | 4.203 | 4.203 | Historic Capability | ME | Rockwood | ME | Brookfield Renewable Trading And Marketing LP
1114 | MADISON COMPOSITE | 50636 | MADISON HYDRO | 22 | 22 | 22 | 22 | Historic Capability | ME | Anson | ME | Power Supply Services, LLC
1117 | GREAT WORKS COMPOSITE | 1117 | GREAT WORKS COMPOSITE | 0.165 | 0.918 | 0.165 | 0.918 | Historic Capability | ME | South Berwick | SME | Central Maine Power Company
1119 | KENNEBAGO HYDRO | 1119 | KENNEBAGO HYDRO | 0.686 | 0.725 | 0.686 | 0.725 | Historic Capability | ME | Winslow | ME | Central Maine Power Company
1122 | CASCADE-DIAMOND-QF | 1122 | CASCADE-DIAMOND-QF | 0.44 | 0.44 | 0.44 | 0.44 | Historic Capability | MA | Palmer | WMA | Massachusetts Electric Company
1185 | STONY BROOK GT1A | 1185 | STONY BROOK GT1A | 107.5 | 124 | 103.167 | 118.5 | PPA | MA | Ludlow | WMA | Massachusetts Municipal Wholesale Electric Company
1186 | STONY BROOK GT1B | 1186 | STONY BROOK GT1B | 106 | 122 | 101.667 | 117 | PPA | MA | Ludlow | WMA | Massachusetts Municipal Wholesale Electric Company
1187 | STONY BROOK GT1C | 1187 | STONY BROOK GT1C | 107 | 122 | 103.167 | 118.5 | PPA | MA | Ludlow | WMA | Massachusetts Municipal Wholesale Electric Company
1209 | CRRA HARTFORD LANDFILL | 1209 | CRRA HARTFORD LANDFILL | 2.853 | 2.853 | 2.853 | 2.852 | Historic Capability | CT | Hartford | CT | Connecticut Light and Power Company The
1210 | MILLENNIUM | 1210 | MILLENNIUM | 354.963 | 405.54 | 331 | 388 | IA | MA | Charlton | WMA | Consolidated Edison Energy, Inc
1216 | MAINE INDEPENDENCE STATION | 40338, 40339 | MAINE INDEPENDENCE STATION 1, MAINE INDEPENDENCE STATION 2 | 516.846 | 563 | 492.658 | 563 | PPA | ME | Veazie | BHE | Dynegy Marketing and Trade, LLC
1221 | ESSEX DIESELS | 1221 | ESSEX DIESELS | 8 | 8.225 | 8 | 8.225 | Historic Capability | VT | Essex Junction | VT | Green Mountain Power Corporation
1226 | TIVERTON POWER | 1226 | TIVERTON POWER | 287.5 | 305.5 | 270 | 301.038 | IA | RI | Tiverton | SEMA | Revere Power, LLC
1255 | RUMFORD POWER | 1255 | RUMFORD POWER | 271 | 280 | 244.94 | 275.059 | Historic Capability | ME | Rumford | ME | Revere Power, LLC
1258 | BHE SMALL HYDRO COMPOSITE | 1258, 42114 | BHE SMALL HYDRO COMPOSITE, PUMPKIN HILL | 2.087 | 2.087 | 2.087 | 2.087 | Historic Capability | ME | Milo | BHE | Versant Power
1270 | SYSKO STONY BROOK | 1270 | SYSKO STONY BROOK | 0.025 | 0.025 | 0.025 | 0.025 | Historic Capability | ME | Hanover | ME | Union Atlantic Electricity
1273 | AUTOMATIC HYDRO | 1273 | AUTOMATIC HYDRO | 0.8 | 0.8 | 0.8 | 0.8 | IA | ME | Waterville | ME | Messalonskee Stream Hydro, LLC
1286 | ANP-BLACKSTONE ENERGY CO. #1 | 1286 | ANP-BLACKSTONE ENERGY 1 | 292.768 | 307.5 | 271.822 | 307.5 | PPA | MA | Blackstone | RI | Dynegy Marketing and Trade, LLC
1287 | ANP-BLACKSTONE ENERGY 2 | 1287 | ANP-BLACKSTONE ENERGY 2 | 292.88 | 307.5 | 271.317 | 307.5 | PPA | MA | Blackstone | RI | Dynegy Marketing and Trade, LLC
1288 | BUCKSPORT ENERGY 4 | 47390 | BUCKSPORT | 180.436 | 190.7 | 160.3 | 185.7 | PPA | ME | Bucksport | BHE | Bucksport Generation LLC
1342 | LAKE ROAD 1 | 1342 | LAKE ROAD 1 | 294 | 317 | 269.792 | 299.416 | IA | CT | Dayville | CT | Dynegy Marketing and Trade, LLC
1343 | LAKE ROAD 2 | 1343 | LAKE ROAD 2 | 294 | 317 | 275.213 | 304.837 | IA | CT | Dayville | CT | Dynegy Marketing and Trade, LLC
1344 | LAKE ROAD 3 | 1344 | LAKE ROAD 3 | 294 | 317 | 279 | 307.076 | IA | CT | Dayville | CT | Dynegy Marketing and Trade, LLC
1345 | WESTBROOK | 14177, 14178 | WESTBROOK ENERGY CENTER G1, WESTBROOK ENERGY CENTER G2 | 538 | 597 | 530 | 574 | IA | ME | Westbrook | SME | Calpine Energy Services, LP
1368 | ROCKY GORGE CORPORATION | 1368 | ROCKY GORGE CORPORATION | 0.362 | 0.362 | 0.362 | 0.362 | Historic Capability | ME | South Berwick | SME | Rocky Gorge Corporation
1376 | PPL WALLINGFORD UNIT 1 | 1376 | WALLINGFORD UNIT 1 | 50 | 50 | 47.286 | 50 | IA | CT | Wallingford | SWCT | Engie Energy Marketing NA, Inc.
1377 | PPL WALLINGFORD UNIT 2 | 1377 | WALLINGFORD UNIT 2 | 50 | 50 | 47.286 | 50 | IA | CT | Wallingford | SWCT | Engie Energy Marketing NA, Inc.
1378 | PPL WALLINGFORD UNIT 3 | 1378 | WALLINGFORD UNIT 3 | 50 | 50 | 47.286 | 50 | IA | CT | Wallingford | SWCT | Engie Energy Marketing NA, Inc.
1379 | PPL WALLINGFORD UNIT 4 | 1379 | WALLINGFORD UNIT 4 | 50 | 50 | 47.286 | 50 | IA | CT | Wallingford | SWCT | Engie Energy Marketing NA, Inc.
1380 | PPL WALLINGFORD UNIT 5 | 1380 | WALLINGFORD UNIT 5 | 50 | 50 | 47.286 | 50 | IA | CT | Wallingford | SWCT | Engie Energy Marketing NA, Inc.
1385 | Milford Power 1 Incremental | 1385 | MILFORD POWER 1 | 293 | 318.5 | 267.7 | 295.847 | IA | CT | Milford | SWCT | Dynegy Marketing and Trade, LLC
1386 | MILFORD POWER 2 | 1386 | MILFORD POWER 2 | 293 | 318.5 | 267.7 | 301.425 | IA | CT | Milford | SWCT | Dynegy Marketing and Trade, LLC
1412 | ANP-BELLINGHAM 1 | 1412 | ANP-BELLINGHAM 1 | 292.494 | 307.5 | 272.387 | 307.5 | PPA | MA | Bellingham | RI | Dynegy Marketing and Trade, LLC
1415 | ANP-BELLINGHAM 2 | 1415 | ANP-BELLINGHAM 2 | 292.466 | 307.5 | 272.617 | 307.5 | PPA | MA | Bellingham | RI | Dynegy Marketing and Trade, LLC
1432 | GRS-FALL RIVER | 1432 | GRS-FALL RIVER | 3.5 | 3.5 | 2.15 | 2.715 | Historic Capability | MA | Fall River | SEMA | Taunton Municipal Lighting Plant
1478 | MYSTIC 8 | 1478 | MYSTIC 8 | 800 | 841.564 | 703.324 | 841.564 | PPA | MA | Charlestown | BOSTON | Constellation Energy Generation, LLC
1572 | GRANBY SANITARY LANDFILL QF U5 | 1572 | GRANBY SANITARY LANDFILL QF | 3.2 | 3.2 | 2.8 | 2.8 | Historic Capability | MA | Granby | WMA | Industrial Power Services Corp
1616 | MYSTIC 9 | 1616 | MYSTIC 9 | 800 | 858.463 | 709.676 | 858.436 | PPA | MA | Charlestown | BOSTON | Constellation Energy Generation, LLC
1625 | GRANITE RIDGE ENERGY | 48120, 48121 | GRANITE RIDGE ENERGY 1A, GRANITE RIDGE ENERGY 1B | 762 | 812 | 678 | 805.7 | IA | NH | Londonderry | NH | Calpine Energy Services, LP
1630 | RISEP | 1630 | RISEP | 613 | 625 | 551.668 | 610.632 | IA | RI | Johnston | RI | Shell Energy North America (US), L.P.
1649 | EP Newington Energy, LLC | 1649 | EP NEWINGTON ENERGY, LLC | 596.1 | 634.9 | 559.5 | 634.9 | IA | NH | Newington | NH | Essential Power Newington, LLC
1656 | HULL WIND TURBINE U5 | 1656 | HULL WIND TURBINE U5 | 0.165 | 0.165 | 0.165 | 0.165 | Historic Capability | MA | Hull | SEMA | Hull Municipal Lighting Plant
1672 | KENDALL CT | 1672 | KENDALL CT | 219.3 | 219.3 | 170 | 187 | IA | MA | Cambridge | BOSTON | Kendall Green Energy LLC
1691 | FORE RIVER-1 | 40327, 40328 | FORE RIVER 11, FORE RIVER 12 | 800 | 843 | 722.2 | 843 | IA | MA | Weymouth | SEMA | Calpine Energy Services, LP
1693 | WEST SPRINGFIELD GT-1 | 1693 | WEST SPRINGFIELD GT-1 | 47 | 48 | 39 | 48 | PPA | MA | West Springfield | WMA | Essential Power Massachusetts, LLC
1694 | WEST SPRINGFIELD GT-2 | 1694 | WEST SPRINGFIELD GT-2 | 47 | 48 | 39 | 48 | PPA | MA | West Springfield | WMA | Essential Power Massachusetts, LLC
1720 | MIDDLEBURY LOWER | 1720 | MIDDLEBURY LOWER | 1.81 | 1.85 | 1.81 | 1.85 | Historic Capability | VT | Middlebury | VT | Green Mountain Power Corporation
2278 | BARKER LOWER HYDRO | 2278 | BARKER LOWER HYDRO | 0.652 | 1.25 | 0.652 | 1.25 | Historic Capability | ME | Auburn | ME | Vermont Public Power Supply Authority
2279 | BARKER UPPER HYDRO | 2279 | BARKER UPPER HYDRO | 0.377 | 1.262 | 0.377 | 1.262 | Historic Capability | ME | Auburn | ME | Vermont Public Power Supply Authority
2280 | BENTON FALLS HYDRO | 2280 | BENTON FALLS HYDRO | 3.776 | 4.355 | 3.776 | 4.355 | Historic Capability | ME | Benton | ME | Messalonskee Stream Hydro, LLC
2281 | BROWNS MILL HYDRO | 2281 | BROWNS MILL HYDRO | 0.318 | 0.65 | 0.318 | 0.65 | Historic Capability | ME | Dover-Foxcroft | ME | Vermont Public Power Supply Authority
2282 | DAMARISCOTTA HYDRO | 2282 | DAMARISCOTTA HYDRO | 0.005 | 0.5 | 0.005 | 0.5 | Historic Capability | ME | Newcastle | ME | Central Maine Power Company
2283 | EUSTIS HYDRO | 2283 | EUSTIS HYDRO | 0.248 | 0.25 | 0.248 | 0.25 | Historic Capability | ME | Eustis | ME | Central Maine Power Company
2284 | GARDINER HYDRO | 2284 | GARDINER HYDRO | 1.05 | 1.05 | 1.05 | 1.05 | Historic Capability | ME | Gardiner | ME | Vermont Public Power Supply Authority
2285 | GREENVILLE HYDRO | 2285 | GREENVILLE HYDRO | 0.52 | 0.52 | 0.52 | 0.52 | Historic Capability | ME | Greenville | ME | Central Maine Power Company
2286 | HACKETT MILLS HYDRO | 2286 | HACKETT MILLS HYDRO | 0.159 | 0.5 | 0.159 | 0.5 | Historic Capability | ME | Poland | ME | Power Supply Services, LLC
2287 | MECHANIC FALLS HYDRO | 2287 | MECHANIC FALLS HYDRO | 0.231 | 1.05 | 0.231 | 1.05 | Historic Capability | ME | Mechanic Falls | ME | Central Maine Power Company
2290 | PITTSFIELD HYDRO | 2290 | PITTSFIELD HYDRO | 0.877 | 1 | 0.877 | 1 | Historic Capability | ME | Pittsfield | ME | Vermont Public Power Supply Authority
2292 | YORK HYDRO | 2292 | YORK HYDRO | 0.878 | 1.2 | 0.878 | 1.2 | Historic Capability | ME | Sanford | SME | Central Maine Power Company
2425 | SPRINGFIELD REFUSE-NEW | 2425 | SPRINGFIELD REFUSE-NEW | 6 | 6 | 6 | 6 | Historic Capability | MA | Agawam | WMA | Community Eco Power, LLC
2426 | Hydro Kennebec | 2426 | HYDRO KENNEBEC | 15.66 | 17.15 | 15.66 | 17.15 | Historic Capability | ME | Winslow | ME | Brookfield Renewable Trading And Marketing LP
2430 | BELDENS-NEW | 2430 | BELDENS-NEW | 4.58 | 5.7 | 4.58 | 5.7 | Historic Capability | VT | New Haven | VT | Green Mountain Power Corporation
2431 | DODGE FALLS-NEW | 2431 | DODGE FALLS-NEW | 5 | 5 | 5 | 5 | PPA | NH | Bath | VT | Messalonskee Stream Hydro, LLC
2432 | HUNTINGTON FALLS-NEW | 2432 | HUNTINGTON FALLS-NEW | 4.99 | 5.763 | 4.99 | 5.763 | Historic Capability | VT | Weybridge | VT | Green Mountain Power Corporation
2433 | RYEGATE 1-NEW | 2433 | RYEGATE 1-NEW | 19 | 19 | 19 | 19 | PPA | VT | East Ryegate | VT | Vermont Electric Power Company, Inc.
2434 | GORGE 18 HYDRO-NEW | 2434 | GORGE 18 HYDRO-NEW | 3.3 | 3.3 | 3.3 | 3.3 | Historic Capability | VT | South Burlington | VT | Green Mountain Power Corporation
2435 | VERGENNES HYDRO-NEW | 2435 | VERGENNES HYDRO-NEW | 2.34 | 3.3 | 2.34 | 3.3 | Historic Capability | VT | Vergennes | VT | Green Mountain Power Corporation
2462 | PLAINVILLE GEN QF U5 | 2462 | PLAINVILLE GEN QF U5 | 4.8 | 4.8 | 4.8 | 4.8 | Historic Capability | MA | Plainville | RI | Massachusetts Electric Company
2466 | CHERRY 7 | 68729 | CHERRY 7 | 3.2 | 3.2 | 3.2 | 3.2 | Historic Capability | MA | Hudson | CMA/NEMA | Hudson Light & Power Department
2467 | CHERRY 8 | 68730 | CHERRY 8 | 3.6 | 3.6 | 3.6 | 3.6 | Historic Capability | MA | Hudson | CMA/NEMA | Hudson Light & Power Department
2470 | CHERRY 12 | 68733 | CHERRY 12 | 5.6 | 5.6 | 5.6 | 5.6 | Historic Capability | MA | Hudson | CMA/NEMA | Hudson Light & Power Department
10401 | CELLEY MILL U5 | 10401 | CELLEY MILL U5 | 0.084 | 0.092 | 0.084 | 0.092 | Historic Capability | NH | Piermont | NH | Public Service Company of New Hampshire
10403 | EASTMAN BROOK U5 | 10403 | EASTMAN BROOK U5 | 0.1 | 0.1 | 0.1 | 0.1 | Historic Capability | NH | Piermont | NH | Public Service Company of New Hampshire
10406 | LOWER VALLEY HYDRO U5 | 10406 | LOWER VALLEY HYDRO U5 | 0.534 | 0.534 | 0.534 | 0.534 | Historic Capability | NH | Claremont | NH | Public Service Company of New Hampshire
10409 | SWEETWATER HYDRO U5 | 10409 | SWEETWATER HYDRO U5 | 0.5 | 0.5 | 0.5 | 0.5 | Historic Capability | NH | Meriden | NH | Green Mountain Power Corporation
10424 | Great Lakes - Berlin Incremental | 10424 | GREAT LAKES - BERLIN | 25 | 25 | 25 | 25 | PPA | NH | Berlin | NH | Brookfield Renewable Trading And Marketing LP
10615 | BLUE SPRUCE FARM U5 | 10615 | BLUE SPRUCE FARM | 0.275 | 0.275 | 0.275 | 0.275 | Historic Capability | VT | Bridport | VT | Green Mountain Power Corporation
10770 | WEST SPRINGFIELD HYDRO U5 | 10770 | WEST SPRINGFIELD HYDRO U5 | 1.2 | 1.25 | 1.2 | 1.25 | Historic Capability | MA | West Springfield | WMA | Messalonskee Stream Hydro, LLC
10801 | COVENTRY CLEAN ENERGY | 68735 | COVENTRY CLEAN ENERGY 1 | 4.8 | 4.8 | 4.8 | 4.8 | Historic Capability | VT | Coventry | VT | Vermont Public Power Supply Authority
10959 | RRIG EXPANSION PHASE 2 | 10959 | RRIG EXPANSION PHASE 2 | 6 | 6.024 | 6 | 6.024 | IA | RI | Johnston | RI | Rhode Island Engine Genco, LLC
11052 | GRTR NEW BEDFORD LFG UTIL PROJ | 11052 | GRTR NEW BEDFORD LFG UTIL PROJ | 3.3 | 3.3 | 3.3 | 3.3 | Historic Capability | MA | New Bedford | SEMA | Commonwealth Resource Management Corporation
11126 | NORTH HARTLAND HYDRO | 11126 | NORTH HARTLAND HYDRO | 4.46 | 4.46 | 4.46 | 4.46 | Historic Capability | VT | Hartland | VT | Green Mountain Power Corporation
11408 | HULL WIND TURBINE II | 11408 | HULL WIND TURBINE II | 1.8 | 1.8 | 1.8 | 1.8 | Historic Capability | MA | Hull | SEMA | Hull Municipal Lighting Plant
11424 | RUMFORD FALLS | 11424 | RUMFORD FALLS | 44.1 | 44.1 | 40 | 40 | IA | ME | Rumford | ME | Brookfield Renewable Trading And Marketing LP
11842 | WATERSIDE POWER | 11842 | WATERSIDE POWER | 73.623 | 75 | 72 | 75 | IA | CT | Stamford | NOR | Waterside Power, LLC
11925 | BROCKTON BRIGHTFIELDS | 11925 | BROCKTON BRIGHTFIELDS | 0.425 | 0.425 | 0.425 | 0.425 | Historic Capability | MA | Brockton | SEMA | Constellation Energy Generation, LLC
12108 | FIEC DIESEL | 12108 | FIEC DIESEL | 2 | 2 | 2 | 2 | Historic Capability | ME | Vinalhaven | ME | Vermont Public Power Supply Authority
12180 | BERKSHIRE COW POWER | 12180 | BERKSHIRE COW POWER | 0.5 | 0.5 | 0.5 | 0.5 | Historic Capability | VT | Richford | VT | Vermont Electric Cooperative, Inc.
12274 | GREEN MOUNTAIN DAIRY | 12274 | GREEN MOUNTAIN DAIRY | 0.22 | 0.22 | 0.22 | 0.22 | Historic Capability | VT | Sheldon | VT | Green Mountain Power Corporation
12323 | COVENTRY CLEAN ENERGY #4 | 68736 | COVENTRY CLEAN ENERGY 2 | 2.895 | 2.975 | 2.895 | 2.975 | Historic Capability | VT | Coventry | VT | Vermont Public Power Supply Authority
12500 | Thomas A. Watson | 15484, 15485 | THOMAS A. WATSON UNIT #1, THOMAS A. WATSON UNIT #2 | 114.8 | 114.8 | 105.2 | 114.8 | IA | MA | Braintree | SEMA | Braintree Electric Light Department, Town of
12504 | Devon 15-18 | 12504, 17044, 17045, 17046 | DEVON 15, DEVON 16, DEVON 17, DEVON 18 | 196.8 | 196.8 | 187.6 | 195.6 | PPA | CT | Milford | SWCT | GenConn Energy LLC
12505 | Middletown 12-15 | 12505, 37366, 37367, 37368 | MIDDLETOWN 12, MIDDLETOWN 13, MIDDLETOWN 14, MIDDLETOWN 15 | 196.8 | 196.8 | 187.6 | 193.6 | IA | CT | Middletown | CT | GenConn Energy LLC
12509 | UNH Power Plant | 12509 | UNH POWER PLANT | 2 | 2 | 2 | 2 | Historic Capability | NH | Durham | NH | Public Service Company of New Hampshire
12510 | Swanton Gas Turbine 1 | 12510 | SWANTON GT-1 | 23.5 | 27.1 | 19.44 | 24.98 | PPA | VT | Swanton | VT | Vermont Public Power Supply Authority
12511 | Swanton Gas Turbine 2 | 12511 | SWANTON GT-2 | 23.5 | 27.1 | 19.723 | 25.344 | PPA | VT | Swanton | VT | Vermont Public Power Supply Authority
12521 | Lowell Power Reactivation | 461 | LENERGIA ENERGY CENTER | 76.3 | 76.95 | 74 | 76 | PPA | MA | Lowell | CMA/NEMA | EDF Trading North America, LLC
12524 | Cos Cob 13&14 | 14157, 14158 | COS COB 13, COS COB 14 | 42.2 | 46 | 36 | 46 | PPA | CT | Greenwich | NOR | Generation Bridge Connecticut Holdings, LLC
12526 | Pierce | 13515 | PIERCE STATION | 86 | 100 | 77.5 | 97 | PPA | CT | Wallingford | SWCT | Emera Energy Services Subsidiary No. 3 LLC
12530 | Sheffield Wind Farm | 12530 | SHEFFIELD WIND PLANT | 39.2 | 39.2 | 10 | 17 | IA | VT | Sheffield | VT | Vermont Wind, LLC
12551 | Kibby Wind Power | 12551 | KIBBY WIND POWER | 132 | 132 | 20.4 | 47.3 | IA | ME | Chain of Ponds | ME | Boston Energy Trading and Marketing LLC
12564 | Waterbury Generation Facility | 12564 | WATERBURY GENERATION FACILITY | 103.6 | 103.6 | 97.911 | 99.454 | IA | CT | Waterbury | SWCT | Waterbury Generation LLC
13669 | Manchester Methane LLC East Windsor Facility | 13669 | EAST WINDSOR NORCAP LFG PLANT | 1.43 | 1.43 | 1.43 | 1.43 | Historic Capability | CT | East Windsor | CT | Manchester Methane, LLC
13673 | MATEP (DIESEL) | 13673 | MATEP (DIESEL) | 20.25 | 20.25 | 19.35 | 19.35 | IA | MA | Boston | BOSTON | MATEP, LLC
13675 | MATEP (COMBINED CYCLE) | 13675 | MATEP (COMBINED CYCLE) | 60.4 | 66 | 57.1 | 64.3 | IA | MA | Boston | BOSTON | MATEP, LLC
13703 | Verso VCG1 | 13703 | ANDRO COGEN 1 | 55 | 61 | 47.223 | 58.377 | IA | ME | Jay | ME | Pixelle Energy Services LLC
13704 | Verso VCG2 | 13704 | ANDRO COGEN 2 | 55 | 61 | 45.167 | 56.321 | IA | ME | Jay | ME | Pixelle Energy Services LLC
13705 | Verso VCG3 | 13705 | ANDRO COGEN 3 | 55 | 61 | 44.097 | 55.251 | IA | ME | Jay | ME | Pixelle Energy Services LLC
13975 | Corriveau Hydroelectric LLC | 13975 | CORRIVEAU HYDROELECTRIC LLC | 0.073 | 0.35 | 0.073 | 0.35 | Historic Capability | ME | Mexico | ME | Union Atlantic Electricity
14087 | MAT3 | 14087 | MAT3 | 19.35 | 19.35 | 19.35 | 19.35 | IA | MA | Boston | BOSTON | MATEP, LLC
14134 | MONTAGNE FARM | 14134 | MONTAGNE FARM | 0.3 | 0.3 | 0.3 | 0.3 | Historic Capability | VT | Swanton | VT | Green Mountain Power Corporation
14217 | NORTHFIELD MOUNTAIN 1 | 14217 | NORTHFIELD MOUNTAIN 1 | 293.5 | 293.5 | 292 | 292 | IA | MA | Northfield | WMA | Firstlight Power Management LLC
14218 | NORTHFIELD MOUNTAIN 2 | 14218 | NORTHFIELD MOUNTAIN 2 | 293.5 | 293.5 | 292 | 292 | IA | MA | Northfield | WMA | Firstlight Power Management LLC
14219 | NORTHFIELD MOUNTAIN 3 | 14219 | NORTHFIELD MOUNTAIN 3 | 293.5 | 293.5 | 292 | 292 | IA | MA | Northfield | WMA | Firstlight Power Management LLC
14220 | NORTHFIELD MOUNTAIN 4 | 14220 | NORTHFIELD MOUNTAIN 4 | 293.5 | 293.5 | 292 | 292 | IA | MA | Northfield | WMA | Firstlight Power Management LLC
14271 | Ameresco Northampton | 14271 | AMERESCO NORTHAMPTON | 0.8 | 0.8 | 0.8 | 0.8 | Historic Capability | MA | Northampton | WMA | TrueLight Commodities, LLC
14595 | Granite Reliable Power | 14595 | GRANITE RELIABLE POWER, LLC | 94.5 | 94.5 | 29.9 | 42.9 | IA | NH | Dummer | NH | Granite Reliable Power, LLC
14599 | Rhode Island LFG Genco, LLC - ST | 40054 | JOHNSTON LFG TURBINE PLANT | 32.629 | 36.785 | 26 | 28 | IA | RI | Johnston | RI | Rhode Island Engine Genco, LLC
14610 | Princeton Wind Farm Project | 14610 | PRINCETON WIND FARM PROJECT | 0.667 | 1.257 | 0.667 | 1.257 | Historic Capability | MA | Princeton | CMA/NEMA | Princeton Municipal Light Department
14614 | Kleen Energy | 14614 | KLEEN ENERGY | 620 | 620 | 620 | 620 | PPA | CT | Middletown | CT | Tenaska Power Services Co.
14623 | Valley Hydro (Station No. 5) | 14623 | VALLEY HYDRO (STATION NO. 5) | 0.79 | 0.79 | 0.79 | 0.79 | Historic Capability | MA | Holyoke | WMA | Holyoke Gas & Electric Department
14652 | Templeton Wind Turbine | 14652 | TEMPLETON WIND TURBINE | 1.5 | 1.5 | 0.278 | 0.441 | Cleared Capacity | MA | Templeton | WMA | Massachusetts Municipal Wholesale Electric Company
14660 | Lempster Wind | 15115 | LEMPSTER WIND | 24 | 24 | 4.425 | 10.024 | PPA | NH | Lempster | NH | Public Service Company of New Hampshire
14661 | Berkshire Wind Power Project | 16614 | BERKSHIRE WIND POWER PROJECT | 15 | 15 | 2.576 | 6.988 | IA | MA | Hancock | WMA | Massachusetts Municipal Wholesale Electric Company
14663 | WMRE Crossroads | 15998 | CROSSROADS LANDFILL | 3 | 3 | 3 | 3 | Historic Capability | ME | Norridgewock | ME | WM Renewable Energy, L.L.C.
14665 | Record Hill Wind | 14665 | RECORD HILL WIND | 50.6 | 50.6 | 13.6 | 16.7 | IA | ME | Roxbury | ME | Record Hill Wind LLC
14706 | Kimberly-Clark Corp Energy Independence Project | 15097 | KIMB ROCKY RIVER PH2 | 14 | 19.7 | 14 | 19.7 | IA | CT | New Milford | SWCT | Kimberly-Clark Corporation
15415 | Dartmouth Power Expansion | 15940 | DARTMOUTH CT GENERATOR 3 | 22.8 | 23.5 | 21.3 | 23.5 | IA | MA | Dartmouth | SEMA | Talen Energy Marketing, LLC
15477 | New Haven Harbor Units 2, 3, & 4 | 15477, 40052, 40053 | NEW HAVEN HARBOR UNIT 2, NEW HAVEN HARBOR UNIT 3, NEW HAVEN HARBOR UNIT 4 | 147.9 | 147.9 | 129.6 | 145 | IA | CT | New Haven | CT | GB II New Haven LLC
15509 | Plainfield Renewable Energy | 15509 | PLAINFIELD RENEWABLE ENERGY | 38.5 | 38.5 | 37.5 | 37.5 | IA | CT | Plainfield | CT | Plainfield Renewable Energy, LLC
16296 | Milford Hydro | 16296 | MILFORD HYDRO | 8.9 | 8.9 | 6.422 | 6.643 | IA | ME | Penobscot | BHE | Black Bear Hydro Partners, LLC
16523 | Stillwater | 16523 | STILLWATER | 1.898 | 1.964 | 1.898 | 1.964 | Historic Capability | ME | Stillwater | BHE | Black Bear Hydro Partners, LLC
16525 | Medway | 16525 | MEDWAY | 4.003 | 4.003 | 3.443 | 2.869 | IA | ME | Medway | BHE | Black Bear Hydro Partners, LLC
16631 | Victory Road Dorchester PV | 16631 | VICTORY ROAD DORCHESTER PV | 1 | 1 | 0.316 | 0 | Cleared Capacity | MA | Dorchester | BOSTON | Massachusetts Electric Company
16640 | Hilldale Ave Haverhill PV | 16640 | HILLDALE AVE HAVERHILL PV | 1 | 1 | 0.27 | 0 | Cleared Capacity | MA | Haverhill | BOSTON | Massachusetts Electric Company
16642 | Railroad Street Revere PV | 16642 | RAILROAD AVENUE REVERE PV | 1 | 1 | 0.245 | 0 | Cleared Capacity | MA | Revere | BOSTON | Massachusetts Electric Company
16643 | Rover Street Everett PV | 16643 | ROVER STREET EVERETT PV | 0.5 | 0.5 | 0.168 | 0 | Cleared Capacity | MA | Everett | BOSTON | Massachusetts Electric Company
16644 | Main Street Whitinsville PV | 16644 | MAIN STREET WHITINSVILLE PV | 1 | 1 | 0.28 | 0 | Cleared Capacity | MA | Whitinsville | RI | Massachusetts Electric Company
16653 | Berlin Biopower | 16653 | BURGESS BIOPOWER | 67.5 | 67.5 | 65.38 | 65.38 | IA | NH | Berlin | NH | Public Service Company of New Hampshire
16659 | Ipswich Wind Farm 1 | 16659 | IPSWICH WIND FARM 1 | 1.5 | 1.5 | 0.187 | 0.342 | Cleared Capacity | MA | Ipswich | BOSTON | Ipswich Municipal Light Department
16675 | Fox Island Wind | 16675 | FOX ISLAND WIND | 4.5 | 4.5 | 0 | 0.444 | Cleared Capacity | ME | Vinalhaven | ME | Vermont Public Power Supply Authority
16688 | Nor1 | 14816 | NORDEN 1 | 1.958 | 1.958 | 1.958 | 1.958 | Cleared Capacity | CT | Norwalk | NOR | Connecticut Municipal Electric Energy Cooperative
16737 | DFC-ERG Hybrid Fuel Cell (3) | 16737 | UDR GLASTONBURY | 2.8 | 3.4 | 2.5 | 2.5 | Cleared Capacity | CT | Glastonbury | CT | UIL Distributed Resources LLC
16738 | BFCP Fuel Cell | 16738 | BRIDGEPORT FUEL CELL | 14.99 | 15.39 | 13.054 | 13.259 | Cleared Capacity | CT | Bridgeport | SWCT | Bridgeport Fuel Cell, LLC
16750 | Norden #2 | 14817 | NORDEN 2 | 1.948 | 1.948 | 1.948 | 1.948 | Cleared Capacity | CT | Norwalk | NOR | Connecticut Municipal Electric Energy Cooperative
16752 | Norden #3 | 14818 | NORDEN 3 | 1.942 | 1.942 | 1.942 | 1.942 | Cleared Capacity | CT | Norwalk | NOR | Connecticut Municipal Electric Energy Cooperative
17359 | Sugar River 2 | 17223 | SUGAR RIVER 2 | 0.199 | 0.199 | 0.026 | 0.155 | Cleared Capacity | NH | Newport | NH | Public Service Company of New Hampshire
35485 | Fitchburg-FCA-5 | 14098 | FITCHBURG LANDFILL | 4.581 | 4.581 | 4.5 | 4.5 | Cleared Capacity | MA | Westminster | WMA | Vermont Public Power Supply Authority
35555 | GMCW | 35555 | GMCW | 9.9 | 9.9 | 2.38 | 3.54 | IA | VT | Milton | VT | Burlington Electric Department
35593 | Fiske Hydro | 15201 | FISKE HYDRO | 0.81 | 0.81 | 0.077 | 0.113 | Cleared Capacity | NH | Hinsdale | VT | Public Service Company of New Hampshire
35594 | Spaulding Pond Hydro | 35379 | SPAULDING POND HYDRO | 0.265 | 0.265 | 0.074 | 0.172 | Cleared Capacity | NH | Rochester | NH | Public Service Company of New Hampshire
35656 | Rainbow_2 | 69181 | RAINBOW 2 HYDRO | 4.1 | 4.1 | 4.1 | 4.1 | IA | CT | Windsor | CT | Connecticut Light and Power Company The
35657 | Shrewsbury Diesels | 568 | SHREWSBURY DIESELS | 13.75 | 13.75 | 13.75 | 13.75 | Historic Capability | MA | Shrewsbury | CMA/NEMA | Shrewsbury Electric & Cable Operations
35658 | Rainbow_1 | 69180 | RAINBOW 1 HYDRO | 4.1 | 4.1 | 4.1 | 4.1 | IA | CT | Windsor | CT | Connecticut Light and Power Company The
35693 | Spruce Mountain Wind | 35693 | SPRUCE MOUNTAIN WIND | 20 | 20 | 4.5 | 9 | Cleared Capacity | ME | Woodstock | ME | Spruce Mountain Wind, LLC
35728 | Moretown LG | 15617 | MORETOWN LFGTE | 3.2 | 3.2 | 3.2 | 3.2 | Cleared Capacity | VT | Waterbury | VT | Green Mountain Power Corporation
35979 | Kingdom Community Wind | 35979 | KINGDOM COMMUNITY WIND | 64.575 | 64.575 | 12 | 21.673 | IA | VT | Lowell | VT | Green Mountain Power Corporation
37040 | KENDALL STEAM | 10349 | KENDALL STEAM 3 | 25.095 | 25.095 | 25.095 | 25.095 | IA | MA | Cambridge | BOSTON | Kendall Green Energy LLC
37050 | Groton Wind Project | 37050 | GROTON WIND | 48 | 48 | 9.751 | 19.771 | IA | NH | Rumney | NH | Avangrid Renewables, LLC
37072 | Beaver_Ridge_Wind | 15706 | BEAVER RIDGE WIND | 4.5 | 4.5 | 0.474 | 1.344 | Cleared Capacity | ME | Freedom | ME | Central Maine Power Company
37077 | Woronoco Hydro LLC | 15787 | WORONOCO HYDRO LLC | 2.7 | 2.7 | 1.181 | 1.611 | IA | MA | Russell | WMA | Power Supply Services, LLC
37105 | Blue Sky West | 37105 | BINGHAM WIND | 184.8 | 184.8 | 30.976 | 65.96 | IA | ME | Mayfield Township | ME | Blue Sky West, LLC
37120 | Thundermist Hydropower | 16926 | THUNDERMIST HYDRO QF | 1.253 | 1.253 | 0 | 0.941 | Cleared Capacity | RI | Woonsocket | RI | The Narragansett Electric Company
38078 | NFM Solar Power, LLC | 40176 | NFM SOLAR POWER, LLC | 1.7 | 1.7 | 0.507 | 0 | Cleared Capacity | MA | Northfield | WMA | Firstlight Power Management LLC
38089 | Footprint Combined Cycle | 48695, 48696 | SALEM 5, SALEM 6 | 715.6 | 715.6 | 674 | 674 | IA | MA | Salem | BOSTON | Salem Harbor Power Development LP
38114 | East Bridgewater Solar Energy Project | 43623 | E BRIDGEWATER-02333PV2000NM | 2 | 2 | 0.85 | 0 | Cleared Capacity | MA | East Bridgewater | SEMA | Massachusetts Electric Company
38115 | Harrington Street PV Project | 38115 | HARRINGTON STREET PV | 9.75 | 9.75 | 4.767 | 0 | IA | MA | East Brookfield | WMA | Clearesult Consulting Inc.
38173 | Saddleback Ridge Wind | 38173 | SADDLEBACK RIDGE WIND | 34.2 | 34.2 | 3.75 | 10.23 | IA | ME | Carthage | ME | Spruce Mountain Wind, LLC
38178 | Southbridge Landfill Gas to Energy 17-18 | 37073 | SOUTHBRIDGE LANDFILL | 1.6 | 1.6 | 1.4 | 1.4 | IA | MA | Southbridge | WMA | NextEra Energy Marketing, LLC
38181 | Westford Solar | 41879, 41880, 42203, 42497 | WESTFORD SOLAR 1- PV, WESTFORD SOLAR 2- PV, WESTFORD SOLAR 3 - PV, WESTFORD SOLAR 4- PV | 4 | 4 | 1.8 | 0 | Cleared Capacity | MA | Westford | CMA/NEMA | Massachusetts Electric Company
38206 | Bridgeport Harbor 5 | 38206 | PSEG BRIDGEPORT HARBOR CCGT EX | 509.6 | 532.6 | 496.615 | 529.8 | IA | CT | Bridgeport | SWCT | GB II Connecticut LLC
38249 | Silver lake Photovoltaic Facility | 37722 | SILVER LAKE SOLAR PV FACILITY | 1.5 | 1.5 | 0.699 | 0 | Cleared Capacity | MA | Pittsfield | WMA | NSTAR Electric Company
38250 | Indian Orchard Photovoltaic Facility | 40015 | INDIAN ORCHARD SOLAR FACILITY | 1.5 | 1.5 | 0.695 | 0 | Cleared Capacity | MA | Springfield | WMA | NSTAR Electric Company
38252 | Indian River Power Supply# LLC | 37823 | INDIAN RIVER POWER SUPPLY LLC | 1.3 | 1.3 | 0.314 | 0.941 | IA | MA | Russell | WMA | Power Supply Services, LLC
38278 | Wallingford Unit 6 and Unit 7 | 50025, 50026 | WALLINGFORD UNIT 6, WALLINGFORD UNIT 7 | 100 | 100 | 94.57 | 100 | IA | CT | Wallingford | SWCT | Engie Energy Marketing NA, Inc.
38287 | WMA Chester Solar 1 | 38287 | WMA CHESTER SOLAR 1 | 4.8 | 4.8 | 1.904 | 0 | Cleared Capacity | MA | Medford | WMA | Vermont Public Power Supply Authority
38289 | Medway Peaker - SEMARI | 50115, 50116 | WEST MEDWAY JET 4, WEST MEDWAY JET 5 | 206.934 | 206.934 | 194.8 | 205.1 | IA | MA | Medway | RI | West Medway II, LLC
38297 | CPV_Towantic | 49325, 49326 | CPV TOWANTIC 1A, CPV TOWANTIC 1B | 845.5 | 876.5 | 770.5 | 821.5 | Cleared Capacity | CT | Oxford | SWCT | CPV Towantic, LLC
38302 | Fisher Road Solar I | 38302 | TOWN_OF_CARVER_PV_1763 | 4.56 | 4.56 | 1.92 | 0 | Cleared Capacity | MA | Dartmouth | SEMA | NSTAR Electric Company
38310 | Canal 3 | 38310 | CANAL 3 | 333 | 336.2 | 333 | 336.1 | IA | MA | Sandwich | SEMA | Stonepeak Kestrel Energy Marketing LLC
38372 | Dartmouth Solar | 38372 | BLUEWAVE - CC COMM COLL 2209 | 3.5 | 3.5 | 1.43 | 0 | Cleared Capacity | MA | Dartmouth | SEMA | NSTAR Electric Company
38373 | Holliston | 38373 | BLUEWAVE BOURNE-HOLLISTON 2262 | 3 | 3 | 1.523 | 0 | Cleared Capacity | MA | Holliston | RI | NSTAR Electric Company
38374 | Plymouth | 47374 | NEW BEDFORD RED AUTH #2283 | 4.26 | 4.26 | 1.9 | 0 | Cleared Capacity | MA | Plymouth | SEMA | NSTAR Electric Company
38375 | Uxbridge | 38375 | BWC FIVEMILE-01569PV3000NM | 3 | 3 | 1.23 | 0 | Cleared Capacity | MA | Uxbridge | RI | Massachusetts Electric Company
38376 | Landcraft | 48705 | SUN E. BRDGEWTR-02324PV3000NM | 3 | 3 | 1.339 | 0 | Cleared Capacity | MA | Bridgewater | SEMA | Massachusetts Electric Company
38378 | LSRHS | 47424 | SUN EDISON - SUDBURY 2417 | 0.98 | 0.98 | 0.42 | 0 | Cleared Capacity | MA | Sudbury | BOSTON | NSTAR Electric Company
38380 | Treasure Valley- SE | 46664 | NEXAMP CAPITAL-01543PV4999NM | 4.999 | 4.999 | 2.07 | 0 | Cleared Capacity | MA | Rutland | WMA | Massachusetts Electric Company
38381 | Belchertown SEd | 46645 | NEXAMP CAPITAL-01007PV1300NM | 1.3 | 1.3 | 0.53 | 0 | Cleared Capacity | MA | Belchertown | WMA | Massachusetts Electric Company
38421 | Jericho Power | 43580 | JERICHO WIND | 12.05 | 12.05 | 2.5 | 3.9 | IA | NH | Berlin | NH | Jericho Power LLC
38431 | Orono - B Hydro | 68728 | ORONO B | 4 | 4 | 0 | 0 | N/A | ME | Orono | BHE | Black Bear Hydro Partners, LLC
38432 | Orono - A Hydro | 68727 | ORONO A | 2.78 | 2.78 | 0 | 0 | N/A | ME | Orono | BHE | Black Bear Hydro Partners, LLC
38438 | Deerfield Wind Project | 49406 | DEERFIELD WIND | 30 | 30 | 7.815 | 12.626 | IA | VT | Searsburg | WMA | Avangrid Renewables, LLC
38440 | Cottage St PV | 46267 | COTTAGE STREET SOLAR FACILITY | 3.894 | 3.894 | 1.635 | 0 | Cleared Capacity | MA | Springfield | WMA | NSTAR Electric Company
38441 | UI RCP BGPT FC | 38441 | UI RCP BGPT FC | 2.8 | 2.8 | 2.52 | 2.52 | Cleared Capacity | CT | Bridgeport | SWCT | United Illuminating Company, The
38442 | UI RCP NH FC | 38442 | UI RCP NH FC | 2.8 | 2.8 | 2.52 | 2.52 | Cleared Capacity | CT | New Haven | CT | United Illuminating Company, The
38475 | Hoosac Wind Project | 12529 | HOOSAC WIND | 28.5 | 28.5 | 3.942 | 10.412 | IA | MA | Florida | WMA | Avangrid Renewables, LLC
38480 | Hubbardston SE | 46918 | TOWN OF WESTFORD-01452PV2800NM | 2.8 | 2.8 | 1.295 | 0 | Cleared Capacity | MA | Hubbardston | CMA/NEMA | Massachusetts Electric Company
38494 | 24 Boutilier Rd Leicester PV | 48728 | MECO.LCSTR-01524PV684QF | 0.684 | 0.684 | 0.248 | 0 | Cleared Capacity | MA | Leicester | WMA | Massachusetts Electric Company
38495 | Deepwater Wind Block Island | 38495 | BLOCK ISLAND WIND FARM | 29 | 29 | 6.83 | 14.1 | Cleared Capacity | RI | New Shoreham - Block Island | RI | Deepwater Wind Block Island, LLC
38500 | Mass Mid-State Solar | 44030 | WARREN PV | 14 | 14 | 7.11 | 0 | Cleared Capacity | MA | Warren | WMA | Mass Solar 1, LLC
38510 | City of Gardner - Mill St. Solar | 46568 | GLC-MA SOLAR-01440PV1000NM | 1 | 1 | 0.392 | 0 | Cleared Capacity | MA | Gardner | WMA | Massachusetts Electric Company
38527 | Grafton WD | 43729 | GRAFTON WATER-01519PV1500NM | 1.5 | 1.5 | 0.715 | 0 | Cleared Capacity | MA | Grafton | CMA/NEMA | Massachusetts Electric Company
38528 | 29 Oxford Rd Charlton PV | 47996 | NAT GRID CHARLTON-01507PV684QF | 0.684 | 0.684 | 0.275 | 0 | Cleared Capacity | MA | Charlton | WMA | Massachusetts Electric Company
38530 | Mattapoisett 2 | 47378 | BLUEWAVE - MATTAPOISETT 2261 | 0.75 | 0.75 | 0.316 | 0 | Cleared Capacity | MA | Mattapoisett | SEMA | NSTAR Electric Company
38531 | Mattapoisett 1 | 47377 | BLUEWAVE - MATTAPOISETT 2260 | 0.75 | 0.75 | 0.316 | 0 | Cleared Capacity | MA | Mattapoisett | SEMA | NSTAR Electric Company
38532 | Leominster- South St. | 43948, 43949, 43950 | SUNGEN 1-01810PV950NM, SUNGEN 2-01810PV950NM, SUNGEN 3-01810PV950NM | 2.85 | 2.85 | 1.409 | 0 | Cleared Capacity | MA | Andover | BOSTON | Massachusetts Electric Company
38533 | Berlin 1 | 46984 | FIVEMILE RIVER1-01503PV750NM | 0.75 | 0.75 | 0.347 | 0 | Cleared Capacity | MA | Berlin | CMA/NEMA | Massachusetts Electric Company
38534 | Millbury Solar | 44007 | MILLBURY SOLAR-01527PV3000NM | 3 | 3 | 1.638 | 0 | Cleared Capacity | MA | Millbury | CMA/NEMA | Massachusetts Electric Company
38538 | Groton Road Shirley PV | 47995 | NATL GRID SHIRLEY-01464PV996QF | 0.996 | 0.996 | 0.415 | 0 | Cleared Capacity | MA | Shirley | CMA/NEMA | Massachusetts Electric Company
38539 | 40 Auburn Rd Millbury PV | 48314 | NAT GRID MILLBURY-01527PV684QF | 0.684 | 0.684 | 0.248 | 0 | Cleared Capacity | MA | Millbury | WMA | Massachusetts Electric Company
38543 | Carpenter Hill Rd Chartlon PV | 66243 | NEPOWERCO_01507PV1000QF | 1 | 1 | 0.368 | 0 | Cleared Capacity | MA | Charlton | WMA | Massachusetts Electric Company
38544 | 17 Kelly Rd Sturbridge PV | 48727 | 510PVDEVKELLY1-01566PV996QF | 0.996 | 0.996 | 0.372 | 0 | Cleared Capacity | MA | Sturbridge | WMA | Massachusetts Electric Company
38545 | 90 River Rd Sturbridge PV | 48726 | 510PV DEV. 2-01566PV996QF | 0.996 | 0.996 | 0.372 | 0 | Cleared Capacity | MA | Sturbridge | WMA | Massachusetts Electric Company
38548 | Fall River- Commerce | 43951 | SUNGEN-02720PV950NM | 0.95 | 0.95 | 0.535 | 0 | Cleared Capacity | MA | Fall River | SEMA | Massachusetts Electric Company
38551 | Fasll River - Innovation | 43903 | SUNGEN-02720PV2850NM | 2.85 | 2.85 | 1.748 | 0 | Cleared Capacity | MA | Fall River | SEMA | Massachusetts Electric Company
38553 | Antrim Wind Resource | 38553 | ANTRIM WIND | 28.8 | 28.8 | 4.802 | 9.508 | IA | NH | Antrim | NH | Antrim Wind Energy LLC
38555 | Berlin 2 | 46985 | FIVEMILE RIVER2-01503PV750NM | 0.75 | 0.75 | 0.347 | 0 | Cleared Capacity | MA | Berlin | CMA/NEMA | Massachusetts Electric Company
38556 | Berlin 3 | 46986 | FIVEMILE RIVER3-01503PV750NM | 0.75 | 0.75 | 0.347 | 0 | Cleared Capacity | MA | Berlin | CMA/NEMA | Massachusetts Electric Company
38558 | Fall River- Uxbridge | 43643, 43644, 43645 | SUNGEN UXBRIDGE1-01569PV950NM, SUNGEN UXBRIDGE2-01569PV950NM, SUNGEN UXBRIDGE3-01569PV950NM | 2.85 | 2.85 | 1.474 | 0 | Cleared Capacity | MA | Uxbridge | RI | Massachusetts Electric Company
38559 | Berlin 4 | 46987 | FIVEMILE RIVER4-01503PV750NM | 0.75 | 0.75 | 0.347 | 0 | Cleared Capacity | MA | Berlin | CMA/NEMA | Massachusetts Electric Company
38560 | Grafton | 47446 | BWC 5 MILE RIVER-01519PV2000NM | 2 | 2 | 0.925 | 0 | Cleared Capacity | MA | Grafton | CMA/NEMA | Massachusetts Electric Company
38561 | True North | 42193, 42194, 42195, 42196, 42197 | TRUE NORTH ENERGY A , TRUE NORTH ENERGY B, TRUE NORTH ENERGY C, TRUE NORTH ENERGY D, TRUE NORTH ENERGY E | 4.75 | 4.75 | 2.585 | 0 | Cleared Capacity | MA | Salisbury | BOSTON | Massachusetts Electric Company
38562 | Franklin 1 | 43952 | KEARSARGE SOLAR-02038PV3000NM | 3 | 3 | 1.499 | 0 | Cleared Capacity | MA | Franklin | RI | Massachusetts Electric Company
38565 | Franklin 2 | 43953 | KEARSARGE SOLAR-02038PV4000NM | 4 | 4 | 2.146 | 0 | Cleared Capacity | MA | Franklin | RI | Massachusetts Electric Company
38567 | Billerica | 46731 | BILLERICA-01821PV4999NM | 4.999 | 4.999 | 2.307 | 0 | Cleared Capacity | MA | Billerica | CMA/NEMA | Massachusetts Electric Company
38574 | Route 57 | 43887 | NM-TOWN OF AGAWAM SOLAR | 1.5 | 1.5 | 0.739 | 0 | Cleared Capacity | MA | Agawam | WMA | NSTAR Electric Company
38575 | Agawam Solar | 43885 | NM-HP HOOD AND SONS | 1.5 | 1.5 | 0.702 | 0 | Cleared Capacity | MA | Agawam | WMA | NSTAR Electric Company
38576 | Whately | 43886 | NM-FRANKLIN COUNTY SHERIFF | 1.5 | 1.5 | 0.617 | 0 | Cleared Capacity | MA | Whately | WMA | NSTAR Electric Company
38577 | Holiday Hill Community Wind | 68467 | HOLIDAY HILL COMMUNITY WIND | 4.98 | 4.98 | 0.784 | 1.2 | IA | MA | Russell | WMA | Energy New England LLC
38579 | Rehoboth | 43915 | CITIZENS-02769PV2000NM | 2 | 2 | 1.093 | 0 | Cleared Capacity | MA | Rehoboth | RI | Massachusetts Electric Company
38580 | Amesbury | 38580 | HUNTRDSOLARLLC-01913PV4500NM | 4.5 | 4.5 | 2.312 | 0 | Cleared Capacity | MA | Amesbury | BOSTON | Massachusetts Electric Company
38581 | Tyngsborough | 38581 | TYNGS.LANDFILL#1-01879PV1692NM | 1.656 | 1.656 | 1.042 | 0 | Cleared Capacity | MA | Tyngsboro | CMA/NEMA | Massachusetts Electric Company
38582 | Norton MA | 49365 | NORTONLANDFILL-02766PV1500NM | 1.5 | 1.5 | 0.675 | 0 | Cleared Capacity | MA | Norton | SEMA | Massachusetts Electric Company
38583 | Agawam II | 50104 | NM SPRFLD TECH COMM COLLEGE | 1.936 | 1.936 | 0.804 | 0 | Cleared Capacity | MA | West Springfield | WMA | NSTAR Electric Company
38584 | Bridgewater | 68849 | BWATER02324SOLAR800AOBC | 0.8 | 0.8 | 0.462 | 0 | Cleared Capacity | MA | Bridgewater | SEMA | Massachusetts Electric Company
38655 | Barrett Distribution - Franklin Solar | 42350 | BARRETT-FRANKLIN-SOLAR | 0.5 | 0.5 | 0.23 | 0 | Cleared Capacity | MA | Franklin | RI | Massachusetts Electric Company
38657 | Heliovaas - Acton Solar | 49072 | TOWN_OF_ACTON_ID2056 | 1.5 | 1.5 | 0.663 | 0 | Cleared Capacity | MA | Acton | BOSTON | NSTAR Electric Company
38661 | Heliovaas - Sudbury Solar | 49055 | TOWN_OF_SUDBURY_ID2176 | 1.333 | 1.333 | 0.589 | 0 | Cleared Capacity | MA | Sudbury | BOSTON | NSTAR Electric Company
38669 | Future Gen Wind | 47741 | FUTURE GEN WIND | 7.861 | 7.861 | 2.7 | 2.8 | Cleared Capacity | MA | Plymouth | SEMA | Consolidated Edison Energy, Inc
38696 | Blossom Rd 1 Fall River PV | 50797 | 510PVBLOSSOMWEST-02720PV996QF | 0.996 | 0.996 | 0.414 | 0 | Cleared Capacity | MA | Fall River | SEMA | Massachusetts Electric Company
38698 | Blossom Rd 2 Fall River PV | 50792 | 510PVBLOSSOMEAST-02720PV996QF | 0.996 | 0.996 | 0.417 | 0 | Cleared Capacity | MA | Fall River | SEMA | Massachusetts Electric Company
38699 | Groveland St Abington PV | 49247 | 510PVDEVABINGTON-02351PV996QF | 0.996 | 0.996 | 0.39 | 0 | Cleared Capacity | MA | Abington | SEMA | Massachusetts Electric Company
38700 | Stafford St Leicester PV 2 | 66236 | NEPSTAFFORD-01524PV1000QF | 1 | 1 | 0.228 | 0 | Cleared Capacity | MA | Leicester | WMA | Massachusetts Electric Company
38701 | Onset East | 48714 | ONSET EAST | 1 | 1 | 0.52 | 0 | Cleared Capacity | MA | Wareham | SEMA | NSTAR Electric Company
38702 | Onset West | 48715 | ONSET WEST | 1 | 1 | 0.52 | 0 | Cleared Capacity | MA | Wareham | SEMA | NSTAR Electric Company
38704 | Richardson Ave Attleboro PV 2 | 47994 | NAT GRID ATTLEBORO02703PV996QF | 0.996 | 0.996 | 0.418 | 0 | Cleared Capacity | MA | Attleboro | RI | Massachusetts Electric Company
38706 | Old Upton Rd Grafton PV 2 | 49244 | 510PVDEVGRAFTON-01519PV672QF | 0.672 | 0.672 | 0.228 | 0 | Cleared Capacity | MA | Grafton | CMA/NEMA | Massachusetts Electric Company
38707 | Main St Dighton PV | 49243 | 510PVDEVDIGHTON-01851PV996QF | 0.996 | 0.996 | 0.378 | 0 | Cleared Capacity | MA | Dighton | SEMA | Massachusetts Electric Company
38708 | Groton School Rd Ayer PV 2 | 49245 | 510PVDEVAYER-01432PV996QF | 0.996 | 0.996 | 0.359 | 0 | Cleared Capacity | MA | Ayer | CMA/NEMA | Massachusetts Electric Company
38709 | Frank Mossberg Dr Atteleboro PV | 48915 | 510PVMOSSBERG-02703PV684QF | 0.684 | 0.684 | 0.244 | 0 | Cleared Capacity | MA | Attleboro | RI | Massachusetts Electric Company
38738 | Canton Mountain Wind Project | 38738 | CANTON MOUNTAIN WIND | 22.8 | 22.8 | 3.6 | 7.2 | IA | ME | Canton | ME | Spruce Mountain Wind, LLC
38757 | WOODBRIDGE FUEL CELL | 38757 | UI RCP WOODBRIDGE FC | 2.2 | 2.2 | 2.1 | 2.1 | Cleared Capacity | CT | Woodbridge | SWCT | United Illuminating Company, The
38760 | Norwich WWT | 14823 | NORWICH WWTP | 2 | 2 | 2 | 2 | Cleared Capacity | CT | Norwich | CT | Connecticut Municipal Electric Energy Cooperative
38795 | Hadley 2 | 50090 | NM HADLEY 2 SOLAR LLC | 1.95 | 1.95 | 0.851 | 0 | Cleared Capacity | MA | Hadley | WMA | NSTAR Electric Company
38796 | Waltham Solar | 38796 | SV-ABSPI_LLC_PV_ID2088991 | 0.175 | 0.175 | 0.054 | 0 | Cleared Capacity | MA | Waltham | BOSTON | NSTAR Electric Company
38815 | Hubbardston PV | 43893 | HUBBARDSTON-01452PV2000NM | 2 | 2 | 1.028 | 0 | Cleared Capacity | MA | Hubbardston | WMA | Massachusetts Electric Company
38823 | Coolidge Solar | 50815 | COOLIDGE SOLAR | 19.9 | 19.9 | 6.85 | 0 | IA | VT | Ludlow | VT | NextEra Energy Marketing, LLC
38824 | Nutmeg Solar | 68726 | NUTMEG SOLAR | 19.6 | 19.6 | 0 | 0 | IA | CT | Enfield | CT | NextEra Energy Marketing, LLC
38825 | Sanford Airport Solar | 68737 | SANFORD SOLAR | 50 | 50 | 0 | 0 | IA | ME | Sanford | SME | NextEra Energy Marketing, LLC
38826 | Quinebaug Solar | 69801 | QUINEBAUG SOLAR | 49.9 | 49.9 | 0 | 0 | IA | CT | Canterbury | CT | NextEra Energy Marketing, LLC
38831 | Montague Site 36-Grosolar PV | 67306 | MONTAGUE 36 SOLAR PV FACILITY | 4.08 | 4.08 | 1.28 | 0 | Cleared Capacity | MA | Millers Falls | WMA | NSTAR Electric Company
38833 | DGSC PV405_28 Jacome Way_Middletown | 43527 | STUART THOMAS - 02842PV500DG | 0.5 | 0.5 | 0.228 | 0 | Cleared Capacity | RI | Middletown | SEMA | The Narragansett Electric Company
38834 | DGSC PV1666_179 Plain Meeting House Rd_West Greenwich | 43512 | WEST GREENWICH - 02817PV2000DG | 2 | 2 | 0.938 | 0 | Cleared Capacity | RI | West Greenwich | RI | The Narragansett Electric Company
38835 | Lee Site 31-Conti PV | 66261 | LEE 31 SOLAR PV FACILITY | 1.86 | 1.86 | 0.375 | 0 | Cleared Capacity | MA | Lee | WMA | NSTAR Electric Company
38836 | Pittsfield 44-M&W PV | 66257 | PITTSFIELD 44 SOLAR PV FACIL. | 1.16 | 1.16 | 0.197 | 0 | Cleared Capacity | MA | Pittsfield | WMA | NSTAR Electric Company
38838 | Farmington Solar | 69786 | FARMINGTON MAINE SOLAR | 78.4 | 78.4 | 0 | 0 | IA | ME | Farmington | ME | NextEra Energy Marketing, LLC
38841 | Syncarpha Freetown | 49937 | TOWN_OF_ORLEANS_ID2058041 | 3.96 | 3.96 | 1.5 | 0 | Cleared Capacity | MA | East Freetown | SEMA | NSTAR Electric Company
38842 | DGSC PV3000_Forbes St Landfill_East Providence | 43762 | FORBES STREET 1-02914PV3000DG | 3 | 3 | 1.551 | 0 | Cleared Capacity | RI | East Providence | RI | The Narragansett Electric Company
38843 | DGSC PV2000_338 Compass Circle_North Kingstown | 43716 | NEXAMP-02852PV2000DG | 2 | 2 | 0.98 | 0 | Cleared Capacity | RI | North Kingstown | RI | The Narragansett Electric Company
38853 | DGSC PV400_1 Ralco Way_Cumberland | 43586 | COMTRAN CABLE-02864PV400DG | 0.4 | 0.4 | 0.232 | 0 | Cleared Capacity | RI | Cumberland | RI | The Narragansett Electric Company
38855 | DGSC PV500_1060 West Main Rd_Portsmouth | 43607 | COX PRTSMTH-02871PV500DG | 0.5 | 0.5 | 0.162 | 0 | Cleared Capacity | RI | Portsmouth | RI | The Narragansett Electric Company
38858 | DGSC PV1225_100 Dupont Dr_Providence | 44003 | ALTUS-02907PV1225DG | 1.225 | 1.225 | 0.611 | 0 | Cleared Capacity | RI | Providence | RI | The Narragansett Electric Company
38860 | DGSC PV450_0 Martin St_Cubmerland | 44005 | ALTUS 1-02864PV450DG | 0.45 | 0.45 | 0.21 | 0 | Cleared Capacity | RI | Cumberland | RI | The Narragansett Electric Company
38861 | DGSC PV225_225 Dupont Dr_Providence | 44004 | ALTUS-02907PV300DG | 0.3 | 0.3 | 0.133 | 0 | Cleared Capacity | RI | Providence | RI | The Narragansett Electric Company
38862 | DGSC PV450_35 Martin St_Cumberland | 44006 | ALTUS 2-02864PV450DG | 0.45 | 0.45 | 0.214 | 0 | Cleared Capacity | RI | Cumberland | RI | The Narragansett Electric Company
38863 | Syncarpha Lexington | 50669 | TOWN_OF_LEXINGTON_ID2052550 | 1.624 | 1.624 | 0.71 | 0 | Cleared Capacity | MA | Lexington | BOSTON | NSTAR Electric Company
38864 | DGSC PV250_65 All American Way_North Kingstown | 46721 | ALL AMERICAN-02852PV250DG | 0.25 | 0.25 | 0.132 | 0 | Cleared Capacity | RI | North Kingstown | RI | The Narragansett Electric Company
38865 | DGSC PV850_582 Great Rd_North Smithfield | 46911 | NEXTSUN ENERGY-02896PV850DG | 0.85 | 0.85 | 0.451 | 0 | Cleared Capacity | RI | North Smithfield | RI | The Narragansett Electric Company
38867 | DGSC PV300_45 Sharp Dr_Cranston | 44010 | GOLDEN-02920PV300DG | 0.3 | 0.3 | 0.157 | 0 | Cleared Capacity | RI | Cranston | RI | The Narragansett Electric Company
38868 | DGSC PV1375_101 Peck Hill Rd_Johnston | 47357 | JOHNSTON SOLAR-02919PV1375DG | 1.375 | 1.375 | 0.493 | 0 | Cleared Capacity | RI | Johnston | RI | The Narragansett Electric Company
38869 | DGSC PV499_76 Silson Rd_Richmond | 47020 | NEXAMP-02898PV499DG | 0.499 | 0.499 | 0.223 | 0 | Cleared Capacity | RI | Richmond | RI | The Narragansett Electric Company
38881 | DGSC PV495_1720 Davisville Rd_North Kingstown | 47487 | N KINGSTOWN SOLAR-02852PV495DG | 0.495 | 0.495 | 0.216 | 0 | Cleared Capacity | RI | North Kingstown | RI | The Narragansett Electric Company
38883 | DGSC PV1170_23 Theodore Foster Rd_Foster | 48774 | FOSTER-SOLAR-02857PV1170RIDG | 1.17 | 1.17 | 0.493 | 0 | Cleared Capacity | RI | North Scituate | RI | The Narragansett Electric Company
38884 | DGSC PV912_260 South County Trail_Exeter | 48664 | S COUNTY-02822PV878DG | 0.878 | 0.878 | 0.508 | 0 | Cleared Capacity | RI | Exeter | RI | The Narragansett Electric Company
38885 | DGSC PV1000_90 Tift Rd_North Smithfield | 48899 | BRANDYWICKLLC-02896PV1000RIDG | 1 | 1 | 0.474 | 0 | Cleared Capacity | RI | North Smithfield | RI | The Narragansett Electric Company
38888 | Patterson Rd 1 Shirley PV | 66197 | MASSELECPH2A_01464PV1000QF | 1 | 1 | 0.432 | 0 | Cleared Capacity | MA | Shirley | CMA/NEMA | Massachusetts Electric Company
38889 | Patterson Rd 2 Shirley PV | 66198 | MASSELECPH2B_01464PV1000QF | 1 | 1 | 0.229 | 0 | Cleared Capacity | MA | Shirley | CMA/NEMA | Massachusetts Electric Company
38943 | Athens Energy LLC_1 | 48960 | ATHENS ENERGY LLC_1 | 7.1 | 7.1 | 7.1 | 7.1 | Cleared Capacity | ME | Athens | ME | Engie Energy Marketing NA, Inc.
38944 | Barre I | 46564 | EPG SOLAR-01005PV2000NM | 2 | 2 | 0.816 | 0 | Cleared Capacity | MA | Barre | WMA | Massachusetts Electric Company
38945 | Gill | 66137 | NM-SA KERSARGE GILL, LLC | 1.992 | 1.992 | 1.147 | 0 | Cleared Capacity | MA | Gill | WMA | NSTAR Electric Company
38949 | RE Growth PV196_339 Farnum Pike_Smithfield | 49256 | RICARBIDETOOLCO-02917PV196RE | 0.196 | 0.196 | 0.105 | 0 | Cleared Capacity | RI | Smithfield | RI | The Narragansett Electric Company
38950 | RE Growth PV196_65 Putnam Pike_Glocester | 49254 | TANGLEWOODFARM-02814PV196RE | 0.196 | 0.196 | 0.106 | 0 | Cleared Capacity | RI | Glocester | RI | The Narragansett Electric Company
38961 | Fitchburg Solar, LLC | 48975 | FISHER ROAD PV | 0.54 | 0.54 | 0.261 | 0 | Cleared Capacity | MA | Fitchburg | WMA | Fitchburg Gas & Electric Light Company
38962 | Ashby 1 Solar | 66103 | ASHBY 1 SOLAR PROJECTCO, LLC | 0.864 | 0.864 | 0.374 | 0 | Cleared Capacity | MA | Fitchburg | WMA | Fitchburg Gas & Electric Light Company
38963 | Ashby 2 Solar | 66162 | ASHBY 2 SOLAR PROJECTCO, LLC | 0.984 | 0.984 | 0.422 | 0 | Cleared Capacity | MA | Fitchburg | WMA | Fitchburg Gas & Electric Light Company
38970 | Barre II | 46643 | EPG SOLAR-01005PV1500NM | 1.5 | 1.5 | 0.768 | 0 | Cleared Capacity | MA | Barre | WMA | Massachusetts Electric Company
38973 | Partners Healthcare Sandwich | 38973 | SSA_SOLAR_MA_ID2135023 | 0.785 | 0.785 | 0.432 | 0 | Cleared Capacity | MA | Sandwich | SEMA | NSTAR Electric Company
40595 | Southwick | 47419 | NM-TOWN OF WEST SPRINGFIELD | 3.3 | 3.3 | 1.867 | 0 | Cleared Capacity | MA | Southwick | WMA | NSTAR Electric Company
40599 | Duxbury Chandler | 50714 | TOWN_OF_DUXBURY_ID2117207 | 0.21 | 0.21 | 0.109 | 0 | Cleared Capacity | MA | Duxbury | SEMA | NSTAR Electric Company
40613 | Fusion Solar Center LLC | 50634 | FUSION SOLAR CENTER | 20 | 20 | 7.44 | 0 | Cleared Capacity | CT | Sprague | CT | Fusion Solar Center, LLC
40615 | Hatfield Solar PV | 67305 | HATFIELD SOLAR PV FACILITY | 3.6 | 3.6 | 0.63 | 0 | Cleared Capacity | MA | Hatfield | WMA | NSTAR Electric Company
40617 | Sunderland PV Solar | 66260 | SUNDERLAND SOLAR PV FACILITY | 1.084 | 1.084 | 0.175 | 0 | Cleared Capacity | MA | Sunderland | WMA | NSTAR Electric Company
40618 | Greenfield Solar PV | 67582 | GREENFIELD SOLAR PV | 2 | 2 | 0.376 | 0 | Cleared Capacity | MA | Greenfield | WMA | NSTAR Electric Company
40619 | Southampton Solar PV | 67445 | SOUTHAMPTON SOLAR PV | 2 | 2 | 0.347 | 0 | Cleared Capacity | MA | Southampton | WMA | NSTAR Electric Company
40620 | Savoy Solar PV | 67542 | SAVOY SOLAR PV FACILITY | 2 | 2 | 0.359 | 0 | Cleared Capacity | MA | Savoy | WMA | NSTAR Electric Company
40621 | Hampden Solar PV | 68528 | HAMPDEN SOLAR PV | 3.48 | 3.48 | 0.59 | 0 | Cleared Capacity | MA | Hampden | WMA | NSTAR Electric Company
40622 | Springfield Solar PV | 67587 | SPRINGFIELD PV SOLAR | 3.992 | 3.992 | 0.712 | 0 | Cleared Capacity | MA | Springfield | WMA | NSTAR Electric Company
40623 | East Longmeadow Solar PV | 68427 | EAST LONGMEADOW SOLAR PV | 4.99 | 4.99 | 0.842 | 0 | Cleared Capacity | MA | East Longmeadow | WMA | NSTAR Electric Company
40624 | East Springfield Solar PV | 67429 | EAST SPRINGFIELD SOLAR PV | 1.44 | 1.44 | 0.261 | 0 | Cleared Capacity | MA | Springfield | WMA | NSTAR Electric Company
40625 | Ludlow Site 72 - Conti | 66073 | LUDLOW 72 SOLAR PV FACILITY | 1.86 | 1.86 | 0.264 | 0 | Cleared Capacity | MA | Ludlow | WMA | NSTAR Electric Company
40626 | Plymouth Solar PV | 66255 | EMA_ES_PLYMOUTH_ID2218005 | 1.116 | 1.116 | 0.229 | 0 | Cleared Capacity | MA | Plymouth | SEMA | NSTAR Electric Company
40627 | New Bedford Solar PV | 66256 | EMA_ES_NEWBEDFORD_ID2217818 | 0.95 | 0.95 | 0.169 | 0 | Cleared Capacity | MA | New Bedford | SEMA | NSTAR Electric Company
40629 | Wareham Solar PV | 67543 | WAREHAM SOLAR PV FACILITY | 3.327 | 3.327 | 0.553 | 0 | Cleared Capacity | MA | Wareham | SEMA | NSTAR Electric Company
40630 | Hinsdale Solar PV | 67544 | HINSDALE SOLAR PV FACILITY | 2 | 2 | 0.365 | 0 | Cleared Capacity | MA | Hinsdale | WMA | NSTAR Electric Company
40631 | Southwick Solar PV | 67428 | SOUTHWICK SOLAR PV FACILITY | 4.98 | 4.98 | 0.823 | 0 | Cleared Capacity | MA | Southwick | WMA | NSTAR Electric Company
40632 | RI_23_DGSC PV_200 Frenchtown Rd_North Kingstown | 50731 | NIPPAWUSSOLAR-02852PV930DG | 0.93 | 0.93 | 0.552 | 0 | Cleared Capacity | RI | North Kingstown | RI | The Narragansett Electric Company
40640 | RI_24_RE Growth PV_800 Logee St_Woonsocket | 49222 | NEXAMP-LOGEE-02895PV153RE | 0.153 | 0.153 | 0.083 | 0 | Cleared Capacity | RI | Woonsocket | RI | The Narragansett Electric Company
40641 | RI_25_RE Growth PV_50 Snell Rd_Little Compton | 50072 | LAMPLIGHTERINC-02837PV216RE | 0.216 | 0.216 | 0.158 | 0 | Cleared Capacity | RI | Little Compton | SEMA | The Narragansett Electric Company
40642 | RI_26_RE Growth PV_451 Putnam Pike_Glocester | 50212 | JAMESPETERSEN-02814PV196RE | 0.196 | 0.196 | 0.112 | 0 | Cleared Capacity | RI | Chepatchet | RI | The Narragansett Electric Company
40644 | RI_27_RE Growth PV_304 Progress Rd_Tiverton | 50128 | TIVERTONPOWER-02878PV200RE | 0.2 | 0.2 | 0.103 | 0 | Cleared Capacity | RI | Tiverton | SEMA | The Narragansett Electric Company
40647 | RI_28_RE Growth PV_401 Snake Hill Rd_Glocester | 50430 | TOURBILLONTRAILER-02857PV196RE | 0.196 | 0.196 | 0.117 | 0 | Cleared Capacity | RI | North Scituate | RI | The Narragansett Electric Company
40653 | Madison BESS | 40653 | MADISON_GEN | 4.99 | 4.99 | 4.989 | 4.95 | Cleared Capacity | ME | Madison | ME | Madison ESS, LLC
40654 | RI_29_RE Growth PV_44 Bank St_Hopkinton | 50219 | BANKSTHOLDINGS-02832PV400RE | 0.4 | 0.4 | 0.227 | 0 | Cleared Capacity | RI | Hope Valley | RI | The Narragansett Electric Company
40655 | RI_33_RE Growth PV_200 Frenchtown Rd_North Kingstown | 50729 | NIPPAWUSSOLAR-02852PV780RE | 0.78 | 0.78 | 0.426 | 0 | Cleared Capacity | RI | North Kingstown | RI | The Narragansett Electric Company
40656 | RI_34_RE Growth PV_0 Danielson Pike_Providence | 50736 | CEDFOSTERSOLAR-02825PV1980RE | 1.98 | 1.98 | 1.183 | 0 | Cleared Capacity | RI | Foster | RI | The Narragansett Electric Company
40659 | RI_36_RE Growth PV_540 Nooseneck Hill Rd_Exeter | 66253 | EXETERSOLAR02822-880(KW)RE | 0.88 | 0.88 | 0.377 | 0 | Cleared Capacity | RI | Exeter | RI | The Narragansett Electric Company
40664 | Syncarpha Massachusetts | 47211 | SYNCARPHA-01453PV2000NM | 2 | 2 | 0.67 | 0 | Cleared Capacity | MA | Leominster | CMA/NEMA | Massachusetts Electric Company
40667 | RI_42_RE Growth PV_320 Compass Circle_North Kingstown | 66254 | 320COMPASSCIRCLE02852-1(MW)RE | 1 | 1 | 0.464 | 0 | Cleared Capacity | RI | North Kingstown | RI | The Narragansett Electric Company
40675 | RI_50_RE Growth PV_722 Main St_Hopkinton | 66230 | ECONOXMAINST-02832PV216RE | 0.216 | 0.216 | 0.1 | 0 | Cleared Capacity | RI | Hope Valley | RI | The Narragansett Electric Company
40676 | RI_52_RE Growth PV_139 Heaton Orchard Rd_Richmond | 66034 | ECONOXGRP3-02892PV216RE | 0.216 | 0.216 | 0.1 | 0 | Cleared Capacity | RI | West Kingston | RI | The Narragansett Electric Company
40681 | RI_56_RE Growth PV_Plat 08F Lot 12 South County Trail_Richmond | 65988 | ECONOXGRP1-02892PV216RE | 0.216 | 0.216 | 0.096 | 0 | Cleared Capacity | RI | West Kingston | RI | The Narragansett Electric Company
40684 | RI_58_RE Growth PV_3671 South County Trail_Richmond | 66072 | ECONOXGRP2-02892PV216RE | 0.216 | 0.216 | 0.096 | 0 | Cleared Capacity | RI | West Kingston | RI | The Narragansett Electric Company
40695 | RI_31_RE Growth PV_1275 Seven Mile Rd_Cranston | 50711 | SOLARSKY-02920PV216RE | 0.216 | 0.216 | 0.112 | 0 | Cleared Capacity | RI | Cranston | RI | The Narragansett Electric Company
40696 | RI_32_RE Growth PV_1275 Seven Mile Rd_Cranston | 50712 | SOUTHERNSKY-02920PV216RE | 0.216 | 0.216 | 0.112 | 0 | Cleared Capacity | RI | Cranston | RI | The Narragansett Electric Company
40698 | Syncarpha North Adams | 47445 | NORTH ADAMS-01247PV2250NM | 2.25 | 2.25 | 1 | 0 | Cleared Capacity | MA | North Adams | WMA | Massachusetts Electric Company
40700 | Syncarpha Bondsville | 49435 | SYNC.BONDSVILLE-01069PV4400NM | 4.4 | 4.4 | 1.36 | 0 | Cleared Capacity | MA | Palmer | WMA | Massachusetts Electric Company
40718 | RI_30_RE Growth PV_1378 Snake Hill Rd_Glocester | 50627 | CLARENCEHOPKINS-02814PV196RE | 0.196 | 0.196 | 0.115 | 0 | Cleared Capacity | RI | North Scituate | RI | The Narragansett Electric Company
40736 | Syncarpha Billerica | 49951 | IRONHORSE4LLC-01862PV4999NM | 4.999 | 4.999 | 1.6 | 0 | Cleared Capacity | MA | North Billerica | CMA/NEMA | Massachusetts Electric Company
40744 | RI_43_RE Growth PV_582 Great Rd_North Smithfield | 50864 | SAMMANRLTY-02896PV840RG | 0.84 | 0.84 | 0.392 | 0 | Cleared Capacity | RI | North Smithfield | RI | The Narragansett Electric Company
40746 | Syncarpha Hancock I | 66140 | NM-SA SYNCARPHA HANCOCK I, LLC | 2 | 2 | 0.8 | 0 | Cleared Capacity | MA | Pittsfield | WMA | NSTAR Electric Company
40747 | Cranston Solar Project | 69261, 69262 | CRANSTON SOLAR 2 -12.5 KV, CRANSTON SOLAR 1 - 23 KV | 16.25 | 16.25 | 3.011 | 0 | Cleared Capacity | RI | Cranston | RI | Galt Power Inc.
40749 | Syncarpha Hancock II | 66141 | NM-SA SYNCARPHA HANCOCK II LLC | 2 | 2 | 0.8 | 0 | Cleared Capacity | MA | Pittsfield | WMA | NSTAR Electric Company
40750 | TRS Fuel Cell, LLC | 68357 | TRS FUEL CELL, LLC | 3.63 | 3.63 | 0 | 0 | Cleared Capacity | CT | Danbury | SWCT | DFC ERG CT, LLC
40751 | Syncarpha Hancock III | 67361 | NM-SA SYNCARPHA HANCOCK III PV | 1 | 1 | 0.4 | 0 | N/A | MA | Pittsfield | WMA | NSTAR Electric Company
40765 | CVEC EDGARTOWN - 1886 | 47504 | CVEC EDGARTOWN - 1886 | 1.083 | 1.083 | 0.508 | 0 | Cleared Capacity | MA | Edgartown | SEMA | NSTAR Electric Company
40766 | CVEC BARNSTABLE FIRE 2423 | 40766 | CVEC_BARNSTABLE_FIRE_ID2423 | 0.75 | 0.75 | 0.155 | 0 | Cleared Capacity | MA | Hyannis | SEMA | NSTAR Electric Company
40767 | CVEC DY HIGH SCHOOL 2175 2173 | 40767, 49095 | DY_HIGH_SCHOOL_ID2175, DY_HIGH_SCHOOL_ID2173 | 1 | 1 | 0.439 | 0 | Cleared Capacity | MA | Yarmouth | SEMA | NSTAR Electric Company
40768 | CVEC EASTHAM 1915 | 40768 | CVC_EASTHAM_LANDFILL_ID1915 | 0.5 | 0.5 | 0.18 | 0 | Cleared Capacity | MA | Eastham | SEMA | NSTAR Electric Company
40769 | CVEC MARGUERITE SMALL SCHOOL 2168 | 49085 | MARGUERITE_SMALL_SCHOOL_ID2168 | 0.75 | 0.75 | 0.333 | 0 | Cleared Capacity | MA | West Yarmouth | SEMA | NSTAR Electric Company
40770 | CVEC MARSTON MILLS 1964 1965 | 48882, 48889 | CVEC_MARSTON_MILLS_ID1965, CVEC_MARSTON_MILLS_ID1964 | 3.416 | 3.416 | 1.668 | 0 | Cleared Capacity | MA | Marstons Mills | SEMA | NSTAR Electric Company
40771 | CVEC WEST TISBURY 2189 | 49084 | CVEC_INC_WESTTISBURY_ID2189 | 0.6 | 0.6 | 0.283 | 0 | Cleared Capacity | MA | West Tisbury | SEMA | NSTAR Electric Company
40772 | CVEC VINEYARD HAVEN 1923 | 49071 | CVEC_INC_VINEYARDHAVEN_ID1923 | 1.083 | 1.083 | 0.47 | 0 | Cleared Capacity | MA | Vineyard Haven | SEMA | NSTAR Electric Company
40773 | CVEC ORLEANS 2217 | 49088 | CVEC_INC_ORLEANS_ID2217 | 0.5 | 0.5 | 0.222 | 0 | Cleared Capacity | MA | Orleans | SEMA | NSTAR Electric Company
40774 | CVEC HYANNIS 2181 | 48884 | CVEC_HYANNIS_ID2181 | 4.5 | 4.5 | 2.294 | 0 | Cleared Capacity | MA | Hyannis | SEMA | NSTAR Electric Company
40775 | CVEC CHATHAM 1911 | 48876 | CVEC_CHATHAM_ID1911 | 1.5 | 1.5 | 0.696 | 0 | Cleared Capacity | MA | Chatham | SEMA | NSTAR Electric Company
40776 | CVEC BREWSTER 1912 | 48877 | CVEC_BREWSTER_ID1912 | 1.083 | 1.083 | 0.492 | 0 | Cleared Capacity | MA | Brewster | SEMA | NSTAR Electric Company
40777 | CVEC HARWICH - 1913 | 47506 | CVEC HARWICH - 1913 | 4 | 4 | 1.797 | 0 | Cleared Capacity | MA | Harwich | SEMA | NSTAR Electric Company
40778 | CVEC EDGARTOWN - 1887 | 47505 | CVEC EDGARTOWN - 1887 | 1.083 | 1.083 | 0.548 | 0 | Cleared Capacity | MA | Edgartown | SEMA | NSTAR Electric Company
40786 | Cambridge Park Solar | 40786 | NM CITY OF CAMBRIDGE_ID2264395 | 0.466 | 0.466 | 0.186 | 0 | Cleared Capacity | MA | Cambridge | BOSTON | NSTAR Electric Company
40789 | Maxwell Green Solar | 40789, 68011, 68012, 68272 | NM 9_MAXWELLS-GREEN_ID2253374, NM 3_MAXWELLS-GREEN_ID2250465, NM 7_MAXWELLS-GREEN_ID2253373, NM 5_MAXWELLS-GREEN_ID2253264 | 0.275 | 0.275 | 0.104 | 0 | Cleared Capacity | MA | Somerville | BOSTON | NSTAR Electric Company
40796 | Charles Moore Arena | 40796 | SOLECT_ENERGY_PTNRS1_ID2152923 | 0.3 | 0.3 | 0.12 | 0 | Cleared Capacity | MA | Orleans | SEMA | NSTAR Electric Company
40797 | Holliston Field 2 | 40797 | SOLECT_ENERGY_DEV_PV_ID2015374 | 0.3 | 0.3 | 0.12 | 0 | Cleared Capacity | MA | Holliston | RI | NSTAR Electric Company
40800 | Hayden Rowe Solar Farm | 40800 | HAYDEN-ROWE_SOLAR_ID2057252 | 0.308 | 0.308 | 0.101 | 0 | Cleared Capacity | MA | Hopkinton | RI | NSTAR Electric Company
40889 | RoxWind | 69789 | ROXWIND | 15.3 | 15.3 | 0 | 0 | IA | ME | Roxbury | ME | RoxWind LLC
40893 | Rose Hill Lanfill-SKSC1 | 67432 | KEARSARGE02879SOLAR3780NM | 3.78 | 3.78 | 2.124 | 0 | N/A | RI | South Kingstown | RI | The Narragansett Electric Company
40894 | Town Plains-SKSC2 | 67447 | KEARSARGE02892SOLAR3100NM | 3.1 | 3.1 | 2.029 | 0 | N/A | RI | West Kingston | RI | The Narragansett Electric Company
40896 | BWC French River Solar, LLC | 48083 | FRENCH RIVER | 12.35 | 12.35 | 6.348 | 0 | Cleared Capacity | MA | Oxford | WMA | Boston Energy Trading and Marketing LLC
40905 | Rumford BESS | 69240 | NEBS - RUMFORD_GEN | 4.999 | 4.999 | 4.99 | 4.99 | Cleared Capacity | ME | Rumford | ME | Rumford ESS, LLC
40906 | Bloom Colchester Clean Energy Project | 69247 | BLOOM ENERGY FUEL CELL | 10 | 10 | 8 | 8 | Cleared Capacity | CT | Colchester | CT | Generate Colchester Fuel Cells, LLC
40923 | ENA Cranberry Road PV | 71138 | CRANBERRYHIGHWAYPV_WO2277865 | 2.2 | 2.2 | 0.486 | 0 | IA | MA | West Wareham | SEMA | Genbright, LLC
40934 | ENA Cranberry Rd Storage | 69251 | CRANBERRY HIGHWAY_GEN | 2 | 2 | 1.939 | 1.939 | IA | MA | West Wareham | SEMA | Genbright, LLC
40947 | BigelowRd_Solar | 71178 | BIGELOW01570SOLAR1000AOBC | 1 | 1 | 0.4 | 0.4 | Cleared Capacity | MA | Webster | WMA | Massachusetts Electric Company
40949 | Wales_Solar | 69305 | WALES01081SOLAR2000AOBC | 2.002 | 2.002 | 0 | 0 | N/A | MA | Wales | WMA | Massachusetts Electric Company
40950 | Hadley_North_Solar | 69359 | SM_NM HADLEY 3 PV SO. MAPLE | 1.995 | 1.995 | 0 | 0 | N/A | MA | Hadley | WMA | NSTAR Electric Company
40951 | Hadley_South_Solar | 69360 | SM_NM HADLEY 3 PV WESTGATE | 1.995 | 1.995 | 0 | 0 | N/A | MA | Hadley | WMA | NSTAR Electric Company
40964 | Palmer Solar | 69301 | NEXAMP01069SOLAR4290AOBC | 4.29 | 4.29 | 0 | 0 | N/A | MA | Palmer | WMA | Massachusetts Electric Company
40970 | Granby Solar | 69872 | GRANDBY01033SOLAR3000AOBC | 3 | 3 | 0 | 0 | N/A | MA | Granby | WMA | Massachusetts Electric Company
40996 | MA_12_2 PV_183 PROVIDENCE ST_UXBRIDGE | 50738 | PALUMBOSOLAR-01569PV2000NM | 2 | 2 | 0.544 | 0 | N/A | MA | Uxbridge | RI | Massachusetts Electric Company
40998 | RI_67_RE Growth PV_248 CRANBERRY-RIDGE RD_GLOCESTER | 67714 | CAPTONASLR02814SLR840RE | 0.84 | 0.84 | 0.439 | 0 | N/A | RI | Glocester | RI | The Narragansett Electric Company
41000 | RI_75_RE Growth PV_26 PECK-HILL RD_JOHNSTON | 68109 | SOUTHERNSKY_02919PV198RE | 0.198 | 0.198 | 0.115 | 0 | Cleared Capacity | RI | Johnston | RI | The Narragansett Electric Company
41002 | MA_13_2 PV_18 SAMPSON RD_CHARLTON | 50830 | SAMPSONRDSOLAR-01507PV2000NM | 2 | 2 | 0.915 | 0 | N/A | MA | Charlton | WMA | Massachusetts Electric Company
41003 | MA_16_2 PV_109 E HILL RD_MONSON | 65961 | MONSONSOLAR-01057PV2000NM | 2 | 2 | 1.071 | 0 | N/A | MA | Monson | WMA | Massachusetts Electric Company
41008 | Syncarpha Halifax - Solar | 69729 | SYNCARPHA02338SOLAR1668AOBC | 1.668 | 1.668 | 0.1 | 0 | N/A | MA | Halifax | SEMA | Massachusetts Electric Company
41009 | Syncarpha Halifax - Battery | 69190 | SYNCARPHA HALIFAX_GEN | 1.58 | 1.58 | 1.57 | 1.57 | Cleared Capacity | MA | Halifax | SEMA | Marie's Way Solar I, LLC
41021 | Oakhurst Road PV | 69653 | NEXAMP01590SOLAR1000AOBC | 1 | 1 | 0 | 0 | N/A | MA | Sutton | RI | Massachusetts Electric Company
41032 | MA_139_0.2997 PV_1-3 WALKER DR_UPTON | 49770 | NEISOLARLLCUPTON-01568PV300NM | 0.3 | 0.3 | 0.142 | 0 | N/A | MA | Upton | RI | Massachusetts Electric Company
41033 | RI_101_RE Growth PV_0 W SHANNOCK RD_SHANNOCK | 67444 | ECONOX02875SOLAR216RE | 0.216 | 0.216 | 0.116 | 0 | N/A | RI | Shannock | RI | The Narragansett Electric Company
41034 | RI_102_RE Growth PV_16 TOMAQUAG RD_HOPKINTON | 67296 | ECONOXGRPHPKNTN_02833PV216RE | 0.216 | 0.216 | 0.122 | 0 | N/A | RI | Bradford | RI | The Narragansett Electric Company
41035 | MA_285_1 PV_48 PAXTON RD_SPENCER | 50807 | BLAIREWIREVLG-01562PV1000NM | 1 | 1 | 0.539 | 0 | N/A | MA | Spencer | WMA | Massachusetts Electric Company
41036 | MA_332_0.333 PV_0 QUABOAG ST_BROOKFIELD | 48859 | BROOKFIELDWASTE-01506PV333NM | 0.333 | 0.333 | 0.159 | 0 | N/A | MA | Brookfield | WMA | Massachusetts Electric Company
41037 | MA_18_2 PV_0 GRIFFIN RD_CHARLTON | 66081 | GRIFFINRDSOLAR-01507PV2000NM | 2 | 2 | 0.978 | 0 | N/A | MA | Charlton | WMA | Massachusetts Electric Company
41038 | MA_299_0.5 PV_0 LUNENBURG RD_LANCASTER | 43658 | TWN LANCASTER-01523PV500QF | 0.5 | 0.5 | 0.168 | 0 | N/A | MA | Lancaster | CMA/NEMA | Massachusetts Electric Company
41039 | RI_103_RE Growth PV_0 NORTH RD_SHANNOCK | 67397 | ECONOXNORTHRD02875SOLAR432RE | 0.216 | 0.216 | 0.12 | 0 | N/A | RI | Shannock | RI | The Narragansett Electric Company
41040 | MA_19_1.95 PV_0 OAKHURST RD_SUTTON | 49251 | SUTTONSOLARLLC-01590PV1950NM | 1.95 | 1.95 | 0.998 | 0 | N/A | MA | Sutton | RI | Massachusetts Electric Company
41041 | MA_320_1 PV_307 DUDLEY-RIVER RD_SOUTHBRIDGE | 50635 | DUDLEYRIVERSLR3-01550PV1000NM | 1 | 1 | 0.6 | 0 | N/A | MA | Southbridge | WMA | Massachusetts Electric Company
41042 | RI_104_RE Growth PV_56 Stilson Rd_Richmond | 50783 | WEDSTILSONSOLAR-02898PV2000RE | 2 | 2 | 0.953 | 0 | N/A | RI | Wyoming | RI | The Narragansett Electric Company
41043 | MA_335_1 PV_12 ORCHARD RD_N BROOKFIELD | 43920 | SOLVENTERRA 2-01535PV1000NM | 1 | 1 | 0.539 | 0 | N/A | MA | North Brookfield | WMA | Massachusetts Electric Company
41044 | MA_323_2 PV_19 CARPENTER-HILL RD_CHARLTON | 48698 | STORZ 2101B-01507PV2000NM | 2 | 2 | 0.716 | 0 | N/A | MA | Charlton | WMA | Massachusetts Electric Company
41045 | MA_20_1.86 PV_161 HARTFORD AV_MENDON | 50734 | BWCBOXPOND1860-01756PV1860NM | 1.86 | 1.86 | 0.863 | 0 | N/A | MA | Mendon | RI | Massachusetts Electric Company
41047 | MA_324_1 PV_10 H PUTNAM-ROAD EX_CHARLTON | 50697 | STJOSEPHS-01507PV1000NM | 1 | 1 | 0.59 | 0 | N/A | MA | Charlton | WMA | Massachusetts Electric Company
41048 | MA_25_1.5 PV_675 SIMONDS RD_WILLIAMSTOWN | 50629 | WILLIAMSTOWN-01267PV1500NM | 1.5 | 1.5 | 0.573 | 0 | N/A | MA | Williamstown | WMA | Massachusetts Electric Company
41050 | MA_325_2 PV_91 CARPENTER-HILL RD_CHARLTON | 48713 | STORZ 2101A-01507PV2000NM | 2 | 2 | 0.672 | 0 | N/A | MA | Charlton | WMA | Massachusetts Electric Company
41053 | MA_329_1.98 PV_53 CITY-DEPOT RD_CHARLTON | 48914 | DRACUTHOUS.AUTH-01507PV1980NM | 1.98 | 1.98 | 1.109 | 0 | N/A | MA | Charlton | WMA | Massachusetts Electric Company
41054 | MA_36_1 PV_307 DUDLEY-RIVER RD_SOUTHBRIDGE | 50577 | DUDLEYRIVERSLR2-01550PV1000NM | 1 | 1 | 0.527 | 0 | N/A | MA | Southbridge | WMA | Massachusetts Electric Company
41056 | MA_37_1 PV_307 DUDLEY-RIVER RD_SOUTHBRIDGE | 50608 | DUDLEYRIVERSlR-01550PV1000NM | 1 | 1 | 0.556 | 0 | N/A | MA | Southbridge | WMA | Massachusetts Electric Company
41059 | MA_40_1 PV_52 W BROOKFIELD RD_N BROOKFIELD | 50618 | JHSOLARLLC-01535PV1000NM | 1 | 1 | 0.546 | 0 | N/A | MA | North Brookfield | WMA | Massachusetts Electric Company
41060 | MA_133_0.354 PV_694 MAIN ST_WEST NEWBURY | 48820 | WNEWBURYMAINSTLLC-01985PV354NM | 0.354 | 0.354 | 0.201 | 0 | N/A | MA | West Newbury | BOSTON | Massachusetts Electric Company
41061 | MA_41_1 PV_62 W BROOKFIELD RD_N BROOKFIELD | 50619 | LEDEAUXSOLARLLC-01535PV1000NM | 1 | 1 | 0.484 | 0 | N/A | MA | North Brookfield | WMA | Massachusetts Electric Company
41062 | MA_59_0.984 PV_982 PLEASANT ST_LEOMINSTER | 50806 | SOCOREMADEV-01453PV984NM | 0.984 | 0.984 | 0.485 | 0 | N/A | MA | Leominster | WMA | Massachusetts Electric Company
41063 | MA_69_0.866 PV_57 BRIGHAM ST_WESTBOROUGH | 49306 | SAFEHARBORSOLAR-01581PV886NM | 0.886 | 0.886 | 0.184 | 0 | N/A | MA | Westborough | CMA/NEMA | Massachusetts Electric Company
41064 | MA_75_0.743 PV_38 CAPE RD_MENDON | 50723 | BWCBOXPONDCAPERD01756PV743NM | 0.743 | 0.743 | 0.369 | 0 | N/A | MA | Mendon | RI | Massachusetts Electric Company
41078 | MA_77_0.455 PV_5567R S ATHOL RD_ATHOL | 49641 | KEARSARGESATHOL-01331PV455NM | 0.455 | 0.455 | 0.258 | 0 | N/A | MA | Athol | WMA | Massachusetts Electric Company
41080 | MA_78_0.576 PV_0 PETERSHAM RD_NEW SALEM | 66221 | CANTERBURYTWRS-01355PV576NM | 0.576 | 0.576 | 0.216 | 0 | N/A | MA | New Salem | WMA | Massachusetts Electric Company
41081 | MA_80_0.5 PV_36 STOCKBRIDGE RD_W STOCKBRIDGE | 50449 | MASOLARHGWYLLC-01266PV500NM | 0.5 | 0.5 | 0.23 | 0 | N/A | MA | West Stockbridge | WMA | Massachusetts Electric Company
41082 | MA_122_0.419 PV_600 LONGWATER DR_NORWELL | 49511 | KEARSARGENORWELL-02061PV419NM | 0.419 | 0.419 | 0.269 | 0 | N/A | MA | Norwell | RI | Massachusetts Electric Company
41083 | MA_22_1.67 PV_60 MARTIN ST_REHOBOTH | 48172 | BLUEWAVE CAPITAL-02769PV1670NM | 1.67 | 1.67 | 0.467 | 0 | N/A | MA | Rehoboth | RI | Massachusetts Electric Company
41084 | MA_90_0.499 PV_1940 BARRE RD_NEW BRAINTREE | 49672 | NEWBRAINTREESOLAR-01531PV499NM | 0.499 | 0.499 | 0.28 | 0 | N/A | MA | New Braintree | WMA | Massachusetts Electric Company
41085 | MA_118_0.4 PV_55 DUDLEY OXFORD RD_DUDLEY | 50235 | DUDLEYSOLAR#1-01571PV400NM | 0.4 | 0.4 | 0.225 | 0 | N/A | MA | Dudley | WMA | Massachusetts Electric Company
41086 | MA_336_1.98 PV_28 CURTIS-HILL RD_CHARLTON | 49000 | AQUILACURTISHILL-01507PV1980NM | 1.98 | 1.98 | 1.093 | 0 | N/A | MA | Charlton | WMA | Massachusetts Electric Company
41087 | MA_341_0.495 PV_20 CLAPP ST_NORTON | 50818 | NORTONSOLAR1-02766PV495NM | 0.495 | 0.495 | 0.212 | 0 | N/A | MA | Norton | RI | Massachusetts Electric Company
41088 | MA_342_0.495 PV_36 CLAPP ST_NORTON | 50816 | NORTONSOLAR2-02766PV495NM | 0.495 | 0.495 | 0.123 | 0 | N/A | MA | Norton | RI | Massachusetts Electric Company
41089 | MA_347_0.48 PV_51 SEARS RD_SOUTHBOROUGH | 50690 | STMARKSSCHOOL-01722PV480NM | 0.48 | 0.48 | 0.075 | 0 | N/A | MA | Southboro | CMA/NEMA | Massachusetts Electric Company
41090 | MA_353_1 PV_197 PROVIDENCE ST_UXBRIDGE | 50896 | PALUMBOBSOLAR-01569PV1000NM | 1 | 1 | 0.251 | 0 | N/A | MA | Uxbridge | RI | Massachusetts Electric Company
41091 | MA_361_0.75 PV_0 FAIRLEE LN_NORTON | 48751 | BLUEWAVE5149-02766PV750NM | 0.75 | 0.75 | 0.172 | 0 | N/A | MA | Norton | SEMA | Massachusetts Electric Company
41092 | MA_362_0.75 PV_0 FAIRLEE LN_NORTON | 48752 | BLUEWAVE 5161-02766PV750NM | 0.75 | 0.75 | 0.177 | 0 | N/A | MA | Norton | SEMA | Massachusetts Electric Company
41093 | MA_442_0.5 PV_0 FAIRLEE LN_NORTON | 68208 | SUNESOLARXV102766SOLAR500NM | 0.5 | 0.5 | 0.024 | 0 | Cleared Capacity | MA | Norton | SEMA | Massachusetts Electric Company
41104 | MA_21_1.725 PV_139 SHUMAN AV_STOUGHTON | 50119 | BWCBASSRIVERLLC-02790PV2000NM | 2 | 2 | 0.98 | 0 | N/A | MA | Westport | SEMA | Massachusetts Electric Company
41105 | MA_3_4.89 PV_14 BELCHER ST_PLAINVILLE | 50196 | SOLTENPLAINVILLE-02762PV4890NM | 4.89 | 4.89 | 1.91 | 0 | N/A | MA | Plainville | RI | Massachusetts Electric Company
41107 | MA_61_0.972 PV_0 STATE RD_PHILLIPSTON | 50459 | ZPTPHILLIPSTON-01331PV1000NM | 1 | 1 | 0.554 | 0 | N/A | MA | Phillipston | WMA | Massachusetts Electric Company
41108 | MA_88_0.499 PV_100 WARE ST_PALMER | 49408 | CAVALLO-INC.-01069PV499NM | 0.499 | 0.499 | 0.214 | 0 | N/A | MA | Palmer | WMA | Massachusetts Electric Company
41110 | MA_94_0.499 PV_22 SUNSET LN_SPENCER | 50803 | SUNSETSOLARA-01562PV499NM | 0.499 | 0.499 | 0.273 | 0 | N/A | MA | Spencer | WMA | Massachusetts Electric Company
41111 | MA_95_0.499 PV_22 SUNSET LN_SPENCER | 50817 | SUNSETSOLARB-01562PV499NM | 0.499 | 0.499 | 0.235 | 0 | N/A | MA | Spencer | WMA | Massachusetts Electric Company
41112 | MA_108_0.48 PV_51 ELLIS RD_WESTMINSTER | 48810 | 510PVDEV.ELLIS RD-01473PV480NM | 0.48 | 0.48 | 0.251 | 0 | N/A | MA | Westminster | WMA | Massachusetts Electric Company
41113 | MA_201_1.656 PV_788 WOOD ST_SWANSEA | 50231 | ATTLEBOROHOUSING-02777PV1656NM | 1.656 | 1.656 | 0.795 | 0 | N/A | MA | Swansea | RI | Massachusetts Electric Company
41117 | MA_14_2 PV_81 N LIBERTY ST_BELCHERTOWN | 50901 | BELCHERRENEW1-01007PV2000NM | 2 | 2 | 1.006 | 0 | N/A | MA | Belchertown | WMA | Massachusetts Electric Company
41120 | MA_110_0.48 PV_107 NEW-BRAINTREE RD_N BROOKFIELD | 48818 | 510PV_NBROOKFIELD-01535PV480NM | 0.48 | 0.48 | 0.272 | 0 | N/A | MA | North Brookfield | WMA | Massachusetts Electric Company
41121 | MA_109_0.48 PV_771 S BARRE RD_BARRE | 48816 | 510PVDEVBARRE-01005PV480NM | 0.48 | 0.48 | 0.266 | 0 | N/A | MA | Barre | WMA | Massachusetts Electric Company
41123 | MA_131_0.3663 PV_47 SUMNER ST_MILFORD | 50182 | PLANETAID-01757PV400NM | 0.4 | 0.4 | 0.112 | 0 | N/A | MA | Milford | RI | Massachusetts Electric Company
41125 | MA_15_2 PV_270 FRANKLIN ST_BELCHERTOWN | 50903 | BELCHERRENEW2-01007PV2000NM | 2 | 2 | 0.935 | 0 | N/A | MA | Belchertown | WMA | Massachusetts Electric Company
41126 | MA_30_1 PV_225 OLD-SPRINGFIELD RD_BELCHERTOWN | 50109 | ALTUSPOWER-01007PV999NM | 0.999 | 0.999 | 0.478 | 0 | N/A | MA | Belchertown | WMA | Massachusetts Electric Company
41128 | MA_31_1 PV_36 MILFORD ST_MENDON | 50131 | AMERESCOMENDON-01756PV1000NM | 1 | 1 | 0.417 | 0 | N/A | MA | Mendon | RI | Massachusetts Electric Company
41129 | MA_33_1 PV_223 S ASHBURNHAM RD_WESTMINSTER | 67434 | WESTMINSTERSLR01473SOLAR1000NM | 1 | 1 | 0.624 | 0 | N/A | MA | Westminster | WMA | Massachusetts Electric Company
41130 | MA_89_0.499 PV_61 STONY-HILL RD_HAMPDEN | 49431 | STONYHILLSOLAR-01036PV499NM | 0.499 | 0.499 | 0.127 | 0 | N/A | MA | Hampden | WMA | Massachusetts Electric Company
41131 | MA_91_0.499 PV_223 S ASHBURNHAM RD_WESTMINSTER | 67443 | WESTMINSTERSLR01473SOLAR499NM | 0.499 | 0.499 | 0.281 | 0 | N/A | MA | Westminster | WMA | Massachusetts Electric Company
41132 | MA_103_0.494 PV_95 OLD-RIVER RD_ANDOVER | 47956 | ANDOVER COMPANIES-01810PV494NM | 0.494 | 0.494 | 0.245 | 0 | N/A | MA | Andover | CMA/NEMA | Massachusetts Electric Company
41134 | MA_143_0.27 PV_58 NORFOLK AV_SOUTH EASTON | 50155 | SEDTHREELLC-02375PV270NM | 0.27 | 0.27 | 0.109 | 0 | N/A | MA | South Easton | SEMA | Massachusetts Electric Company
41135 | MA_225_1.123 PV_0 ADIRONDACK LN_WESTPORT | 67510 | BWCBASSRIVER02790SOLAR1123NM | 1.123 | 1.123 | 0.725 | 0 | N/A | MA | Westport | SEMA | Massachusetts Electric Company
41136 | MA_226_1.5 PV_0 ADIRONDACK LN_WESTPORT | 67509 | BWCBASSRIVER02790SOLAR1500NM | 1.5 | 1.5 | 0.981 | 0 | N/A | MA | Westport | SEMA | Massachusetts Electric Company
41139 | MA_288_4.68 PV_67 PLEASANTDALE RD_RUTLAND | 50415 | TOWNOFDUNSTABLE-02196PV4680NM | 4.68 | 4.68 | 2.137 | 0 | N/A | MA | Rutland | WMA | Massachusetts Electric Company
41140 | MA_290_1 PV_394 PLEASANTDALE RD_RUTLAND | 50310 | PLEASANTDALERD-01543PV1000NM | 1 | 1 | 0.49 | 0 | N/A | MA | Rutland | WMA | Massachusetts Electric Company
41141 | MA_305_0.95 PV_0 BAY-PATH RD_CHARLTON | 43841 | FLAIR ONE-01507PV950NM | 0.95 | 0.95 | 0.36 | 0 | N/A | MA | Charlton | WMA | Massachusetts Electric Company
41142 | MA_100_0.5 PV_55 DUDLEY OXFORD RD_DUDLEY | 50233 | DUDLEYSOLAR#2-01571PV500NM | 0.5 | 0.5 | 0.218 | 0 | N/A | MA | Dudley | WMA | Massachusetts Electric Company
41143 | MA_306_0.95 PV_0 BAY-PATH RD_CHARLTON | 43842 | FORRESTALL-01507PV950NM | 0.95 | 0.95 | 0.327 | 0 | N/A | MA | Charlton | WMA | Massachusetts Electric Company
41144 | MA_310_1 PV_0 FARLEY RD_DUDLEY | 50229 | FARLEYRDSOLAR-01571PV1000NM | 1 | 1 | 0.448 | 0 | N/A | MA | Dudley | WMA | Massachusetts Electric Company
41145 | MA_337_1.9 PV_800 SPRING ST_WINCHENDON | 46210 | NEXAMP-01475PV1900NM | 1.9 | 1.9 | 0.872 | 0 | N/A | MA | Winchendon | WMA | Massachusetts Electric Company
41146 | MA_101_0.5 PV_55 DUDLEY OXFORD RD_DUDLEY | 50242 | DUDLEYSOLAR#3-01571PV500NM | 0.5 | 0.5 | 0.159 | 0 | N/A | MA | Dudley | WMA | Massachusetts Electric Company
41147 | MA_339_1 PV_0 HILL ST_NORTON | 49762 | NORTONDEV.INC-02766PV1000NM | 1 | 1 | 0.508 | 0 | N/A | MA | Norton | RI | Massachusetts Electric Company
41148 | MA_349_0.741 PV_53 OTIS ST_WESTBOROUGH | 48757 | SAFEHARBOROTIS-01581PV741NM | 0.741 | 0.741 | 0.341 | 0 | N/A | MA | Westborough | CMA/NEMA | Massachusetts Electric Company
41149 | MA_113_0.476 PV_1788 G-A-R HW_SWANSEA | 49214 | APE.1788GARHWY-02777PV476NM | 0.476 | 0.476 | 0.238 | 0 | N/A | MA | Swansea | RI | Massachusetts Electric Company
41150 | MA_354_0.49 PV_142 WEST ST_HOPEDALE | 47703 | WEST ST NOMINEE-01747PV490NM | 0.49 | 0.49 | 0.176 | 0 | N/A | MA | Hopedale | RI | Massachusetts Electric Company
41151 | MA_355_0.266 PV_1 KENWOOD CI_FRANKLIN | 47002 | ONE KENWOOD-02038PV266NM | 0.266 | 0.266 | 0.124 | 0 | N/A | MA | Franklin | RI | Massachusetts Electric Company
41152 | MA_378_2 PV_0 BRODIE-MOUNTAIN RD_HANCOCK | 48718 | BRODIE MT RD-01237PV2000NM | 2 | 2 | 1.009 | 0 | N/A | MA | Hancock | WMA | Massachusetts Electric Company
41153 | MA_134_0.311 PV_1006 TEMPLETON RD_ATHOL | 50713 | ATHOLSOLAR-01331PV311NM | 0.311 | 0.311 | 0.142 | 0 | N/A | MA | Athol | WMA | Massachusetts Electric Company
41154 | MA_385_2.55 PV_0 PETERSON ST_PALMER | 50097 | NEXAMPPALMER-01069PV2550NM | 2.55 | 2.55 | 1.218 | 0 | N/A | MA | Palmer | WMA | Massachusetts Electric Company
41159 | MA_202_0.48 PV_719 GUELPHWOOD RD_SOUTHBRIDGE | 48584 | LAND OF THE SKY1-01550PV480NM | 0.48 | 0.48 | 0.253 | 0 | N/A | MA | Southbridge | WMA | Massachusetts Electric Company
41160 | MA_296_3 PV_267 BROCKELMAN RD_LANCASTER | 43904 | CITY OF METHUEN-01523PV3000NM | 3 | 3 | 0.763 | 0 | N/A | MA | Lancaster | CMA/NEMA | Massachusetts Electric Company
41164 | MA_308_2 PV_496 STAFFORD ST_LEICESTER | 66074 | 510PVPROJDEVC-01524PV1000NM | 1 | 1 | 0.413 | 0 | N/A | MA | Leicester | WMA | Massachusetts Electric Company
41173 | MA_312_0.48 PV_720 GUELPHWOOD RD_SOUTHBRIDGE | 48585 | LAND OF THE SKY2-01550PV480NM | 0.48 | 0.48 | 0.269 | 0 | N/A | MA | Southbridge | WMA | Massachusetts Electric Company
41174 | MA_313_0.48 PV_721 GUELPHWOOD RD_SOUTHBRIDGE | 48586 | LAND OF THE SKY3-01550PV480NM | 0.48 | 0.48 | 0.265 | 0 | N/A | MA | Southbridge | WMA | Massachusetts Electric Company
41175 | MA_314_0.48 PV_722 GUELPHWOOD RD_SOUTHBRIDGE | 48587 | LAND OF THE SKY4-01550PV480NM | 0.48 | 0.48 | 0.262 | 0 | N/A | MA | Southbridge | WMA | Massachusetts Electric Company
41177 | Syncarpha Northbridge 1 - Solar | 71678 | LINWOOD01588SOLAR4980AOBC | 4.98 | 4.98 | 0 | 0 | Cleared Capacity | MA | Whitinsville | RI | Massachusetts Electric Company
41181 | MA_315_0.48 PV_725 GUELPHWOOD RD_SOUTHBRIDGE | 50831 | TOSSOLAR2/725-01550PV480NM | 0.48 | 0.48 | 0.231 | 0 | N/A | MA | Southbridge | WMA | Massachusetts Electric Company
41182 | MA_338_2 PV_808 WEST ST_GARDNER | 46925 | GLC-MA SOLAR-01440PV1980NM | 1.98 | 1.98 | 1.043 | 0 | N/A | MA | Gardner | CMA/NEMA | Massachusetts Electric Company
41183 | Syncarpha Northbridge 2 - Solar | 69991 | SYNCARPHA01534SOLAR4980AOBC | 4.98 | 4.98 | 0 | 0 | Cleared Capacity | MA | Northbridge | RI | Massachusetts Electric Company
41184 | MA_363_1.5 PV_114 PROSPECT ST_SOUTH EASTON | 43734 | TOWN EASTON-02375PV1500NM | 1.5 | 1.5 | 0.593 | 0 | N/A | MA | South Easton | SEMA | Massachusetts Electric Company
41185 | Syncarpha Northbridge 2 - Battery | 69216 | SYNCARPHA - NORTHBRIDGE II_GEN | 3 | 3 | 3 | 3 | Cleared Capacity | MA | Northbridge | RI | Genbright, LLC
41186 | MA_402_0.48 PV_250 SPRING-HILL RD_BARRE | 47950 | LANDOFTHESKY250-01005PVNM | 0.48 | 0.48 | 0.182 | 0 | N/A | MA | Barre | WMA | Massachusetts Electric Company
41187 | Syncarpha Puddon 1 - Solar | 68488 | PUDDON STREET I SOLAR | 4.947 | 4.947 | 0.98 | 0 | N/A | MA | Northbridge | RI | Genbright, LLC
41188 | MA_403_0.48 PV_252 SPRING-HILL RD_BARRE | 47952 | LANDOFTHESKY252-01005PVNM | 0.48 | 0.48 | 0.071 | 0 | N/A | MA | Barre | WMA | Massachusetts Electric Company
41189 | Syncarpha Puddon 1 - Battery | 68487 | PUDDON STREET I_GEN | 4 | 4 | 4 | 4 | Cleared Capacity | MA | Northbridge | RI | Genbright, LLC
41190 | MA_404_0.48 PV_253 SPRING-HILL RD_BARRE | 47953 | LANDOFTHESKY253-01005PVNM | 0.48 | 0.48 | 0.108 | 0 | N/A | MA | Barre | WMA | Massachusetts Electric Company
41191 | Syncarpha Puddon 2 - Solar | 68490 | PUDDON STREET II SOLAR | 4.947 | 4.947 | 0.98 | 0 | N/A | MA | Northbridge | RI | Genbright, LLC
41192 | MA_434_1.992 PV_4 MIDDLE RD_NEWBURY | 49935 | 510PVDEVNEWBURY-01951PV1992NM | 1.992 | 1.992 | 0.997 | 0 | N/A | MA | Newbury | BOSTON | Massachusetts Electric Company
41193 | Syncarpha Puddon 2 - Battery | 68489 | PUDDON STREET II_GEN | 4 | 4 | 4 | 4 | Cleared Capacity | MA | Northbridge | RI | Genbright, LLC
41194 | DWW Solar II | 67732 | DWW SOLAR | 26.4 | 26.4 | 7.195 | 0 | Cleared Capacity | CT | Simsbury | CT | DWW Solar II, LLC
41195 | MA_287_0.499 PV_0 WESTBOROUGH ST_MILLBURY | 50190 | FLINTRDSOLARLLC-01527PV499NM | 0.499 | 0.499 | 0.223 | 0 | N/A | MA | Millbury | CMA/NEMA | Massachusetts Electric Company
41196 | Syncarpha Tewksbury - Solar | 71745 | LAITE01876SOLAR2838QF | 2.838 | 2.838 | 0 | 0 | Cleared Capacity | MA | Tewksbury | BOSTON | Massachusetts Electric Company
41197 | MA_292_0.236 PV_0 SCULLEY RD_AYER | 67288 | PRIVATESECURITIES-01432PV236NM | 0.236 | 0.236 | 0.134 | 0 | N/A | MA | Ayer | CMA/NEMA | Massachusetts Electric Company
41198 | MA_357_2 PV_65 ELM ST_FOXBORO | 50448 | FOXBOROELMLLC-02035PV2000NM | 2 | 2 | 1.049 | 0 | N/A | MA | Foxboro | RI | Massachusetts Electric Company
41199 | MA_298_0.9976 PV_0 LAWTON RD_SHIRLEY | 50132 | SHIRLEYSOLAR3-01464PV936NM | 0.936 | 0.936 | 0.446 | 0 | N/A | MA | Shirley | CMA/NEMA | Massachusetts Electric Company
41201 | MA_303_2.7 PV_43 ESTABROOK ST_GRAFTON | 50113 | WEBSTERHOUSING-01519PV2700NM | 2.7 | 2.7 | 1.443 | 0 | N/A | MA | Grafton | CMA/NEMA | Massachusetts Electric Company
41202 | MA_352_0.728 PV_62 COMMERCE DR_UXBRIDGE | 48766 | CECSOLAR#1045-01569PV728NM | 0.728 | 0.728 | 0.033 | 0 | N/A | MA | Uxbridge | RI | Massachusetts Electric Company
41203 | MA_317_2.5 PV_294 SOUTHBRIDGE RD_CHARLTON | 50440 | INCOMINCCHARLTON-01507PV2000NM | 2 | 2 | 1.078 | 0 | N/A | MA | Charlton | WMA | Massachusetts Electric Company
41204 | MA_358_1.2 PV_40 E BELCHER RD_FOXBORO | 50100 | FOXBOROLANDFILL-02035PV1200NM | 1.2 | 1.2 | 0.573 | 0 | N/A | MA | Foxboro | RI | Massachusetts Electric Company
41207 | MA_364_0.420147 PV_100 LOTHROP ST_NORTH EASTON | 49383 | EASTONHS-02356PV370NM | 0.37 | 0.37 | 0.187 | 0 | N/A | MA | North Easton | SEMA | Massachusetts Electric Company
41209 | MA_318_1.5 PV_247 BLACKMERE RD_SOUTHBRIDGE | 43422 | EPG SOLAR 1 - 01550PV1500NM | 1.5 | 1.5 | 0.578 | 0 | N/A | MA | Southbridge | WMA | Massachusetts Electric Company
41211 | MA_368_0.42 PV_81 CEDAR ST_COHASSET | 50208 | COHSOLARLLC-02025PV420NM | 0.42 | 0.42 | 0.211 | 0 | N/A | MA | Cohasset | SEMA | Massachusetts Electric Company
41213 | MA_390_0.952 PV_87 SPRING ST_WEST WARREN | 48721 | HOUSATONIC SPRING-01092PV952NM | 0.952 | 0.952 | 0.495 | 0 | N/A | MA | West Warren | WMA | Massachusetts Electric Company
41214 | MA_319_1.5 PV_247 BLACKMERE RD_SOUTHBRIDGE | 43423 | EPG SOLAR 2 - 01550PV1500NM | 1.5 | 1.5 | 0.685 | 0 | N/A | MA | Southbridge | WMA | Massachusetts Electric Company
41216 | MA_400_0.452 PV_914 WEST ST_LUDLOW | 49282 | KEARSARGE914WEST-01056PV450NM | 0.45 | 0.45 | 0.172 | 0 | N/A | MA | Ludlow | WMA | Massachusetts Electric Company
41217 | MA_334_1 PV_12A ORCHARD RD_N BROOKFIELD | 43919 | SOLVENTERRA 1-01535PV1000NM | 1 | 1 | 0.534 | 0 | N/A | MA | North Brookfield | WMA | Massachusetts Electric Company
41218 | MA_410_2.355 PV_170 GLENDALE RD_NORTHAMPTON | 50720 | CITYNORTHAMPTON-01062PV2355NM | 2.355 | 2.355 | 1.297 | 0 | N/A | MA | Northampton | WMA | Massachusetts Electric Company
41219 | MA_417_0.499 PV_659 S MAIN ST_GT BARRINGTON | 50122 | FAIRGROUNDSREALTY-01230PV499NM | 0.499 | 0.499 | 0.25 | 0 | N/A | MA | Great Barrington | WMA | Massachusetts Electric Company
41220 | MA_423_1.296 PV_515 MAIN ST_SAUGUS | 50460 | MAINSAUGUSLLC-01906PV1296NM | 1.296 | 1.296 | 0.691 | 0 | N/A | MA | Saugus | BOSTON | Massachusetts Electric Company
41221 | MA_425_0.84 PV_39 TOZER RD_BEVERLY | 48743 | ECASOLAR39TOZERRD-01915PV840NM | 0.84 | 0.84 | 0.198 | 0 | N/A | MA | Beverly | BOSTON | Massachusetts Electric Company
41222 | MA_431_0.5 PV_105 RABBIT RD_SALISBURY | 50183 | GREENDOTSOLARLLC-01952PV500NM | 0.5 | 0.5 | 0.266 | 0 | N/A | MA | Salisbury | BOSTON | Massachusetts Electric Company
41228 | MA_32_1 PV_300 S MAIN ST_HOPEDALE | 50147 | BWC19LLCHOPEDALE-01747PV1000NM | 1 | 1 | 0.496 | 0 | N/A | MA | Hopedale | RI | Massachusetts Electric Company
41231 | MA_7_3.78 PV_2 JOHNSON DR_RANDOLPH | 50592 | SOLTENRANDOLPH-02368PV3780NM | 3.78 | 3.78 | 1.856 | 0 | N/A | MA | Randolph | SEMA | Massachusetts Electric Company
41234 | MA_9_3.084 PV_35 UNITED DR_W BRIDGEWATER | 50743 | AJAXSOLARLLC-02379PV3084NM | 3.084 | 3.084 | 0.496 | 0 | N/A | MA | West Bridgewater | SEMA | Massachusetts Electric Company
41237 | MA_395_2 PV_201 Sturbridge Road_Brimfield | 46646 | SOLTAS ENERGY-01010PV2000NM | 2 | 2 | 1.701 | 0 | N/A | MA | Brimfield | WMA | Massachusetts Electric Company
41238 | MA_440_2 PV_48 Ayers Village Rd_METHUEN | 46915 | NEXAMP-01844PV2000NM | 2 | 2 | 0.97 | 0 | N/A | MA | Methuen | BOSTON | Massachusetts Electric Company
41241 | MA_47_0.996 PV_1291 BROADWAY_HAVERHILL | 50600 | CECSOLAR1096-01832PV996NM | 0.996 | 0.996 | 0.505 | 0 | N/A | MA | Haverhill | BOSTON | Massachusetts Electric Company
41242 | MA_48_0.996 PV_150 OAK ST_SWANSEA | 50632 | CECSOLAR1098-02777PV996NM | 0.996 | 0.996 | 0.6 | 0 | N/A | MA | Swansea | RI | Massachusetts Electric Company
41244 | MA_53_0.99 PV_190 BALDWINVILLE RD_PHILLIPSTON | 50107 | CECSOLAR#1059-01331PV990NM | 0.99 | 0.99 | 0.472 | 0 | N/A | MA | Phillipston | WMA | Massachusetts Electric Company
41245 | MA_62_0.96 PV_232 GARDNER RD_HUBBARDSTON | 49788 | 510PV232GARDNERRD-01452PV960NM | 0.96 | 0.96 | 0.35 | 0 | N/A | MA | Hubbardston | WMA | Massachusetts Electric Company
41246 | MA_63_0.96 PV_240 GARDNER RD_HUBBARDSTON | 49793 | 510PV240GARDNERRD-01452PV960NM | 0.96 | 0.96 | 0.332 | 0 | N/A | MA | Hubbardston | WMA | Massachusetts Electric Company
41248 | MA_66_0.85 PV_56 WALKER RD_SHIRLEY | 49397 | NEXTSUNSHIRLEY-01464PV920NM | 0.92 | 0.92 | 0.317 | 0 | N/A | MA | Shirley | CMA/NEMA | Massachusetts Electric Company
41249 | MA_67_0.92 PV_7 NEW-ATHOL RD_ORANGE | 49934 | CECSOLAR#1062-01364PV792NM | 0.792 | 0.792 | 0.374 | 0 | N/A | MA | Orange | WMA | Massachusetts Electric Company
41250 | MA_82_0.499 PV_39 STONY-HILL RD_HAMPDEN | 48075 | STONY HILL SOLAR-01036PV499NM | 0.499 | 0.499 | 0.175 | 0 | N/A | MA | Hampden | WMA | Massachusetts Electric Company
41251 | MA_92_0.499 PV_0 S STATE ST_NORTH ADAMS | 50203 | HOLLANDCOMPANY-01247PV499NM | 0.499 | 0.499 | 0.216 | 0 | N/A | MA | North Adams | WMA | Massachusetts Electric Company
41254 | MA_316_0.984 PV_726 GUELPHWOOD RD_SOUTHBRIDGE | 50832 | TOSSOLAR2/726-01550PV984NM | 0.984 | 0.984 | 0.525 | 0 | N/A | MA | Southbridge | WMA | Massachusetts Electric Company
41256 | MA_17_3.96 PV_466 STAFFORD ST_LEICESTER | 66075 | 510PVPROJDEV466A-01524PV2000NM | 2 | 2 | 1.024 | 0 | N/A | MA | Leicester | WMA | Massachusetts Electric Company
41257 | MA_43_1 PV_72 W DUDLEY RD_DUDLEY | 66239 | SOLARMAMGMT2-01571SOLAR1000NM | 1 | 1 | 0.442 | 0 | N/A | MA | Dudley | WMA | Massachusetts Electric Company
41258 | MA_44_1 PV_72 W DUDLEY RD_DUDLEY | 66237 | SOLARMAMGMT3-01571SOLAR1000NM | 1 | 1 | 0.424 | 0 | N/A | MA | Dudley | WMA | Massachusetts Electric Company
41259 | MA_50_0.984 PV_173 NASHUA RD_PEPPERELL | 48767 | 510PVDEVNASHUARD-01463PV990NM | 0.99 | 0.99 | 0.5 | 0 | N/A | MA | Pepperell | CMA/NEMA | Massachusetts Electric Company
41260 | MA_102_0.4929 PV_0 WEST ST_W BRIDGEWATER | 67390 | SOLVENTERRA_02379PV496NM | 0.496 | 0.496 | 0.266 | 0 | N/A | MA | West Bridgewater | SEMA | Massachusetts Electric Company
41261 | MA_51_0.99 PV_127 GOSHEN RD_WILLIAMSBURG | 50058 | CECSOLAR#1058-01096PV990NM | 0.99 | 0.99 | 0.507 | 0 | N/A | MA | Williamsburg | WMA | Massachusetts Electric Company
41262 | MA_54_0.99 PV_1006 RIVER RD_CLARKSBURG | 50108 | CECSOLAR#1081-01247PV990NM | 0.99 | 0.99 | 0.504 | 0 | N/A | MA | Clarksburg | WMA | Massachusetts Electric Company
41263 | MA_55_0.99 PV_251 RESERVOIR RD_NORTH ADAMS | 50111 | CECSolar#1079-01247PV990NM | 0.99 | 0.99 | 0.5 | 0 | N/A | MA | North Adams | WMA | Massachusetts Electric Company
41264 | MA_200_4.016 PV_33 GILBERTVILLE RD_WARE | 50091 | VHWBROOKFIELDLLC-01082PV4008NM | 4.008 | 4.008 | 2.331 | 0 | N/A | MA | Ware | WMA | Massachusetts Electric Company
41265 | MA_56_0.99 PV_251 RESERVOIR RD_NORTH ADAMS | 50112 | CECSolar#1080-01247PV990NM | 0.99 | 0.99 | 0.251 | 0 | N/A | MA | North Adams | WMA | Massachusetts Electric Company
41266 | MA_280_6.5 PV_20 NIPPNAPP TR_WORCESTER | 50146 | WORC.LANDFILL#1-01602PV4400NM | 4.4 | 4.4 | 0.4 | 0 | N/A | MA | Worcester | CMA/NEMA | Massachusetts Electric Company
41267 | MA_57_0.96 PV_80 WORCESTER-PROVIDENCE TP_SUTTON | 50157 | CECSOLAR#1054-01590PV960NM | 0.96 | 0.96 | 0.334 | 0 | N/A | MA | Sutton | CMA/NEMA | Massachusetts Electric Company
41268 | MA_58_0.99 PV_207 PROVIDENCE RD_GRAFTON | 50800 | CECSOLAR1056LLC-01519PV990NM | 0.99 | 0.99 | 0.539 | 0 | N/A | MA | Grafton | CMA/NEMA | Massachusetts Electric Company
41269 | MA_289_0.99 PV_3 KENWOOD CT_RUTLAND | 49366 | RUTLANDSOLAR-01543PV990NM | 0.99 | 0.99 | 0.332 | 0 | N/A | MA | Rutland | WMA | Massachusetts Electric Company
41270 | MA_65_0.95 PV_890 MONAHAN DR_UXBRIDGE | 48741 | CECSOLAR#1050-01569PV950NM | 0.95 | 0.95 | 0.336 | 0 | N/A | MA | Uxbridge | RI | Massachusetts Electric Company
41271 | MA_72_0.644 PV_128 BAY-STATE RD_REHOBOTH | 50793 | KEARSARGEBAYSTATE-02769PV812NM | 0.812 | 0.812 | 0.247 | 0 | N/A | MA | Rehoboth | RI | Massachusetts Electric Company
41272 | MA_291_0.26 PV_297 AYER RD_HARVARD | 46607 | HARVARD SOLAR-01451PV460NM | 0.46 | 0.46 | 0.189 | 0 | N/A | MA | Harvard | CMA/NEMA | Massachusetts Electric Company
41273 | MA_74_0.75 PV_2720 BOSTON RD_WILBRAHAM | 48862 | R.E.DEV.WILBRAHAM-01095PV750NM | 0.75 | 0.75 | 0.384 | 0 | N/A | MA | Wilbraham | WMA | Massachusetts Electric Company
41274 | MA_293_2 PV_56 WALKER RD_SHIRLEY | 48815 | NEXTSUNWALKERRD-01464PV2000NM | 2 | 2 | 0.662 | 0 | N/A | MA | Shirley | CMA/NEMA | Massachusetts Electric Company
41275 | MA_84_0.452 PV_188 EAST ST_GRANBY | 49277 | KEARSARGE188EAST-01033PV450NM | 0.45 | 0.45 | 0.26 | 0 | N/A | MA | Granby | WMA | Massachusetts Electric Company
41276 | MA_85_0.452 PV_190 EAST ST_GRANBY | 49278 | KEARSARGE190EAST-01033PV450NM | 0.45 | 0.45 | 0.234 | 0 | N/A | MA | Granby | WMA | Massachusetts Electric Company
41277 | MA_294_1.08 PV_111 ADAMS RD_CLINTON | 50823 | TOWNOFWENDELL-01510PV1000NM | 1 | 1 | 0.562 | 0 | N/A | MA | Clinton | CMA/NEMA | Massachusetts Electric Company
41278 | MA_86_0.452 PV_229R EAST ST_GRANBY | 49280 | KEARSARGE229REAST-01033PV450NM | 0.45 | 0.45 | 0.231 | 0 | N/A | MA | Granby | WMA | Massachusetts Electric Company
41279 | MA_87_0.452 PV_220R EAST ST_GRANBY | 49283 | KEARSARGE220REAST-01033PV450NM | 0.45 | 0.45 | 0.244 | 0 | N/A | MA | Granby | WMA | Massachusetts Electric Company
41280 | MA_321_1 PV_1 HARE RD_STURBRIDGE | 50457 | BWCSTURBRIDGE#1-01566PV1000NM | 1 | 1 | 0.415 | 0 | N/A | MA | Sturbridge | WMA | Massachusetts Electric Company
41281 | MA_326_0.499 PV_154 CENTER-DEPOT RD_CHARLTON | 50809 | LODESTARSOLAR3-01507PV499NM | 0.499 | 0.499 | 0.245 | 0 | N/A | MA | Charlton | WMA | Massachusetts Electric Company
41282 | MA_327_0.499 PV_142 BROOKFIELD RD_CHARLTON | 50810 | LODESTARSOLAR2-01507PV499NM | 0.499 | 0.499 | 0.251 | 0 | N/A | MA | Charlton | WMA | Massachusetts Electric Company
41283 | MA_328_0.499 PV_111 BROOKFIELD RD_CHARLTON | 50802 | LODESTARSOLARHOST-01507PV499NM | 0.499 | 0.499 | 0.24 | 0 | N/A | MA | Charlton | WMA | Massachusetts Electric Company
41295 | MA_436_1 PV_0 KENSINGTON AV_METHUEN | 43955 | CITY OF METHUEN-01844PV1000NM | 1 | 1 | 0.331 | 0 | N/A | MA | Methuen | BOSTON | Massachusetts Electric Company
41297 | MA_437_0.48 PV_251 Spring Hill Road_Barre | 47951 | LANDOFTHESKY251-01005PVNM | 0.48 | 0.48 | 0.201 | 0 | N/A | MA | Barre | WMA | Massachusetts Electric Company
41298 | MA_432_0.75 PV_7A SPOFFORD RD_BOXFORD | 50241 | SPOFFORDRDSOLAR-01921PV750NM | 0.75 | 0.75 | 0.364 | 0 | N/A | MA | Boxford | BOSTON | Massachusetts Electric Company
41299 | MA_382_0.48 PV_2553 BARRE RD_HARDWICK | 49636 | 510PVHARDWICK#2-01037PV480NM | 0.48 | 0.48 | 0.252 | 0 | N/A | MA | Hardwick | WMA | Massachusetts Electric Company
41300 | MA_383_0.48 PV_0 CLEVELAND RD_HARDWICK | 49588 | 510PVDEVHARDWICK-01037PV480NM | 0.48 | 0.48 | 0.244 | 0 | N/A | MA | Hardwick | WMA | Massachusetts Electric Company
41301 | MA_392_0.99 PV_581 SOUTH ST_WARREN | 49767 | 510PVDEVWARREN-01083PV990NM | 0.99 | 0.99 | 0.557 | 0 | N/A | MA | Warren | WMA | Massachusetts Electric Company
41302 | MA_412_0.996 PV_700 W SHAFT RD_NORTH ADAMS | 50461 | WESTSHAFTSOLAR-01247PV996NM | 0.996 | 0.996 | 0.524 | 0 | N/A | MA | North Adams | WMA | Massachusetts Electric Company
41304 | RI_85_RE Growth PV_0 GRAY LN_ASHAWAY | 67639 | HOPKINTONINDPK02804SOLAR1165RE | 1.165 | 1.165 | 0.648 | 0 | N/A | RI | Ashaway | RI | The Narragansett Electric Company
41309 | MA_4_4.995 PV_311 EMERY ST_PALMER | 48170 | SYNCARPHA PALMER-01069PV4995NM | 4.995 | 4.995 | 2.49 | 0 | N/A | MA | Palmer | WMA | Massachusetts Electric Company
41311 | MA_68_0.9 PV_500 DUNSTABLE RD_TYNGSBORO | 49360 | TYNGS.LANDFILL#2-01879PV900NM | 0.9 | 0.9 | 0.424 | 0 | N/A | MA | Tyngsboro | CMA/NEMA | Massachusetts Electric Company
41312 | Happy Hollow Road Solar 1 (PV) | 68371 | PVPROJ01475SOLAR4950SMAOBC | 4.95 | 4.95 | 0 | 0 | Cleared Capacity | MA | Winchendon | WMA | Massachusetts Electric Company
41313 | MA_70_0.99 PV_194 BERKSHIRE TR E_GOSHEN | 50052 | CECSOLAR#1052-01032PV852NM | 0.852 | 0.852 | 0.435 | 0 | N/A | MA | Goshen | WMA | Massachusetts Electric Company
41314 | Kear - S Martin PV | 68585 | KEARSARGE01913SOLAR3294AOBC | 3.294 | 3.294 | 2.086 | 0 | Cleared Capacity | MA | Amesbury | BOSTON | Massachusetts Electric Company
41315 | Kear - S Martin Rd Storage | 68760 | KEARSARGE AMESBURY_GEN | 1.6 | 1.6 | 1.5 | 1.5 | Cleared Capacity | MA | Amesbury | BOSTON | Genbright, LLC
41316 | MA_356_0.495 PV_370 PATRIOT PL_FOXBORO | 42612 | NPPDEVELOP-370PATRIOT-02035-PV | 0.495 | 0.495 | 0.173 | 0 | N/A | MA | Foxboro | RI | Massachusetts Electric Company
41317 | MA_359_2.34 PV_234 THATCHER ST_E BRIDGEWATER | 50609 | SOLTENEBRDGWTR-002333PV2610NM | 2.61 | 2.61 | 0.94 | 0 | N/A | MA | East Bridgewater | SEMA | Massachusetts Electric Company
41318 | MA_360_0.75 PV_0 FAIRLEE LN_NORTON | 48819 | BLUEWAVE7629-02766PV500NM | 0.75 | 0.75 | 0.151 | 0 | N/A | MA | Norton | SEMA | Massachusetts Electric Company
41319 | MA_365_2 PV_880 BEECH ST_ROCKLAND | 43908 | NEXTSUN ENERGY-02370PV2000NM | 2 | 2 | 0.676 | 0 | N/A | MA | Rockland | SEMA | Massachusetts Electric Company
41320 | MA_399_2 PV_105 NORTH ST_PALMER | 43907 | PALMER SOLAR-01069PV2000NM | 2 | 2 | 0.98 | 0 | N/A | MA | Palmer | WMA | Massachusetts Electric Company
41321 | MA_401_0.8 PV_750 S BARRE RD_BARRE | 42603 | BARRE1-750BARRE-01005-PV | 0.8 | 0.8 | 0.325 | 0 | N/A | MA | Barre | WMA | Massachusetts Electric Company
41322 | MA_405_1 PV_702 S MAIN ST_ORANGE | 43707 | CITY OF LOWELL2-01364PV1000NM | 1 | 1 | 0.849 | 0 | N/A | MA | Orange | WMA | Massachusetts Electric Company
41324 | MA_406_2 PV_702 S MAIN ST_ORANGE | 43706 | CITY OF LOWELL1-01364PV2000NM | 2 | 2 | 0.494 | 0 | N/A | MA | Orange | WMA | Massachusetts Electric Company
41326 | MA_411_0.4995 PV_650 W CROSS RD_CLARKSBURG | 50127 | CLARKSBURGSOLAR-01247PV499NM | 0.499 | 0.499 | 0.223 | 0 | N/A | MA | Clarksburg | WMA | Massachusetts Electric Company
41328 | MA_375_0.3 PV_454 S MAIN ST_W BRIDGEWATER | 43991 | PROFETTY-02379PV300NM | 0.3 | 0.3 | 0.134 | 0 | N/A | MA | West Bridgewater | SEMA | Massachusetts Electric Company
41329 | MA_413_0.499 PV_926 N STATE RD_CHESHIRE | 50124 | LODESTARSOLAR-01225PV499NM | 0.499 | 0.499 | 0.26 | 0 | N/A | MA | Cheshire | WMA | Massachusetts Electric Company
41330 | MA_414_1 PV_300 EAST RD_ADAMS | 43916 | TOWN OF ADAMS-01220PV1000NM | 1 | 1 | 0.383 | 0 | N/A | MA | Adams | WMA | Massachusetts Electric Company
41332 | MA_379_0.936 PV_33 GILBERTVILLE RD_WARE | 50130 | VHWBROOKFIELD#2-01082PV936NM | 0.936 | 0.936 | 0.535 | 0 | N/A | MA | Ware | WMA | Massachusetts Electric Company
41333 | MA_415_0.999 PV_76 E STAHL RD_ASHLEY FALLS | 47364 | HA MA SOLAR-01222PV999NM | 0.999 | 0.999 | 0.543 | 0 | N/A | MA | Ashley Falls | WMA | Massachusetts Electric Company
41334 | MA_384_3.8 PV_2189 BAPTIST-HILL RD_PALMER | 49374 | BLUEWAVE CAPITAL-01069PV3800NM | 3.8 | 3.8 | 1.191 | 0 | N/A | MA | Palmer | WMA | Massachusetts Electric Company
41335 | MA_418_0.499 PV_49 LIME-KILN RD_SHEFFIELD | 50148 | SHMASHEFFIELD-01257PV499NM | 0.499 | 0.499 | 0.26 | 0 | N/A | MA | Sheffield | WMA | Massachusetts Electric Company
41336 | MA_386_0.496 PV_0 TINKHAM RD_WILBRAHAM | 49248 | GE.TINKHAMRD-01095PV496NM | 0.496 | 0.496 | 0.214 | 0 | N/A | MA | Wilbraham | WMA | Massachusetts Electric Company
41337 | MA_391_0.96 PV_70 WARE RD_WEST WARREN | 48719 | HOUSATONIC-WARE-01092PV960NM | 0.96 | 0.96 | 0.493 | 0 | N/A | MA | West Warren | WMA | Massachusetts Electric Company
41338 | MA_420_2.5 PV_293 PARK ST_HOUSATONIC | 48674 | RES.RD.HOLDINGS-02136PV2500NM | 2.5 | 2.5 | 1.334 | 0 | N/A | MA | Housatonic | WMA | Massachusetts Electric Company
41339 | MA_52_0.99 PV_189 MENDON ST_UXBRIDGE | 50059 | CECSOLAR#1084-01569PV990NM | 0.99 | 0.99 | 0.444 | 0 | N/A | MA | Uxbridge | RI | Massachusetts Electric Company
41340 | MA_393_1 PV_414 LITTLE-REST RD_WARREN | 43922 | SOLVENTERRA 4-01083PV1000NM | 1 | 1 | 0.555 | 0 | N/A | MA | Warren | WMA | Massachusetts Electric Company
41341 | MA_422_0.6 PV_100 SIMPLEX DR_WESTMINSTER | 48232 | TOWN OF WENDELL-01473PV600NM | 0.6 | 0.6 | 0.254 | 0 | N/A | MA | Westminster | WMA | Massachusetts Electric Company
41342 | MA_96_0.499 PV_0 THEODORE DR_WESTMINSTER | 50874 | THEODRSOLARLLC_C-01473PV499NM | 0.499 | 0.499 | 0.261 | 0 | N/A | MA | Westminster | WMA | Massachusetts Electric Company
41343 | MA_97_0.499 PV_0 THEODORE DR_WESTMINSTER | 50875 | THEODRSOLARLLC_B-01473PV499NM | 0.499 | 0.499 | 0.25 | 0 | N/A | MA | Westminster | WMA | Massachusetts Electric Company
41345 | MA_433_3 PV_1050 HILLDALE AV_HAVERHILL | 50413 | BWCFIVEMILERIVER-01832PV3000NM | 3 | 3 | 1.693 | 0 | N/A | MA | Haverhill | BOSTON | Massachusetts Electric Company
41346 | MA_443_1 PV_72 W DUDLEY RD_DUDLEY | 66238 | SOLARMAMGMT1-01571SOLAR1000NM | 1 | 1 | 0.429 | 0 | N/A | MA | Dudley | WMA | Massachusetts Electric Company
41347 | MA_301_2 PV_0 SHIRLEY RD_LANCASTER | 46914 | BILLERICA-01523PV2499NM | 2.499 | 2.499 | 0.87 | 0 | N/A | MA | Lancaster | CMA/NEMA | Massachusetts Electric Company
41348 | MA_302_1.5 PV_169 LEOMINSTER RD_SHIRLEY | 49895 | SHIRLEYLANDFILL-01464PV1000NM | 1 | 1 | 0.505 | 0 | N/A | MA | Shirley | CMA/NEMA | Massachusetts Electric Company
41349 | MA_322_1 PV_1 HARE RD_STURBRIDGE | 50456 | BWCSTURBRIDGE#2-01566PV1000NM | 1 | 1 | 0.39 | 0 | N/A | MA | Sturbridge | WMA | Massachusetts Electric Company
41350 | MA_8_3.72 PV_0 THATCHER ST_BROCKTON | 50201 | BROCKTONHOUSING-02302PV3720NM | 3.72 | 3.72 | 1.18 | 0 | N/A | MA | Brockton | SEMA | Massachusetts Electric Company
41351 | MA_330_1.4 PV_175-185 E MAIN RD_W BROOKFIELD | 48720 | WESTBROOKFIELD-01585PV1400NM | 1.4 | 1.4 | 0.6 | 0 | N/A | MA | West Brookfield | WMA | Massachusetts Electric Company
41352 | MA_340_3.334 PV_280 SUMMER ST_REHOBOTH | 47444 | SUN EDISON ORIG3-02769PV3334NM | 3.334 | 3.334 | 1.649 | 0 | N/A | MA | Rehoboth | RI | Massachusetts Electric Company
41353 | MA_331_0.8 PV_94 JOHN-GILBERT RD_W BROOKFIELD | 48749 | ARSENAULT2103-01585PV800NM | 0.8 | 0.8 | 0.39 | 0 | N/A | MA | West Brookfield | WMA | Massachusetts Electric Company
41354 | MA_333_3 PV_38 MADBROOK RD_N BROOKFIELD | 46567 | NORTH BROOKFIELD-01535PV3000NM | 3 | 3 | 1.371 | 0 | N/A | MA | North Brookfield | WMA | Massachusetts Electric Company
41355 | MA_83_0.499 PV_1401 WILLIAMS ST_DIGHTON | 48801 | BELLAENERGY5140-02715PV499NM | 0.499 | 0.499 | 0.246 | 0 | N/A | MA | Dighton | SEMA | Massachusetts Electric Company
41356 | MA_297_4.95 PV_125 STILL-RIVER RD_BOLTON | 43892 | SYNCARPHA SOLAR-01740PV4950NM | 4.95 | 4.95 | 2.387 | 0 | N/A | MA | Bolton | CMA/NEMA | Massachusetts Electric Company
41357 | MA_98_0.499 PV_0 THEODORE DR_WESTMINSTER | 50879 | THEODRSOLARLLC_A-01473PV499NM | 0.499 | 0.499 | 0.249 | 0 | N/A | MA | Westminster | WMA | Massachusetts Electric Company
41358 | MA_99_0.5 PV_55 W DUDLEY RD_DUDLEY | 50234 | DUDLEYSOLAR#4-01571PV500NM | 0.5 | 0.5 | 0.243 | 0 | N/A | MA | Dudley | WMA | Massachusetts Electric Company
41359 | MA_300_2.5 PV_0 SHIRLEY RD_LANCASTER | 46924 | BILLERICA-01523PV2500NM | 2.5 | 2.5 | 1.088 | 0 | N/A | MA | Lancaster | CMA/NEMA | Massachusetts Electric Company
41360 | MA_304_2.75 PV_51 FEDERAL-HILL RD_OXFORD | 46644 | UGT RENEW ENERGY-01540PV2750NM | 2.75 | 2.75 | 1.409 | 0 | N/A | MA | Oxford | WMA | Massachusetts Electric Company
41361 | MA_213_0.995 PV_6 MCNEIL HW_LEICESTER | 67810 | ANTANAVICA01524SOLAR1000NM | 1 | 1 | 0.439 | 0 | Cleared Capacity | MA | Leicester | WMA | Massachusetts Electric Company
41363 | MA_311_1.38 PV_23 CUDWORTH RD_WEBSTER | 49288 | BLUEWAVEWEBSTER-01570PV1380NM | 1.38 | 1.38 | 0.659 | 0 | N/A | MA | Webster | WMA | Massachusetts Electric Company
41364 | MA_222_0.48 PV_26 THEODORE DR_WESTMINSTER | 67556 | CLEANFOOTPRINT01473SOLAR480NM | 0.48 | 0.48 | 0.27 | 0 | N/A | MA | Westminster | WMA | Massachusetts Electric Company
41365 | MA_345_0.25 PV_1140 AIRPORT RD_FALL RIVER | 46566 | PRECISE PACKAGING-02720PV250NM | 0.25 | 0.25 | 0.022 | 0 | N/A | MA | Fall River | SEMA | Massachusetts Electric Company
41366 | MA_286_1 PV_19 WOODCHUCK LN_SPENCER | 50826 | WOODCHUCKLNSOLAR-01562PV1000NM | 1 | 1 | 0.522 | 0 | N/A | MA | Spencer | WMA | Massachusetts Electric Company
41367 | MA_348_1.82 PV_120 South Street_WESTBOROUGH | 46653 | WESTBORO SOLAR-01581PV1820NM | 1.82 | 1.82 | 0.797 | 0 | N/A | MA | Westborough | CMA/NEMA | Massachusetts Electric Company
41368 | MA_295_2.196 PV_100 ADAMS RD_CLINTON | 50412 | TOWNOFWENDELL-01510PV1954NM | 1.954 | 1.954 | 1.126 | 0 | N/A | MA | Clinton | CMA/NEMA | Massachusetts Electric Company
41370 | MA_343_0.5 PV_247 BAKER RD_SWANSEA | 42631 | CABRAL-247BAKER-02777-PV | 0.5 | 0.5 | 0.197 | 0 | N/A | MA | Swansea | SEMA | Massachusetts Electric Company
41371 | MA_344_3.13 PV_2729 ELM ST_DIGHTON | 50077 | NRGDIGHTONLLC-02715PV3130NM | 3.13 | 3.13 | 1.591 | 0 | N/A | MA | Dighton | SEMA | Massachusetts Electric Company
41372 | MA_346_0.65 PV_0 SCHOOL ST_SOUTHBOROUGH | 50820 | SECURITYREALTY-01772PV650NM | 0.65 | 0.65 | 0.306 | 0 | N/A | MA | Southborough | CMA/NEMA | Massachusetts Electric Company
41374 | MA_350_1.91 PV_116 Milford Road_South Grafton | 43698 | NTHBRDGE SOLAR-01560PV1910NM | 1.91 | 1.91 | 1.123 | 0 | N/A | MA | South Grafton | RI | Massachusetts Electric Company
41376 | MA_351_3 PV_436 NE MAIN ST_DOUGLAS | 43682 | NEXTSUN ENERGY-01516PV3000NM | 3 | 3 | 1.508 | 0 | N/A | MA | Douglas | RI | Massachusetts Electric Company
41378 | MA_376_1.5 PV_280 DRIFTWAY_SCITUATE | 43683 | TWN OF SCITUATE1-02066PV1500NM | 1.5 | 1.5 | 0.191 | 0 | N/A | MA | Scituate | SEMA | Massachusetts Electric Company
41380 | MA_377_1.5 PV_280 DRIFTWAY_SCITUATE | 43659 | TWN OF SCITUATE2-02066PV1500NM | 1.5 | 1.5 | 0.343 | 0 | N/A | MA | Scituate | SEMA | Massachusetts Electric Company
41383 | MA_396_1 PV_203 STATE ST_PALMER | 46657 | INDIAN HILL-01069PV1000NM | 1 | 1 | 0.522 | 0 | N/A | MA | Palmer | WMA | Massachusetts Electric Company
41384 | MA_397_1 PV_203 STATE ST_PALMER | 46660 | STATE SOLAR-01069PV1000NM | 1 | 1 | 0.542 | 0 | N/A | MA | Palmer | WMA | Massachusetts Electric Company
41385 | MA_398_1 PV_203 STATE ST_PALMER | 46659 | BROWN SOLAR-01069PV1000NM | 1 | 1 | 0.534 | 0 | N/A | MA | Palmer | WMA | Massachusetts Electric Company
41387 | MA_427_1.31101 PV_1020 WESTFORD ST_LOWELL | 43918 | CITY OF LOWELL-01851PV1333NM | 1.333 | 1.333 | 0.344 | 0 | N/A | MA | Lowell | CMA/NEMA | Massachusetts Electric Company
41389 | MA_435_1.8 PV_100 DANTON DR_METHUEN | 46220 | BERKELEY-01844PV2000NM | 2 | 2 | 0.722 | 0 | N/A | MA | Methuen | BOSTON | Massachusetts Electric Company
41393 | MA_441_0.26 PV_360 LYNN-FELLS PK_MELROSE | 43993 | CITY OF MELROSE-02176PV260NM | 0.26 | 0.26 | 0.11 | 0 | N/A | MA | Melrose | BOSTON | Massachusetts Electric Company
41395 | MA_281_4.883 PV_370 Auburn St_LEICESTER | 47210 | LEICESTER ONE-01524PV4883NM | 4.883 | 4.883 | 2.265 | 0 | N/A | MA | Leicester | WMA | Massachusetts Electric Company
41407 | Nugen PV - East Greenwich, RI 1 | 71235 | NUGEN02818SOLAR4980NM | 4.98 | 4.98 | 0 | 0 | Cleared Capacity | RI | East Greenwich | RI | The Narragansett Electric Company
41409 | MA_388_1 PV_547-B LITTLE-REST RD_WARREN | 43937 | SOLVENTERRA 2-01083PV1000NM | 1 | 1 | 0.559 | 0 | N/A | MA | Warren | WMA | Massachusetts Electric Company
41413 | MA_380_1.89 PV_262 LOWER RD_GILBERTVILLE | 47447 | BWC 5 MILE RIVER-01031PV1890NM | 1.89 | 1.89 | 0.798 | 0 | N/A | MA | Gilbertville | WMA | Massachusetts Electric Company
41417 | MA_381_1 PV_262 LOWER RD_GILBERTVILLE | 47448 | BWC 5 MILE RIVER-01031PV1000NM | 1 | 1 | 0.429 | 0 | N/A | MA | Gilbertville | WMA | Massachusetts Electric Company
41419 | MA_421_3.5 PV_229 SOMERS RD_HAMPDEN | 47443 | HA MA SOLAR-01036PV3500NM | 3.5 | 3.5 | 1.735 | 0 | N/A | MA | Hampden | WMA | Massachusetts Electric Company
41420 | MA_389_1 PV_547-A LITTLE-REST RD_WARREN | 43936 | SOLVENTERRA 1-01083PV1000NM | 1 | 1 | 0.541 | 0 | N/A | MA | Warren | WMA | Massachusetts Electric Company
41421 | MA_424_2 PV_3 CAILIN RD_BEVERLY | 46565 | CABOT BEVERLY-01915PV2000NM | 2 | 2 | 0.424 | 0 | N/A | MA | Beverly | BOSTON | Massachusetts Electric Company
41422 | MA_416_1.988 PV_67 VAN-DEUSENVILLE RD_HOUSATONIC | 48742 | HOUSATONIC 1734-01236PV2100NM | 2.1 | 2.1 | 1.057 | 0 | N/A | MA | Housatonic | WMA | Massachusetts Electric Company
41423 | MA_419_0.25 PV_1399 N MAIN ST_SHEFFIELD | 50156 | SHMASHEFFIELD3-01257PV250NM | 0.25 | 0.25 | 0.128 | 0 | N/A | MA | Sheffield | WMA | Massachusetts Electric Company
41424 | MA_430_0.308 PV_500 PRINCETON WA_WESTFORD | 50216 | PRINCETONWORC.-01886PV323NM | 0.323 | 0.323 | 0.124 | 0 | N/A | MA | Westford | CMA/NEMA | Massachusetts Electric Company
41425 | MA_439_2.85 PV_200 IRON-HORSE PA_BILLERICA | 49668 | IRONHORSESOLAR-01862PV2850NM | 2.85 | 2.85 | 1.458 | 0 | N/A | MA | North Billerica | CMA/NEMA | Massachusetts Electric Company
41427 | MA_282_0.499 PV_1A BOUTILIER RD_LEICESTER | 66097 | BOUTILIERSOLAR-01524PV499NM | 2.886 | 2.886 | 0.275 | 0 | N/A | MA | Leicester | WMA | Massachusetts Electric Company
41429 | MA_366_0.332 PV_146 CAMPANELLI PK_STOUGHTON | 43491 | 146 CAMPANELLI-02072PV332NM | 0.332 | 0.332 | 0.123 | 0 | N/A | MA | Stoughton | SEMA | Massachusetts Electric Company
41430 | MA_387_1 PV_547 LITTLE-REST RD_WARREN | 43938 | SOLVENTERRA 3-01083PV1000NM | 1 | 1 | 0.521 | 0 | N/A | MA | Warren | WMA | Massachusetts Electric Company
41434 | MA_116_0.45 PV_891 MONAHAN DR_UXBRIDGE | 48778 | CECSOLAR#1051-01569PV450NM | 0.45 | 0.45 | 0.21 | 0 | N/A | MA | Uxbridge | RI | Massachusetts Electric Company
41435 | MA_371_2.4 PV_174 HOBOMOCK ST_PEMBROKE | 50829 | ONYXDEVGRP-02359PV2400NM | 2.4 | 2.4 | 1.296 | 0 | N/A | MA | Pembroke | SEMA | Massachusetts Electric Company
41436 | MA_372_2.492 PV_0 MONPONSETT ST_HALIFAX | 48171 | HALIFAX SOLAR NG-02338PV2500NM | 2.5 | 2.5 | 1.312 | 0 | N/A | MA | Halifax | SEMA | Massachusetts Electric Company
41438 | MA_2_4.968 PV_0 WILLOW AV_HAVERHILL | 50106 | SALISBURYHOUSING-01830PV4968NM | 4.968 | 4.968 | 2.14 | 0 | N/A | MA | Haverhill | BOSTON | Massachusetts Electric Company
41476 | MA_394_2 PV_205 STURBRIDGE RD_BRIMFIELD | 46641 | 205 STURBRIDGE-01010PV3000NM | 3 | 3 | 0.611 | 0 | N/A | MA | Brimfield | WMA | Massachusetts Electric Company
41514 | GREAT LAKES - MILLINOCKET Battery | 69256 | MILLINOCKET RENEWABLE BES_GEN | 20 | 20 | 0 | 0 | N/A | ME | Millinocket | BHE | Brookfield Renewable Trading And Marketing LP
41516 | WODS | 49370 | 90 WOODS HILL RD. POMFRET CT | 20 | 20 | 9.973 | 0 | N/A | CT | Pomfret | CT | Woods Hill Solar, LLC
41535 | FGE Solarway Capacity | 50584 | SOLARWAY (PV) | 1 | 1 | 0 | 0 | N/A | MA | Fitchburg | WMA | Fitchburg Gas & Electric Light Company
41539 | Kearsarge Westerly | 69704 | KEARSARGE02808SOLAR4080NM | 4.08 | 4.08 | 2.57 | 0 | N/A | RI | Bradford | RI | The Narragansett Electric Company
41540 | Kearsarge Tiverton | 69650 | COOK02878SOLAR2376NM | 2.376 | 2.376 | 1.091 | 0 | N/A | RI | Tiverton | SEMA | The Narragansett Electric Company
41548 | Kearsarge Montague BD ESS | 69228 | KEARSARGE - MONTAGUE_GEN | 1.27 | 1.27 | 1.253 | 1.253 | Cleared Capacity | MA | Montague | WMA | Boston Energy Trading and Marketing LLC
41549 | Kearsarge Haverhill PV | 69819 | KEARSARGE01835SOLAR4800AOBC | 4.8 | 4.8 | 1.49 | 0 | N/A | MA | Haverhill | BOSTON | Massachusetts Electric Company
41550 | Kearsarge Haverhill ESS | 69232 | KEARSARGE - HAVERHILL_GEN | 2 | 2 | 2 | 2 | Cleared Capacity | MA | Haverhill | BOSTON | Boston Energy Trading and Marketing LLC
41551 | Kearsarge William Way PV | 71636 | KEARSARGE02019SOLAR4400AOBC | 4.4 | 4.4 | 0 | 0 | Cleared Capacity | MA | Bellingham | RI | Massachusetts Electric Company
41552 | Kearsarge William Way ESS | 69816 | KEARSARGE WILLIAM WAY CSF_GEN | 2.64 | 2.64 | 2.55 | 2.55 | Cleared Capacity | MA | Bellingham | RI | Galt Power Inc.
41555 | Alton Bradford Road Solar | 50835 | ALTON BRADFORD ROAD SOLAR | 13.875 | 13.875 | 5.141 | 0 | N/A | RI | Hopkinton | RI | Galt Power Inc.
41557 | Hope Farm Solar | 49029 | HOPE FARM SOLAR | 10.4 | 10.4 | 0.683 | 0 | N/A | RI | Hope | RI | Galt Power Inc.
41593 | Berkshire Wind Phase 2 | 67726 | BERKSHIRE WIND PHASE 2 | 4.6 | 4.6 | 0.918 | 2.175 | N/A | MA | Hancock | WMA | Massachusetts Municipal Wholesale Electric Company
44103 | Breckenridge | 69516 | BRECKENRIDGE01069SOLAR4950AOBC | 4.95 | 4.95 | 2.208 | 2.208 | N/A | MA | Palmer | WMA | Enel X North America, Inc.
44104 | Williamsville | 71375 | WILLIAMSVILLE | 4.95 | 4.95 | 0 | 0 | Cleared Capacity | MA | Hubbardston | WMA | Enel X North America, Inc.
44110 | Clark Road Solar | 69733 | TJA01440SOLAR4990AOBC | 4.99 | 4.99 | 0 | 0.143 | N/A | MA | Gardner | WMA | Massachusetts Electric Company
44111 | Brockelman Road Solar | 69278 | PVPROJECT01523SOLAR1000AOBC | 1 | 1 | 0 | 0 | N/A | MA | Lancaster | CMA/NEMA | Massachusetts Electric Company
44149 | BD Solar Fairfield | 70097 | BD SOLAR FAIRFIELD | 4.99 | 4.99 | 0 | 0 | Cleared Capacity | ME | Fairfield | ME | Acadia Renewable Energy, L.L.C.
44150 | BD Solar Augusta | 69564 | BD SOLAR AUGUSTA | 7.2 | 7.2 | 0 | 0 | Cleared Capacity | ME | Augusta | ME | Acadia Renewable Energy, L.L.C.
44197 | 38 Degrees North - Bowden Solar, LLC | 68193 | ZEROPTENG01057SLR2000SMQF | 2 | 2 | 0 | 0 | N/A | MA | Monson | WMA | Massachusetts Electric Company
44209 | Kearsarge East Providence | 69735 | KEARSARGE02914SOLAR2000NM | 2 | 2 | 0 | 0 | N/A | RI | East Providence | RI | The Narragansett Electric Company
44289 | A_Driving Range A (West) | 71428 | DRIVING RANGE A | 4.95 | 4.95 | 0 | 0 | Cleared Capacity | MA | Lancaster | WMA | Enel X North America, Inc.
44306 | Ware Palmer Solar PV and Battery | 71276 | DPALMER01082SOLAR3000AOBC | 3 | 3 | 0 | 0 | Cleared Capacity | MA | Ware | WMA | Massachusetts Electric Company
44308 | Ameresco - Gardner Solar PV | 68339 | AMERESCO01440SOLAR2500SMQF | 2.5 | 2.5 | 0 | 0 | N/A | MA | Gardner | CMA/NEMA | Massachusetts Electric Company
44313 | Wallum Solar PV and Battery | 71709 | WALLUM01516SOLAR4998QF | 4.998 | 4.998 | 0 | 0 | Cleared Capacity | MA | Douglas | RI | Massachusetts Electric Company
44314 | East Brookfield Adams Solar PV and Battery | 71274 | DADAMS01515SOLAR4980AOBC | 4.98 | 4.98 | 0 | 0 | Cleared Capacity | MA | East Brookfield | WMA | Massachusetts Electric Company
44345 | Syncarpha Blandford - Battery 1063 | 68491 | BLANDFORD_GEN | 4 | 4 | 0 | 0 | IA | MA | Blandford | WMA | Marie's Way Solar I, LLC
44346 | Syncarpha Blandford - Solar 1063 | 68611 | SM_AOBC-SYNCARPHA BLANDFORD PV | 4.92 | 4.92 | 0 | 0 | N/A | MA | Blandford | WMA | NSTAR Electric Company
44349 | Hartford Pike Solar II | 69941 | 2HARTFORD02825SOLAR2586NM | 2.586 | 2.586 | 0 | 0 | Cleared Capacity | RI | Foster | RI | The Narragansett Electric Company
| NO RESOURCE | 345 | ND PAPER | 75 | 75 | N/A | N/A | Historic Capability | ME | Rumford | ME | American PowerNet Management, LP
| NO RESOURCE | 11827 | PORTSMOUTH ABBEY WIND QF | 0.445 | 0.66 | N/A | N/A | N/A | RI | Portsmouth | SEMA | The Narragansett Electric Company
| NO RESOURCE | 11889 | IBEW LOCAL 99 SOLAR QF | 0.029 | 0.05 | N/A | N/A | N/A | RI | Cranston | RI | The Narragansett Electric Company
| NO RESOURCE | 14925 | ICE HOUSE PARTNERS INC. | 0.221 | 0.221 | N/A | N/A | N/A | MA | Ayer | CMA/NEMA | Littleton Electric Light & Water Department
| NO RESOURCE | 15464 | STETSON WIND FARM | 59.71 | 59.71 | N/A | N/A | IA | ME | North Washington | BHE | Stetson Holdings, LLC
| NO RESOURCE | 16089 | TURNERS FALLS HYDRO LLC | 0.937 | 0.937 | N/A | N/A | IA | MA | Turners Falls | WMA | Power Supply Services, LLC
| NO RESOURCE | 16188 | WILSON HOLDINGS LLC - PV QF | 0.135 | 0.135 | N/A | N/A | N/A | MA | Oxford | CMA/NEMA | Massachusetts Electric Company
| NO RESOURCE | 16233 | CITY OF MEDFORD WIND QF | 0.1 | 0.1 | N/A | N/A | N/A | MA | Medford | BOSTON | Massachusetts Electric Company
| NO RESOURCE | 16612 | STETSON II WIND FARM | 26 | 26 | N/A | N/A | IA | ME | North Washington | BHE | Stetson Wind II, LLC
| NO RESOURCE | 17128 | OTIS_AF_WIND_TURBINE | 1.5 | 1.5 | N/A | N/A | N/A | MA | Buzzards Bay | SEMA | NSTAR Electric Company
| NO RESOURCE | 17229 | MOUNT ST MARY-WRENTHAM MA WIND | 0.1 | 0.1 | N/A | N/A | N/A | MA | Wrentham | RI | Massachusetts Electric Company
| NO RESOURCE | 36882 | NOTUS WIND I | 1.5 | 1.5 | N/A | N/A | N/A | MA | Falmouth | SEMA | NSTAR Electric Company
| NO RESOURCE | 37175 | ROLLINS WIND PLANT | 61.2 | 61.2 | N/A | N/A | IA | ME | Lincoln | BHE | Evergreen Wind Power III, LLC
| NO RESOURCE | 37230 | UNITED NAT. FOODS PROV. RI PV | 0.075 | 0.075 | N/A | N/A | N/A | RI | Providence | RI | The Narragansett Electric Company
| NO RESOURCE | 37266 | CARLSON ORCH HARVARD MA PV | 0.2 | 0.2 | N/A | N/A | N/A | MA | Harvard | CMA/NEMA | Massachusetts Electric Company
| NO RESOURCE | 37965 | BIO-DETEK PAWTUCKET RI PV | 0.165 | 0.165 | N/A | N/A | N/A | RI | Pawtucket | RI | The Narragansett Electric Company
| NO RESOURCE | 37972 | DARTMOUTHBUSPARK_PV_ID1592 | 1.6 | 1.6 | N/A | N/A | N/A | MA | Dartmouth | SEMA | NSTAR Electric Company
| NO RESOURCE | 38084 | STILLWATER B HYDRO | 2.4 | 2.4 | N/A | N/A | N/A | ME | Old Town | BHE | Black Bear Hydro Partners, LLC
| NO RESOURCE | 38417 | PASSADUMKEAG WIND PROJECT | 39.975 | 39.975 | N/A | N/A | N/A | ME | Greenbush | BHE | EDF Energy Services, LLC
| NO RESOURCE | 39663 | BARNSTABLE_DPW_ID1545 | 0.2 | 0.2 | N/A | N/A | N/A | MA | Hyannis | SEMA | NSTAR Electric Company
| NO RESOURCE | 39664 | DART_BLDG_SUPPLY_ID1470 | 0.2 | 0.2 | N/A | N/A | N/A | MA | North Dartmouth | SEMA | NSTAR Electric Company
| NO RESOURCE | 39665 | YARMOUTH_DPW_ID1740 | 0.265 | 0.265 | N/A | N/A | N/A | MA | Yarmouth | SEMA | NSTAR Electric Company
| NO RESOURCE | 39722 | GTR_BOSTON_FOODBANKS_ID1628 | 0.177 | 0.177 | N/A | N/A | N/A | MA | Roxbury | BOSTON | NSTAR Electric Company
| NO RESOURCE | 39724 | EASTERN_AVE_HOLDINGS_PV_ID1652 | 0.16 | 0.16 | N/A | N/A | N/A | MA | Chelsea | BOSTON | NSTAR Electric Company
| NO RESOURCE | 39738 | MWRA_LORING_RD_ID1400 | 0.189 | 0.189 | N/A | N/A | N/A | MA | Weston | BOSTON | NSTAR Electric Company
| NO RESOURCE | 40050 | EXETER AGRI ENERGY | 0.98 | 0.98 | N/A | N/A | N/A | ME | Exeter | BHE | Vermont Public Power Supply Authority
| NO RESOURCE | 40066 | OLDBARNST_RD_MASHPEE_PV_ID1798 | 0.312 | 0.312 | N/A | N/A | N/A | MA | Mashpee | SEMA | NSTAR Electric Company
| NO RESOURCE | 40243 | SOLAR SHOP LLC BLDG 14_PV | 0.256 | 0.256 | N/A | N/A | N/A | MA | Whitinsville | RI | Massachusetts Electric Company
| NO RESOURCE | 40244 | SOLAR SHOP LLC BLDG 10_PV | 0.12 | 0.12 | N/A | N/A | N/A | MA | Whitinsville | RI | Massachusetts Electric Company
| NO RESOURCE | 40246 | HODGES BADGE CO_WIND | 0.225 | 0.225 | N/A | N/A | N/A | RI | Portsmouth | SEMA | The Narragansett Electric Company
| NO RESOURCE | 40247 | QUABBIN BARRE - WIND | 1 | 1 | N/A | N/A | N/A | MA | Barre | WMA | Massachusetts Electric Company
| NO RESOURCE | 40248 | JJ CARROLL WW PLANT_PV | 0.3 | 0.3 | N/A | N/A | N/A | MA | Marlborough | CMA/NEMA | Massachusetts Electric Company
| NO RESOURCE | 40249 | WESTBORO SUITES | 0.266 | 0.266 | N/A | N/A | N/A | MA | Westborough | CMA/NEMA | Massachusetts Electric Company
| NO RESOURCE | 40259 | COMMERCE_PK_RD_PV_ID1871 | 0.35 | 0.35 | N/A | N/A | N/A | MA | Brewster | SEMA | NSTAR Electric Company
| NO RESOURCE | 40343 | BULL HILL WIND | 34.485 | 34.485 | N/A | N/A | IA | ME | East Hancock | BHE | Blue Sky East, LLC
| NO RESOURCE | 40482 | DURFEE UNION MILLS BLDG 9 - PV | 0.12 | 0.12 | N/A | N/A | N/A | MA | Fall River | SEMA | Massachusetts Electric Company
| NO RESOURCE | 40484 | BANCROFT SCHOOL PV | 0.12 | 0.12 | N/A | N/A | N/A | MA | Worcester | WMA | Massachusetts Electric Company
| NO RESOURCE | 40520 | MANCHESTER-BOSTON REGIONAL PV | 0.5 | 0.5 | N/A | N/A | N/A | NH | Manchester | NH | Public Service Company of New Hampshire
| NO RESOURCE | 40555 | BLACKCOMB WORC MA PV | 0.43 | 0.43 | N/A | N/A | N/A | MA | Worcester | CMA/NEMA | Massachusetts Electric Company
| NO RESOURCE | 41428 | NM UCCT SOLAR GROUP_ID2101008 | 0.468 | 0.468 | N/A | N/A | Cleared Capacity | MA | Bourne | SEMA | NSTAR Electric Company
| NO RESOURCE | 41807 | NM-PITTSFIELD WWTP | 1.5 | 1.5 | N/A | N/A | N/A | MA | Pittsfield | WMA | NSTAR Electric Company
| NO RESOURCE | 41816 | QUABOAG REGIONAL ELEM - PV | 0.1 | 0.1 | N/A | N/A | N/A | MA | West Warren | WMA | Massachusetts Electric Company
| NO RESOURCE | 41821 | NEW ENGLAND TECH WIND | 1 | 1 | N/A | N/A | N/A | RI | Warwick | RI | The Narragansett Electric Company
| NO RESOURCE | 41822 | SOLTAS CBIS INC - PV | 0.3 | 0.3 | N/A | N/A | N/A | MA | West Brookfield | WMA | Massachusetts Electric Company
| NO RESOURCE | 41827 | TOWN_OF_FAIRHAVEN_WT_ID1663 | 1.5 | 1.5 | N/A | N/A | N/A | MA | Fairhaven | SEMA | NSTAR Electric Company
| NO RESOURCE | 41828 | TOWN_OF_FAIRHAVEN_WT_ID1664 | 1.5 | 1.5 | N/A | N/A | N/A | MA | Fairhaven | SEMA | NSTAR Electric Company
| NO RESOURCE | 41829 | MWRA_ALFORD_ST_WT_ID1638 | 1.5 | 1.5 | N/A | N/A | N/A | MA | Charlestown | BOSTON | NSTAR Electric Company
| NO RESOURCE | 41830 | TOWN_OF_KINGSTON_WT_ID1833 | 2 | 2 | N/A | N/A | N/A | MA | Kingston | SEMA | NSTAR Electric Company
| NO RESOURCE | 41838 | WEST BROOKFIELD ELEM - PV | 0.096 | 0.096 | N/A | N/A | N/A | MA | West Brookfield | WMA | Massachusetts Electric Company
| NO RESOURCE | 41839 | ARPIN ASSOCIATES - PV | 0.15 | 0.15 | N/A | N/A | N/A | RI | West Warwick | RI | The Narragansett Electric Company
| NO RESOURCE | 41841 | EXAJOULE FRANKLIN PV | 0.26 | 0.26 | N/A | N/A | N/A | MA | Franklin | RI | Massachusetts Electric Company
| NO RESOURCE | 41842 | KB SOLAR LLC - PV | 0.25 | 0.25 | N/A | N/A | N/A | MA | Grafton | CMA/NEMA | Massachusetts Electric Company
| NO RESOURCE | 41847 | FISHERMENS MEMORIAL PARK- WIND | 0.1 | 0.1 | N/A | N/A | N/A | RI | Narragansett | RI | The Narragansett Electric Company
| NO RESOURCE | 41848 | SOLAR SHOP WHITINSVILLE - PV | 0.5 | 0.5 | N/A | N/A | N/A | MA | Whitinsville | RI | Massachusetts Electric Company
| NO RESOURCE | 41857 | HI- GEAR (QF) | 0.675 | 0.675 | N/A | N/A | N/A | MA | Fitchburg | WMA | Fitchburg Gas & Electric Light Company
| NO RESOURCE | 41864 | NM-EHAMPTON MA LANDFILL | 2 | 2 | N/A | N/A | N/A | MA | Easthampton | WMA | NSTAR Electric Company
| NO RESOURCE | 41868 | AGREEN01543SOLAR980NM | 0.98 | 0.98 | N/A | N/A | N/A | MA | Rutland | WMA | Massachusetts Electric Company
| NO RESOURCE | 41870 | EXAJOULE RENEWABLES PV | 0.36 | 0.36 | N/A | N/A | N/A | MA | Everett | BOSTON | Massachusetts Electric Company
| NO RESOURCE | 41871 | QUABBIN SOLAR - PV | 1 | 1 | N/A | N/A | N/A | MA | Barre | WMA | Massachusetts Electric Company
| NO RESOURCE | 41882 | NEXAMP CAP-NASHOBA VALLEY THS | 0.096 | 0.096 | N/A | N/A | N/A | MA | Westford | CMA/NEMA | Massachusetts Electric Company
| NO RESOURCE | 41923 | BLACKCOMB SOLAR III-PV | 1 | 1 | N/A | N/A | N/A | MA | Northbridge | RI | Massachusetts Electric Company
| NO RESOURCE | 42045 | NM-GREENFIELD MA LANDFILL | 2 | 2 | N/A | N/A | N/A | MA | Greenfield | WMA | NSTAR Electric Company
| NO RESOURCE | 42048 | TANTASQUA HIGH- PV | 0.586 | 0.586 | N/A | N/A | N/A | MA | Sturbridge | WMA | Massachusetts Electric Company
| NO RESOURCE | 42050 | PETE'S TIRE BARN | 0.155 | 0.155 | N/A | N/A | N/A | MA | Orange | WMA | Massachusetts Electric Company
| NO RESOURCE | 42083 | CANTON_LANDFILL_PV_ID1726 | 3 | 3 | N/A | N/A | N/A | MA | Canton | SEMA | NSTAR Electric Company
| NO RESOURCE | 42104 | HYDEPARKSTORPV_ID1919 | 0.19 | 0.19 | N/A | N/A | N/A | MA | Hyde Park | BOSTON | NSTAR Electric Company
| NO RESOURCE | 42105 | MILLST_NATICKPV_ID1818 | 0.202 | 0.202 | N/A | N/A | N/A | MA | Natick | BOSTON | NSTAR Electric Company
| NO RESOURCE | 42106 | SUBURBANATHLETIC2_ID1637 | 0.11 | 0.11 | N/A | N/A | N/A | MA | Framingham | BOSTON | NSTAR Electric Company
| NO RESOURCE | 42107 | 4M_ALDRINRDPV_ID1856 | 0.2 | 0.2 | N/A | N/A | N/A | MA | Plymouth | SEMA | NSTAR Electric Company
| NO RESOURCE | 42108 | BROADWAY_RENEWABLE_ID1772 | 0.907 | 0.907 | N/A | N/A | N/A | MA | Wareham | SEMA | NSTAR Electric Company
| NO RESOURCE | 42109 | COCHITUATERD_FRAMPV_ID1873 | 0.204 | 0.204 | N/A | N/A | N/A | MA | Framingham | BOSTON | NSTAR Electric Company
| NO RESOURCE | 42110 | DOUGLAS_SCHOOLPV_ID1464 | 0.095 | 0.095 | N/A | N/A | N/A | MA | Acton | BOSTON | NSTAR Electric Company
| NO RESOURCE | 42111 | HYANNIS_SELF_STOR_ID1946 | 0.475 | 0.475 | N/A | N/A | N/A | MA | Hyannis | SEMA | NSTAR Electric Company
| NO RESOURCE | 42112 | POND_ST_ASHLAND_ID1736 | 0.5 | 0.5 | N/A | N/A | N/A | MA | Ashland | BOSTON | NSTAR Electric Company
| NO RESOURCE | 42115 | GLC_ACUSHNETLLC_ID1821_1824 | 3.5 | 3.5 | N/A | N/A | N/A | MA | Wareham | SEMA | NSTAR Electric Company
| NO RESOURCE | 42116 | DSD_REALTY_TRUST_ID1672 | 1.72 | 1.72 | N/A | N/A | N/A | MA | Dartmouth | SEMA | NSTAR Electric Company
| NO RESOURCE | 42117 | CONST_SOLAR_NORFOLK_ID1846 | 1.6 | 1.6 | N/A | N/A | N/A | MA | Norfolk | RI | NSTAR Electric Company
| NO RESOURCE | 42118 | CONED_HIXVILLERD_ID1862 | 2 | 2 | N/A | N/A | N/A | MA | Dartmouth | SEMA | NSTAR Electric Company
| NO RESOURCE | 42149 | FAVORITE FOODS PV | 0.045 | 0.045 | N/A | N/A | N/A | NH | Somersworth | NH | Public Service Company of New Hampshire
| NO RESOURCE | 42202 | DR AMP 100 AMES POND - PV | 0.082 | 0.082 | N/A | N/A | N/A | MA | Tewksbury | CMA/NEMA | Massachusetts Electric Company
| NO RESOURCE | 42212 | DR AMP 200 AMES POND - PV | 0.095 | 0.095 | N/A | N/A | N/A | MA | Tewksbury | CMA/NEMA | Massachusetts Electric Company
| NO RESOURCE | 42214 | ORCHARD MADE PRODUCTS | 0.19 | 0.19 | N/A | N/A | N/A | MA | Methuen | BOSTON | Massachusetts Electric Company
| NO RESOURCE | 42344 | CAMELOT_WIND_ID1240 | 1.5 | 1.5 | N/A | N/A | N/A | MA | Plymouth | SEMA | NSTAR Electric Company
| NO RESOURCE | 42347 | CONSTELLATION SOLAR-UXBRG-PV | 2 | 2 | N/A | N/A | N/A | MA | Uxbridge | RI | Massachusetts Electric Company
| NO RESOURCE | 42351 | OMA GROUP-CHARLTON-PV | 1 | 1 | N/A | N/A | N/A | MA | Charlton | WMA | Massachusetts Electric Company
| NO RESOURCE | 42352 | OSG SOLAR 1-ORANGE-PV | 1 | 1 | N/A | N/A | N/A | MA | Orange | WMA | Massachusetts Electric Company
| NO RESOURCE | 42353 | OSG SOLAR 2-ORANGE-PV | 1 | 1 | N/A | N/A | N/A | MA | Orange | WMA | Massachusetts Electric Company
| NO RESOURCE | 42354 | OSG SOLAR 3-ORANGE-PV | 0.75 | 0.75 | N/A | N/A | N/A | MA | Orange | WMA | Massachusetts Electric Company
| NO RESOURCE | 42355 | CIL CEDAR-MARLBORO-PV | 0.433 | 0.433 | N/A | N/A | N/A | MA | Marlborough | CMA/NEMA | Massachusetts Electric Company
| NO RESOURCE | 42357 | UP BLACKSTONE WWTP-MILLBURY-PV | 0.3 | 0.3 | N/A | N/A | N/A | MA | Millbury | CMA/NEMA | Massachusetts Electric Company
| NO RESOURCE | 42364 | CAPITAL GROUP-SOUTHBORO-PV | 1 | 1 | N/A | N/A | N/A | MA | Southborough | CMA/NEMA | Massachusetts Electric Company
| NO RESOURCE | 42365 | LOFT 27-LOWELL-PV | 0.275 | 0.275 | N/A | N/A | N/A | MA | Lowell | CMA/NEMA | Massachusetts Electric Company
| NO RESOURCE | 42366 | SOLTAS SPECTOR-LAWRENCE-PV | 0.3 | 0.3 | N/A | N/A | N/A | MA | Lawrence | CMA/NEMA | Massachusetts Electric Company
| NO RESOURCE | 42394 | WINDENERGYDEV-NKINGSTOWN-WIND | 1.5 | 1.5 | N/A | N/A | N/A | RI | North Kingstown | RI | The Narragansett Electric Company
| NO RESOURCE | 42439 | CITY OF BROCKTON-SWANSEA-PV1 | 1 | 1 | N/A | N/A | N/A | MA | Swansea | SEMA | Massachusetts Electric Company
| NO RESOURCE | 42440 | CITY OF BROCKTON-SWANSEA-PV2 | 1 | 1 | N/A | N/A | N/A | MA | Swansea | SEMA | Massachusetts Electric Company
| NO RESOURCE | 42448 | CITY OF GLOUCESTER 1 - WIND | 2 | 2 | N/A | N/A | N/A | MA | Gloucester | BOSTON | Massachusetts Electric Company
| NO RESOURCE | 42449 | CITY OF GLOUCESTER 2 - WIND | 2 | 2 | N/A | N/A | N/A | MA | Gloucester | BOSTON | Massachusetts Electric Company
| NO RESOURCE | 42482 | CITY_OF_WALTHAM_PV_ID1805 | 0.193 | 0.193 | N/A | N/A | N/A | MA | Waltham | BOSTON | NSTAR Electric Company
| NO RESOURCE | 42483 | FIRST_HIGHLAND_PV_ID2021 | 0.975 | 0.975 | N/A | N/A | N/A | MA | Hyde Park | BOSTON | NSTAR Electric Company
| NO RESOURCE | 42484 | UNITEDSALVAGE_PV_ID1966 | 0.808 | 0.808 | N/A | N/A | N/A | MA | Framingham | BOSTON | NSTAR Electric Company
| NO RESOURCE | 42485 | SOLCHEMY_PV_ID1969 | 0.293 | 0.293 | N/A | N/A | N/A | MA | West Tisbury | SEMA | NSTAR Electric Company
| NO RESOURCE | 42486 | AIRPORT_WAY_PV_ID1875 | 1.238 | 1.238 | N/A | N/A | N/A | MA | Hyannis | SEMA | NSTAR Electric Company
| NO RESOURCE | 42487 | BILL_BENNETT_PV_ID1967 | 0.593 | 0.593 | N/A | N/A | N/A | MA | Edgartown | SEMA | NSTAR Electric Company
| NO RESOURCE | 42495 | VARIANSEMICON-GLOUCESTER-WT | 2.5 | 2.5 | N/A | N/A | N/A | MA | Gloucester | BOSTON | Massachusetts Electric Company
| NO RESOURCE | 42496 | HANOVER SOLAR-LEICESTER-PV | 1 | 1 | N/A | N/A | N/A | MA | Rochdale | WMA | Massachusetts Electric Company
| NO RESOURCE | 42597 | GPT JACLEN-BEVERLY-CHP | 0.075 | 0.075 | N/A | N/A | N/A | MA | Beverly | BOSTON | Massachusetts Electric Company
| NO RESOURCE | 42641 | NATICKMEMORIALSCHOOL_PV_ID1892 | 0.14 | 0.14 | N/A | N/A | N/A | MA | Natick | BOSTON | NSTAR Electric Company
| NO RESOURCE | 42812 | PEGASUS_PV_ID1809 | 1 | 1 | N/A | N/A | N/A | MA | Acushnet | SEMA | NSTAR Electric Company
| NO RESOURCE | 42817 | IKEA 158-0223PV520QF | 0.52 | 0.52 | N/A | N/A | N/A | MA | Avon | SEMA | Massachusetts Electric Company
| NO RESOURCE | 42821 | GLC-MA ACUSHNET_PV_ID2109 | 0.649 | 0.649 | N/A | N/A | N/A | MA | Freetown | SEMA | NSTAR Electric Company
| NO RESOURCE | 42893 | BISCO FALLS HYDRO | 0.093 | 0.093 | N/A | N/A | N/A | ME | West Paris | ME | Union Atlantic Electricity
| NO RESOURCE | 43409 | GLC-MA ACUSHNET_PV_ID1827 | 1.304 | 1.304 | N/A | N/A | N/A | MA | Freetown | SEMA | NSTAR Electric Company
| NO RESOURCE | 43424 | PINGREE SCHL - 01982PV200QF | 0.2 | 0.2 | N/A | N/A | N/A | MA | Hamilton | BOSTON | Massachusetts Electric Company
| NO RESOURCE | 43426 | ABBOTT MILL - 01886PV235NM | 0.235 | 0.235 | N/A | N/A | N/A | MA | Westford | CMA/NEMA | Massachusetts Electric Company
| NO RESOURCE | 43492 | NARR BAY - 02903WT4500NM | 4.5 | 4.5 | N/A | N/A | N/A | RI | Providence | RI | The Narragansett Electric Company
| NO RESOURCE | 43509 | DOUGLAS SOLAR-01516PV2000NM | 2 | 2 | N/A | N/A | N/A | MA | Douglas | RI | Massachusetts Electric Company
| NO RESOURCE | 43510 | SANDF MGMNT-02725PV623NM | 0.623 | 0.623 | N/A | N/A | N/A | MA | Somerset | RI | Massachusetts Electric Company
| NO RESOURCE | 43531 | 28 HASTINGS - 01756PV100NM | 0.1 | 0.1 | N/A | N/A | N/A | MA | Mendon | RI | Massachusetts Electric Company
| NO RESOURCE | 43572 | JDH_SOLAR_SYSTEMS_PV_2221 | 0.65 | 0.65 | N/A | N/A | N/A | MA | Plymouth | SEMA | NSTAR Electric Company
| NO RESOURCE | 43573 | NEW_ENGLAND_RESINS_PV_2309 | 0.06 | 0.06 | N/A | N/A | N/A | MA | Woburn | BOSTON | NSTAR Electric Company
| NO RESOURCE | 43574 | TOWN_OF_FAIRHAVEN_LF_PV_1714 | 0.5 | 0.5 | N/A | N/A | N/A | MA | Fairhaven | SEMA | NSTAR Electric Company
| NO RESOURCE | 43575 | NE_ELEMENTARY_WALTHAM_PV_1872 | 0.259 | 0.259 | N/A | N/A | N/A | MA | Waltham | BOSTON | NSTAR Electric Company
| NO RESOURCE | 43576 | GLC_ACUSHNET_PV_1888 | 0.917 | 0.917 | N/A | N/A | N/A | MA | North Dartmouth | SEMA | NSTAR Electric Company
| NO RESOURCE | 43577 | GLC_ACUSHNET_PV_1889 | 0.917 | 0.917 | N/A | N/A | N/A | MA | North Dartmouth | SEMA | NSTAR Electric Company
| NO RESOURCE | 43578 | GLC_ACUSHNET_PV_1890 | 0.917 | 0.917 | N/A | N/A | N/A | MA | North Dartmouth | SEMA | NSTAR Electric Company
| NO RESOURCE | 43579 | GOIS_SOLAR_ONE_PV_2040 | 0.822 | 0.822 | N/A | N/A | N/A | MA | Ashland | BOSTON | NSTAR Electric Company
| NO RESOURCE | 43587 | TRAVIS_HOSPITALITY_PV_2239 | 0.145 | 0.145 | N/A | N/A | N/A | MA | Yarmouth | SEMA | NSTAR Electric Company
| NO RESOURCE | 43652 | TWN W BRDGEWTR-02379PV1500NM | 1.5 | 1.5 | N/A | N/A | N/A | MA | West Bridgewater | SEMA | Massachusetts Electric Company
| NO RESOURCE | 43654 | 3 COUNTY FAIR ASN-01060PV250NM | 0.25 | 0.25 | N/A | N/A | N/A | MA | Northampton | WMA | Massachusetts Electric Company
| NO RESOURCE | 43657 | RIPTA - 02907PV300NM | 0.3 | 0.3 | N/A | N/A | N/A | RI | Providence | RI | The Narragansett Electric Company
| NO RESOURCE | 43678 | DISCOVER MARBLE - 01527PV142NM | 0.142 | 0.142 | N/A | N/A | N/A | MA | Millbury | CMA/NEMA | Massachusetts Electric Company
| NO RESOURCE | 43684 | KEY BOSTON-02038PV2000NM | 2 | 2 | N/A | N/A | N/A | MA | Franklin | RI | Massachusetts Electric Company
| NO RESOURCE | 43685 | CONANICUT MARINE-02835PV120DG | 0.12 | 0.12 | N/A | N/A | N/A | RI | Jamestown | SEMA | The Narragansett Electric Company
| NO RESOURCE | 43687 | SUNGEN ORANGE1-01364PV1500NM | 1.5 | 1.5 | N/A | N/A | N/A | MA | Orange | WMA | Massachusetts Electric Company
| NO RESOURCE | 43688 | SUNGEN ORANGE2-01364PV1500NM | 0.5 | 0.5 | N/A | N/A | N/A | MA | Orange | WMA | Massachusetts Electric Company
| NO RESOURCE | 43709 | CITY OF LOWELL 1-01331PV1000NM | 1 | 1 | N/A | N/A | N/A | MA | Athol | WMA | Massachusetts Electric Company
| NO RESOURCE | 43710 | CITY OF LOWELL 2-01331PV1000NM | 1 | 1 | N/A | N/A | N/A | MA | Athol | WMA | Massachusetts Electric Company
| NO RESOURCE | 43711 | CITY OF LOWELL 3-01331PV1000NM | 1 | 1 | N/A | N/A | N/A | MA | Athol | WMA | Massachusetts Electric Company
| NO RESOURCE | 43717 | ASSUMPTION-01562PV2000NM | 2 | 2 | N/A | N/A | N/A | MA | Spencer | CMA/NEMA | Massachusetts Electric Company
| NO RESOURCE | 43750 | CANTON HIGH SCHOOL 2009 | 0.5 | 0.5 | N/A | N/A | N/A | MA | Canton | SEMA | NSTAR Electric Company
| NO RESOURCE | 43840 | SOLVENTERRA-01069PV1000NM | 1 | 1 | N/A | N/A | N/A | MA | Palmer | WMA | Massachusetts Electric Company
| NO RESOURCE | 43869 | FRPV WEST-02720PV1000NM | 1 | 1 | N/A | N/A | N/A | MA | Fall River | SEMA | Massachusetts Electric Company
| NO RESOURCE | 43870 | FRPV EAST-02720PV1000NM | 1 | 1 | N/A | N/A | N/A | MA | Fall River | SEMA | Massachusetts Electric Company
| NO RESOURCE | 43871 | SYNAGRO-02895CHP2000QF | 2 | 2 | N/A | N/A | N/A | RI | Woonsocket | RI | The Narragansett Electric Company
| NO RESOURCE | 43874 | MASS MOCA1-01247PV225NM | 0.225 | 0.225 | N/A | N/A | N/A | MA | North Adams | WMA | Massachusetts Electric Company
| NO RESOURCE | 43884 | MASS MOCA3 01247PV177NM | 0.177 | 0.177 | N/A | N/A | N/A | MA | North Adams | WMA | Massachusetts Electric Company
| NO RESOURCE | 43921 | COXCOM-02893PV135DG | 0.135 | 0.135 | N/A | N/A | N/A | RI | West Warwick | RI | The Narragansett Electric Company
| NO RESOURCE | 43923 | PLYMOUTH PUBLIC SCHOOLS-#2062 | 4 | 4 | N/A | N/A | N/A | MA | Plympton | SEMA | NSTAR Electric Company
| NO RESOURCE | 43924 | TOWN OF DARTMOUTH #1777 | 1.25 | 1.25 | N/A | N/A | N/A | MA | Dartmouth | SEMA | NSTAR Electric Company
| NO RESOURCE | 43927 | SOUTHERN SKY-CARVER #1 (1997) | 1 | 1 | N/A | N/A | N/A | MA | Carver | SEMA | NSTAR Electric Company
| NO RESOURCE | 43928 | SOUTHERN SKY-CARVER #2 (1998) | 1 | 1 | N/A | N/A | N/A | MA | Carver | SEMA | NSTAR Electric Company
| NO RESOURCE | 43929 | SOUTHERN SKY-CARVER #4 (2000) | 1 | 1 | N/A | N/A | N/A | MA | Carver | SEMA | NSTAR Electric Company
| NO RESOURCE | 43930 | SOUTHERN SKY-CARVER #5 (2001) | 1 | 1 | N/A | N/A | N/A | MA | Carver | SEMA | NSTAR Electric Company
| NO RESOURCE | 43932 | SOUTHERN SKY-CARVER #3 (1999) | 1 | 1 | N/A | N/A | N/A | MA | Carver | SEMA | NSTAR Electric Company
| NO RESOURCE | 43954 | NM-LUDLOW LANDFILL | 2 | 2 | N/A | N/A | N/A | MA | Ludlow | WMA | NSTAR Electric Company
| NO RESOURCE | 43956 | MILLWORK-02920PV495NM | 0.495 | 0.495 | N/A | N/A | N/A | RI | Cranston | RI | The Narragansett Electric Company
| NO RESOURCE | 44023 | WRTA-01608PV75QF | 0.075 | 0.075 | N/A | N/A | N/A | MA | Worcester | WMA | Massachusetts Electric Company
| NO RESOURCE | 46294 | LAWRENCE 1-01840PV100NM | 0.1 | 0.1 | N/A | N/A | N/A | MA | Lawrence | CMA/NEMA | Massachusetts Electric Company
| NO RESOURCE | 46295 | LAWRENCE 2-01840PV100NM | 0.1 | 0.1 | N/A | N/A | N/A | MA | Lawrence | CMA/NEMA | Massachusetts Electric Company
| NO RESOURCE | 46479 | CANTON_MIDDLE_SCHOOL_2013 | 0.225 | 0.225 | N/A | N/A | N/A | MA | Canton | SEMA | NSTAR Electric Company
| NO RESOURCE | 46480 | CEDAR_SOLAR1_2411 | 0.085 | 0.085 | N/A | N/A | N/A | MA | Dorchester | BOSTON | NSTAR Electric Company
| NO RESOURCE | 46481 | TOWN_OF_MARSHFIELD_1865 | 3 | 3 | N/A | N/A | N/A | MA | Marshfield | SEMA | NSTAR Electric Company
| NO RESOURCE | 46482 | NEWBEDFORD_DPI_1843_1844 | 3.5 | 3.5 | N/A | N/A | N/A | MA | East Freetown | SEMA | NSTAR Electric Company
| NO RESOURCE | 46483 | MILFORD INDUSTRIAL-0175PV82NM | 0.082 | 0.082 | N/A | N/A | N/A | MA | Milford | RI | Massachusetts Electric Company
| NO RESOURCE | 46539 | BCC SEA QALIBC-01854PV66NM | 0.066 | 0.066 | N/A | N/A | N/A | MA | Lowell | CMA/NEMA | Massachusetts Electric Company
| NO RESOURCE | 46540 | NPP DEVELOPMENT-02035PV62NM | 0.062 | 0.062 | N/A | N/A | N/A | MA | Foxboro | RI | Massachusetts Electric Company
| NO RESOURCE | 46569 | NUGEN NCMC (PV) | 1 | 1 | N/A | N/A | N/A | MA | Lunenburg | WMA | Fitchburg Gas & Electric Light Company
| NO RESOURCE | 46570 | NUGEN LUN (PV) | 2.5 | 2.5 | N/A | N/A | N/A | MA | Lunenburg | WMA | Fitchburg Gas & Electric Light Company
| NO RESOURCE | 46647 | BLUEWAVE CAPITAL-02769PV1000NM | 1 | 1 | N/A | N/A | N/A | MA | Rehoboth | RI | Massachusetts Electric Company
| NO RESOURCE | 46691 | CORNERSTONE-01057PV3000NM | 3 | 3 | N/A | N/A | N/A | MA | Monson | WMA | Massachusetts Electric Company
| NO RESOURCE | 46717 | EAST BAY-02915PV70NM | 0.07 | 0.07 | N/A | N/A | N/A | RI | East Providence | RI | The Narragansett Electric Company
| NO RESOURCE | 46733 | TKS SOLAR-02301PV180NM | 0.18 | 0.18 | N/A | N/A | N/A | MA | Brockton | SEMA | Massachusetts Electric Company
| NO RESOURCE | 46913 | WOONSOCKET-02895PV190DG | 0.19 | 0.19 | N/A | N/A | N/A | RI | Woonsocket | RI | The Narragansett Electric Company
| NO RESOURCE | 46917 | NEWPORT VINEYARDS-02882PV50DG | 0.05 | 0.05 | N/A | N/A | N/A | RI | Middletown | SEMA | The Narragansett Electric Company
| NO RESOURCE | 46926 | STILLWATER-02917PV56DG | 0.056 | 0.056 | N/A | N/A | N/A | RI | Smithfield | RI | The Narragansett Electric Company
| NO RESOURCE | 46948 | MILFORD IND-01757PV170NM | 0.17 | 0.17 | N/A | N/A | N/A | MA | Milford | RI | Massachusetts Electric Company
| NO RESOURCE | 46949 | NEW SALEM-01452PV675NM | 0.675 | 0.675 | N/A | N/A | N/A | MA | Hubbardston | WMA | Massachusetts Electric Company
| NO RESOURCE | 46951 | OAKFIELD WIND | 135.5 | 135.5 | N/A | N/A | N/A | ME | Oakfield | BHE | Evergreen Wind Power II, LLC
| NO RESOURCE | 46952 | TOWN OF WENDELL-01876PV260NM | 0.26 | 0.26 | N/A | N/A | N/A | MA | Tewksbury | CMA/NEMA | Massachusetts Electric Company
| NO RESOURCE | 46992 | RIN LOGISTICS-02720PV1500NM | 1.5 | 1.5 | N/A | N/A | N/A | MA | Fall River | SEMA | Massachusetts Electric Company
| NO RESOURCE | 46998 | STEERE ELECTRIC-02814PV72DG | 0.072 | 0.072 | N/A | N/A | N/A | RI | Chepachet | RI | The Narragansett Electric Company
| NO RESOURCE | 47061 | WHITTIER FARMS-01590PV114NM | 0.114 | 0.114 | N/A | N/A | N/A | MA | Sutton | CMA/NEMA | Massachusetts Electric Company
| NO RESOURCE | 47095 | MILFORD IND PLAZA-01757PV170NM | 0.17 | 0.17 | N/A | N/A | N/A | MA | Milford | RI | Massachusetts Electric Company
| NO RESOURCE | 47265 | LMP FRANKLIN-02038PV490NM | 0.49 | 0.49 | N/A | N/A | N/A | MA | Franklin | RI | Massachusetts Electric Company
| NO RESOURCE | 47281 | SWANSEA MALL-02777PV260QF | 0.26 | 0.26 | N/A | N/A | N/A | MA | Swansea | RI | Massachusetts Electric Company
| NO RESOURCE | 47283 | NATIONAL MARKER-02896PV186NM | 0.186 | 0.186 | N/A | N/A | N/A | RI | North Smithfield | RI | The Narragansett Electric Company
| NO RESOURCE | 47284 | LARRY LUNDIN-02333PV180NM | 0.18 | 0.18 | N/A | N/A | N/A | MA | East Bridgewater | SEMA | Massachusetts Electric Company
| NO RESOURCE | 47311 | PETERBOROUGH WWTF PV | 0.75 | 0.75 | N/A | N/A | N/A | NH | Peterborough | NH | Public Service Company of New Hampshire
| NO RESOURCE | 47391 | CHELMSFORD DPW-01824PV335NM | 0.335 | 0.335 | N/A | N/A | N/A | MA | Chelmsford | CMA/NEMA | Massachusetts Electric Company
| NO RESOURCE | 47392 | MCCARTHY SCHOOL-01824PV300NM | 0.3 | 0.3 | N/A | N/A | N/A | MA | Chelmsford | CMA/NEMA | Massachusetts Electric Company
| NO RESOURCE | 47393 | HARRINGTON SCHOOL-01824PV295NM | 0.295 | 0.295 | N/A | N/A | N/A | MA | North Chelmsford | CMA/NEMA | Massachusetts Electric Company
| NO RESOURCE | 47399 | NM-BWC ORIGINATION | 0.833 | 0.833 | N/A | N/A | N/A | MA | Hadley | WMA | NSTAR Electric Company
| NO RESOURCE | 47407 | NM-LYNN EDWARDS | 0.095 | 0.095 | N/A | N/A | N/A | MA | Hadley | WMA | NSTAR Electric Company
| NO RESOURCE | 47410 | CHELMSFORD HIGH-01824PV225NM | 0.225 | 0.225 | N/A | N/A | N/A | MA | North Chelmsford | CMA/NEMA | Massachusetts Electric Company
| NO RESOURCE | 47411 | PARKER SCHOOL-01824PV225NM | 0.225 | 0.225 | N/A | N/A | N/A | MA | Chelmsford | CMA/NEMA | Massachusetts Electric Company
| NO RESOURCE | 47412 | BYAM SCHOOL-01824-PV225NM | 0.225 | 0.225 | N/A | N/A | N/A | MA | Chelmsford | CMA/NEMA | Massachusetts Electric Company
| NO RESOURCE | 47420 | NM-TOWN OF LONGMEADOW | 3.34 | 3.34 | N/A | N/A | N/A | MA | Tolland | WMA | NSTAR Electric Company
| NO RESOURCE | 47421 | NM-TOWN OF ASHFIELD | 2.5 | 2.5 | N/A | N/A | N/A | MA | Hadley | WMA | NSTAR Electric Company
| NO RESOURCE | 47422 | NM-UMASS AMHERST | 2 | 2 | N/A | N/A | N/A | MA | Whately | WMA | NSTAR Electric Company
| NO RESOURCE | 47455 | BROCKTON WALMART-02301PV252QF | 0.252 | 0.252 | N/A | N/A | N/A | MA | Brockton | SEMA | Massachusetts Electric Company
| NO RESOURCE | 47477 | TOWN OF WAREHAM 2155 | 4.75 | 4.75 | N/A | N/A | N/A | MA | Plymouth | SEMA | NSTAR Electric Company
| NO RESOURCE | 47484 | TOWN OF DARTMOUTH 1924 | 2.75 | 2.75 | N/A | N/A | N/A | MA | Dartmouth | SEMA | NSTAR Electric Company
| NO RESOURCE | 47485 | TOWN OF DARTMOUTH 1925 | 4 | 4 | N/A | N/A | N/A | MA | Dartmouth | SEMA | NSTAR Electric Company
| NO RESOURCE | 47486 | PLAINVILLE GAMING-02762PV615QF | 0.615 | 0.615 | N/A | N/A | N/A | MA | Plainville | RI | Massachusetts Electric Company
| NO RESOURCE | 47530 | SEEKONK WALMART-02771PV230QF | 0.23 | 0.23 | N/A | N/A | N/A | MA | Seekonk | RI | Massachusetts Electric Company
| NO RESOURCE | 47731 | 245 RIVER STREET PLACE LLC | 0.4 | 0.4 | N/A | N/A | N/A | MA | Fitchburg | WMA | Fitchburg Gas & Electric Light Company
| NO RESOURCE | 47749 | UI RCP BGPT PV | 2.2 | 2.2 | N/A | N/A | N/A | CT | Bridgeport | SWCT | United Illuminating Company, The
| NO RESOURCE | 47752 | AMPERSAND BROOKLYN DAM HYDRO | 0.6 | 0.6 | N/A | N/A | N/A | NH | Northumberland | NH | Public Service Company of New Hampshire
| NO RESOURCE | 47836 | QUABBIN WIRE-01082PV70NM | 0.07 | 0.07 | N/A | N/A | N/A | MA | Ware | WMA | Massachusetts Electric Company
| NO RESOURCE | 47837 | QUABBIN WIRE-01082PV224NM | 0.224 | 0.224 | N/A | N/A | N/A | MA | Ware | WMA | Massachusetts Electric Company
| NO RESOURCE | 47838 | GOODING FAMILY-02302PV250NM | 0.25 | 0.25 | N/A | N/A | N/A | MA | Brockton | SEMA | Massachusetts Electric Company
| NO RESOURCE | 47954 | WINN SOLAR THREE-01841PV115NM | 0.115 | 0.115 | N/A | N/A | N/A | MA | Lawrence | CMA/NEMA | Massachusetts Electric Company
| NO RESOURCE | 47955 | BELLINGHAM PLAZA-02019PV198QF | 0.198 | 0.198 | N/A | N/A | N/A | MA | Bellingham | RI | Massachusetts Electric Company
| NO RESOURCE | 47959 | ZORENA-01590PV100NM | 0.1 | 0.1 | N/A | N/A | N/A | MA | Sutton | CMA/NEMA | Massachusetts Electric Company
| NO RESOURCE | 47985 | DENNISON LUBRICANT01607PV308QF | 0.308 | 0.308 | N/A | N/A | N/A | MA | Worcester | CMA/NEMA | Massachusetts Electric Company
| NO RESOURCE | 47991 | SOLTERRA LLC SOLAR PROJECT | 16.53 | 16.53 | N/A | N/A | N/A | MA | Spencer | WMA | Clearway Power Marketing LLC
| NO RESOURCE | 47992 | BREAKAWAY ICE-01876PV120NM | 0.12 | 0.12 | N/A | N/A | N/A | MA | Tewksbury | BOSTON | Massachusetts Electric Company
| NO RESOURCE | 47993 | 217 EAST RD SOLAR-01220PV996NM | 0.996 | 0.996 | N/A | N/A | N/A | MA | Adams | WMA | Massachusetts Electric Company
| NO RESOURCE | 48022 | WINN SOLAR THREE-01852PV120NM | 0.12 | 0.12 | N/A | N/A | N/A | MA | Lowell | CMA/NEMA | Massachusetts Electric Company
| NO RESOURCE | 48081 | APOLLO SOLAR-01876PV268NM | 0.268 | 0.268 | N/A | N/A | N/A | MA | Tewksbury | CMA/NEMA | Massachusetts Electric Company
| NO RESOURCE | 48082 | HANCOCK WIND | 51 | 51 | N/A | N/A | N/A | ME | Hancock County | BHE | Hancock Wind, LLC
| NO RESOURCE | 48166 | MAYBURY01028SOLAR250NM | 0.25 | 0.25 | N/A | N/A | N/A | MA | East Longmeadow | WMA | Massachusetts Electric Company
| NO RESOURCE | 48167 | RANDOLP & BALDWIN-01432PV80QF | 0.08 | 0.08 | N/A | N/A | N/A | MA | Ayer | CMA/NEMA | Massachusetts Electric Company
| NO RESOURCE | 48177 | PARKRIDGE-01835PV92.4NM | 0.092 | 0.092 | N/A | N/A | N/A | MA | Haverhill | BOSTON | Massachusetts Electric Company
| NO RESOURCE | 48178 | PLAINVILLE TARGET-02762PV414QF | 0.414 | 0.414 | N/A | N/A | N/A | MA | Plainville | RI | Massachusetts Electric Company
| NO RESOURCE | 48205 | GENERAL WOODWKNG2-01851PV100NM | 0.1 | 0.1 | N/A | N/A | N/A | MA | Lowell | CMA/NEMA | Massachusetts Electric Company
| NO RESOURCE | 48206 | GENERAL WOODWKNG1-01851PV224NM | 0.224 | 0.224 | N/A | N/A | N/A | MA | Lowell | CMA/NEMA | Massachusetts Electric Company
| NO RESOURCE | 48221 | 146 SUPPLY CTR-01527PV98NM | 0.098 | 0.098 | N/A | N/A | N/A | MA | Millbury | CMA/NEMA | Massachusetts Electric Company
| NO RESOURCE | 48225 | SWANSEA TARGET-02777PV483QF | 0.483 | 0.483 | N/A | N/A | N/A | MA | Swansea | RI | Massachusetts Electric Company
| NO RESOURCE | 48226 | UXBRIDGE PRO STGE-01569PV265QF | 0.265 | 0.265 | N/A | N/A | N/A | MA | Uxbridge | RI | Massachusetts Electric Company
| NO RESOURCE | 48239 | CYN OIL CORP-02072PV100NM | 0.1 | 0.1 | N/A | N/A | N/A | MA | Stoughton | SEMA | Massachusetts Electric Company
| NO RESOURCE | 48249 | WORC BURNCOAT-01606PV252QF | 0.252 | 0.252 | N/A | N/A | N/A | MA | Worcester | CMA/NEMA | Massachusetts Electric Company
| NO RESOURCE | 48250 | WORC FOREST GROVE-01605PV87QF | 0.087 | 0.087 | N/A | N/A | N/A | MA | Worcester | CMA/NEMA | Massachusetts Electric Company
| NO RESOURCE | 48321 | WORC CHANDLER-01602PV100QF | 0.1 | 0.1 | N/A | N/A | N/A | MA | Worcester | CMA/NEMA | Massachusetts Electric Company
| NO RESOURCE | 48400 | SOMERSET SCHOOL-02726PV240NM | 0.24 | 0.24 | N/A | N/A | N/A | MA | Somerset | RI | Massachusetts Electric Company
| NO RESOURCE | 48401 | EVERSOURCE PV N2123 | 0.121 | 0.121 | N/A | N/A | N/A | NH | Londonderry | NH | Public Service Company of New Hampshire
| NO RESOURCE | 48402 | MERCURY WIRE-01562PV224NM | 0.224 | 0.224 | N/A | N/A | N/A | MA | Spencer | CMA/NEMA | Massachusetts Electric Company
| NO RESOURCE | 48403 | FACILITY MGT CORP-01747PV200NM | 0.2 | 0.2 | N/A | N/A | N/A | MA | Hopedale | RI | Massachusetts Electric Company
| NO RESOURCE | 48406 | HERRICKS INC-01364PV112NM | 0.112 | 0.112 | N/A | N/A | N/A | MA | Orange | WMA | Massachusetts Electric Company
| NO RESOURCE | 48407 | ENRIGHT LLC-01879PV300NM | 0.3 | 0.3 | N/A | N/A | N/A | MA | Tyngsboro | CMA/NEMA | Massachusetts Electric Company
| NO RESOURCE | 48426 | 19 POND RD LLC-01930PV200NM | 0.2 | 0.2 | N/A | N/A | N/A | MA | Gloucester | BOSTON | Massachusetts Electric Company
| NO RESOURCE | 48588 | SOLARCITY CORP-01096PV2266NM | 2.266 | 2.266 | N/A | N/A | N/A | MA | Williamsburg | WMA | Massachusetts Electric Company
| NO RESOURCE | 48643 | DURHAM PV N3524 | 0.504 | 0.504 | N/A | N/A | N/A | NH | Lee | NH | Public Service Company of New Hampshire
| NO RESOURCE | 48645 | PISGAH MOUNTAIN WIND | 9.075 | 9.075 | N/A | N/A | N/A | ME | Clifton | BHE | SWEB Development USA, LLC
| NO RESOURCE | 48651 | TRINITY EMS-01853PV64.8QF | 0.065 | 0.065 | N/A | N/A | N/A | MA | Lowell | CMA/NEMA | Massachusetts Electric Company
| NO RESOURCE | 48659 | MILTON PV N3084 | 0.75 | 0.75 | N/A | N/A | N/A | NH | Milton | NH | Public Service Company of New Hampshire
| NO RESOURCE | 48665 | IMPERIAL DELTAH-02914PV264NM | 0.264 | 0.264 | N/A | N/A | N/A | RI | East Providence | RI | The Narragansett Electric Company
| NO RESOURCE | 48675 | HARBOR02324PV2967NM | 2.967 | 2.967 | N/A | N/A | N/A | MA | Bridgewater | SEMA | Massachusetts Electric Company
| NO RESOURCE | 48694 | MERCURY (198)-01543PV2000NM | 2 | 2 | N/A | N/A | N/A | MA | Rutland | WMA | Massachusetts Electric Company
| NO RESOURCE | 48697 | MCI TELECOM-01507PV772.8QF | 0.772 | 0.772 | N/A | N/A | N/A | MA | Charlton | WMA | Massachusetts Electric Company
| NO RESOURCE | 48722 | BURTON VILLAGE-01452PV96QF | 0.096 | 0.096 | N/A | N/A | N/A | MA | Hubbardston | CMA/NEMA | Massachusetts Electric Company
| NO RESOURCE | 48723 | INDEPENDENCE2575-02072PV1725NM | 1.725 | 1.725 | N/A | N/A | N/A | MA | Stoughton | SEMA | Massachusetts Electric Company
| NO RESOURCE | 48747 | BRAUNSEXPRESS-01747PV164NM | 0.164 | 0.164 | N/A | N/A | N/A | MA | Hopedale | RI | Massachusetts Electric Company
| NO RESOURCE | 48750 | BLUEWAVE 8861-01540PV1500NM | 1.5 | 1.5 | N/A | N/A | N/A | MA | Oxford | WMA | Massachusetts Electric Company
| NO RESOURCE | 48758 | CEDEV.MEETINGST-02905PV75NM | 0.075 | 0.075 | N/A | N/A | N/A | RI | Providence | RI | The Narragansett Electric Company
| NO RESOURCE | 48787 | KNIGHT FARM-02828PV70NM | 0.07 | 0.07 | N/A | N/A | N/A | RI | Greenville | RI | The Narragansett Electric Company
| NO RESOURCE | 48788 | HOWLANDASS.-02865PV136NM | 0.136 | 0.136 | N/A | N/A | N/A | RI | Lincoln | RI | The Narragansett Electric Company
| NO RESOURCE | 48811 | ALVES238E.MAINRD-02842PV86.4NM | 0.086 | 0.086 | N/A | N/A | N/A | RI | Middletown | RI | The Narragansett Electric Company
| NO RESOURCE | 48824 | KJA PROPERTIES-02842PV63NM | 0.063 | 0.063 | N/A | N/A | N/A | RI | Middletown | SEMA | The Narragansett Electric Company
| NO RESOURCE | 48828 | WINNSOLARWATERST-01604PV75.6NM | 0.076 | 0.076 | N/A | N/A | N/A | MA | Worcester | CMA/NEMA | Massachusetts Electric Company
| NO RESOURCE | 48858 | 530MAINSTR.E.LLC-01510PV183NM | 0.183 | 0.183 | N/A | N/A | N/A | MA | Clinton | CMA/NEMA | Massachusetts Electric Company
| NO RESOURCE | 48863 | WESTBOROTENNIS-01510PV486QF | 0.486 | 0.486 | N/A | N/A | N/A | MA | Westborough | CMA/NEMA | Massachusetts Electric Company
| NO RESOURCE | 48874 | CLARKUNIVERSITY-01610PV140QF | 0.14 | 0.14 | N/A | N/A | N/A | MA | Worcester | WMA | Massachusetts Electric Company
| NO RESOURCE | 48879 | WAREHAM_MA1_LLC_ID1972361 | 2 | 2 | N/A | N/A | N/A | MA | Wareham | SEMA | NSTAR Electric Company
| NO RESOURCE | 48880 | TOWN_OF_MASHPEE_ID2049 | 1.5 | 1.5 | N/A | N/A | N/A | MA | Mashpee | SEMA | NSTAR Electric Company
| NO RESOURCE | 48881 | CITY_OF_NEWBEDFORD_ID1939 | 1.5 | 1.5 | N/A | N/A | N/A | MA | New Bedford | SEMA | NSTAR Electric Company
| NO RESOURCE | 48883 | TOWN_OF_DENNIS_ID1712 | 2.499 | 2.499 | N/A | N/A | N/A | MA | Dennis | SEMA | NSTAR Electric Company
| NO RESOURCE | 48885 | UMASS_DARTMOUTH_ID1849 | 4.5 | 4.5 | N/A | N/A | N/A | MA | East Freetown | SEMA | NSTAR Electric Company
| NO RESOURCE | 48886 | TOWN_OF_SANDWICH_ID2043 | 3.5 | 3.5 | N/A | N/A | N/A | MA | Sandwich | SEMA | NSTAR Electric Company
| NO RESOURCE | 48887 | PLYMOUTH_PUB_SCHS_ID1895 | 2.9 | 2.9 | N/A | N/A | N/A | MA | East Freetown | SEMA | NSTAR Electric Company
| NO RESOURCE | 48888 | TOWN_OF_DENNIS_ID2115 | 2.499 | 2.499 | N/A | N/A | N/A | MA | Dennis | SEMA | NSTAR Electric Company
| NO RESOURCE | 48913 | VALLEYST.MILL-02909PV98NM | 0.098 | 0.098 | N/A | N/A | N/A | RI | Providence | RI | The Narragansett Electric Company
| NO RESOURCE | 49001 | NEXAMPFACTORYST-02893PV384NM | 0.384 | 0.384 | N/A | N/A | N/A | RI | West Warwick | RI | The Narragansett Electric Company
| NO RESOURCE | 49010 | ROCHESTER PV N3365 | 0.5 | 0.5 | N/A | N/A | N/A | NH | Rochester | NH | Public Service Company of New Hampshire
| NO RESOURCE | 49063 | TOWN_OF_MEDWAY_ID1972386 | 4.5 | 4.5 | N/A | N/A | N/A | MA | Carver | SEMA | NSTAR Electric Company
| NO RESOURCE | 49064 | TOWN_OF_WESTON_ID2055868 | 1.795 | 1.795 | N/A | N/A | N/A | MA | Weston | BOSTON | NSTAR Electric Company
| NO RESOURCE | 49065 | DOVER PV N3015 | 0.267 | 0.267 | N/A | N/A | N/A | NH | Dover | NH | Public Service Company of New Hampshire
| NO RESOURCE | 49070 | TOWN_OF_NEEDHAM_ID1989732 | 3.12 | 3.12 | N/A | N/A | N/A | MA | Needham | BOSTON | NSTAR Electric Company
| NO RESOURCE | 49073 | CES_TIHONET_SOLAR_ID2350 | 1 | 1 | N/A | N/A | N/A | MA | Wareham | SEMA | NSTAR Electric Company
| NO RESOURCE | 49074 | WAREHAM_FIRE_DISTRICT_ID2128 | 0.583 | 0.583 | N/A | N/A | N/A | MA | Wareham | SEMA | NSTAR Electric Company
| NO RESOURCE | 49075 | TOPEKA_SOLAR1_ID2191 | 1 | 1 | N/A | N/A | N/A | MA | Assonet/Freetown | SEMA | NSTAR Electric Company
| NO RESOURCE | 49076 | MASSDOT_ID1977739 | 0.5 | 0.5 | N/A | N/A | N/A | MA | Plymouth | SEMA | NSTAR Electric Company
| NO RESOURCE | 49077 | IGS_SOLARLLC_ID2094068 | 0.3 | 0.3 | N/A | N/A | N/A | MA | Dennis | SEMA | NSTAR Electric Company
| NO RESOURCE | 49078 | BWC_ORIGIN_FAIRHAVEN_ID1964211 | 0.75 | 0.75 | N/A | N/A | N/A | MA | Fairhaven | SEMA | NSTAR Electric Company
| NO RESOURCE | 49081 | TOWN_OF_DUXBURY_ID2143 | 0.5 | 0.5 | N/A | N/A | N/A | MA | Duxbury | SEMA | NSTAR Electric Company
| NO RESOURCE | 49082 | GLC_ACUSHNET_ID1819 | 1 | 1 | N/A | N/A | N/A | MA | Carver | SEMA | NSTAR Electric Company
| NO RESOURCE | 49083 | TOWN_OF_CHILMARK_ID1981127 | 0.173 | 0.173 | N/A | N/A | N/A | MA | Chilmark | SEMA | NSTAR Electric Company
| NO RESOURCE | 49086 | BRALEY_ROAD_SOLAR4_ID1896 | 1 | 1 | N/A | N/A | N/A | MA | East Freetown | SEMA | NSTAR Electric Company
| NO RESOURCE | 49087 | SIPPICAN_COMM_SOLAR_ID2029145 | 0.783 | 0.783 | N/A | N/A | N/A | MA | Marion | SEMA | NSTAR Electric Company
| NO RESOURCE | 49094 | FRIENDS_ACADEMY_ID2326 | 0.134 | 0.134 | N/A | N/A | N/A | MA | Dartmouth | SEMA | NSTAR Electric Company
| NO RESOURCE | 49096 | MCCARTHY_PROPERTIES_ID2077939 | 0.2 | 0.2 | N/A | N/A | N/A | MA | West Wareham | SEMA | NSTAR Electric Company
| NO RESOURCE | 49097 | 815_MAIN_ST_SOLARLLC_ID2077567 | 0.13 | 0.13 | N/A | N/A | N/A | MA | Wareham | SEMA | NSTAR Electric Company
| NO RESOURCE | 49197 | SHREDKING-02343PV180NM | 0.18 | 0.18 | N/A | N/A | N/A | MA | Holbrook | SEMA | Massachusetts Electric Company
| NO RESOURCE | 49241 | DINO'SPARK&SHOP-02814PV196RE | 0.196 | 0.196 | N/A | N/A | Cleared Capacity | RI | Chepachet | RI | The Narragansett Electric Company
| NO RESOURCE | 49252 | BUXTONRDSOLARLLC-01569PV1000NM | 1 | 1 | N/A | N/A | N/A | MA | Uxbridge | RI | Massachusetts Electric Company
| NO RESOURCE | 49253 | VIRGINIOSARDINIA-01757PV270QF | 0.27 | 0.27 | N/A | N/A | N/A | MA | Milford | RI | Massachusetts Electric Company
| NO RESOURCE | 49255 | CONWELLSEMINARY-01982PV187QF | 0.187 | 0.187 | N/A | N/A | N/A | MA | South Hamilton | BOSTON | Massachusetts Electric Company
| NO RESOURCE | 49260 | USFLUIDS-01028PV110QF | 0.11 | 0.11 | N/A | N/A | N/A | MA | East Longmeadow | WMA | Massachusetts Electric Company
| NO RESOURCE | 49276 | ROCKY'SELONGMEADOW-01028PV86QF | 0.086 | 0.086 | N/A | N/A | N/A | MA | East Longmeadow | WMA | Massachusetts Electric Company
| NO RESOURCE | 49289 | FUREYROOFINGCO-02888PV29NM | 0.029 | 0.029 | N/A | N/A | N/A | RI | Warwick | RI | The Narragansett Electric Company
| NO RESOURCE | 49292 | NATCOPRODUCTS-02893PV375NM | 0.375 | 0.375 | N/A | N/A | N/A | RI | West Warwick | RI | The Narragansett Electric Company
| NO RESOURCE | 49324 | PITTSFIELD SOLAR | 9.9 | 9.9 | N/A | N/A | N/A | ME | Pittsfield | ME | Cianbro Energy, LLC
| NO RESOURCE | 49328 | MILLREALTYTRUST-02370PV86QF | 0.086 | 0.086 | N/A | N/A | N/A | MA | Rockland | SEMA | Massachusetts Electric Company
| NO RESOURCE | 49331 | SHALOMHOUSING-02886WT100NM | 0.1 | 0.1 | N/A | N/A | N/A | RI | Warwick | RI | The Narragansett Electric Company
| NO RESOURCE | 49354 | SEAVIEWINNLLC-02842PV180NM | 0.18 | 0.18 | N/A | N/A | N/A | RI | Middletown | SEMA | The Narragansett Electric Company
| NO RESOURCE | 49359 | MILFORDGERIATRIC-01757PV225QF | 0.225 | 0.225 | N/A | N/A | N/A | MA | Milford | RI | Massachusetts Electric Company
| NO RESOURCE | 49361 | CROMWELLVENTURES-02907PV69NM | 0.069 | 0.069 | N/A | N/A | N/A | RI | Providence | RI | The Narragansett Electric Company
| NO RESOURCE | 49371 | ECASOLARAFF.INT.-01453PV2800QF | 2.8 | 2.8 | N/A | N/A | N/A | MA | Leominster | CMA/NEMA | Massachusetts Electric Company
| NO RESOURCE | 49376 | SYNC.STILLRIVER-01740PV1980NM | 1.98 | 1.98 | N/A | N/A | N/A | MA | Bolton | CMA/NEMA | Massachusetts Electric Company
| NO RESOURCE | 49398 | MADBURY PV N5466 | 0.222 | 0.222 | N/A | N/A | N/A | NH | Madbury | NH | Public Service Company of New Hampshire
| NO RESOURCE | 49399 | PORTSMOUTH PV N5465A | 0.108 | 0.108 | N/A | N/A | N/A | NH | Portsmouth | NH | Public Service Company of New Hampshire
| NO RESOURCE | 49400 | PORTSMOUTH PV N5465 | 0.144 | 0.144 | N/A | N/A | N/A | NH | Portsmouth | NH | Public Service Company of New Hampshire
| NO RESOURCE | 49401 | ROCHESTER PV N5486 | 0.2 | 0.2 | N/A | N/A | N/A | NH | Rochester | NH | Public Service Company of New Hampshire
| NO RESOURCE | 49402 | NASHUA PV N5606 | 0.833 | 0.833 | N/A | N/A | N/A | NH | Nashua | VT | Public Service Company of New Hampshire
| NO RESOURCE | 49404 | PKPROPERTIES-02914PV120NM | 0.12 | 0.12 | N/A | N/A | N/A | RI | East Providence | RI | The Narragansett Electric Company
| NO RESOURCE | 49405 | SFP&L HYDRO | 0.189 | 0.189 | N/A | N/A | N/A | NH | Rochester | NH | Public Service Company of New Hampshire
| NO RESOURCE | 49409 | GMHMIL.HOUSING-02842PV612NM | 0.612 | 0.612 | N/A | N/A | N/A | RI | Middletown | SEMA | The Narragansett Electric Company
| NO RESOURCE | 49411 | NBC COV WIND | 4.5 | 4.5 | N/A | N/A | N/A | RI | Coventry | RI | Green Development, LLC
| NO RESOURCE | 49412 | W WARWICK COV WIND | 4.5 | 4.5 | N/A | N/A | N/A | RI | Coventry | RI | Green Development, LLC
| NO RESOURCE | 49413 | WED COV WIND | 6 | 6 | N/A | N/A | N/A | RI | Coventry | RI | Green Development, LLC
| NO RESOURCE | 49414 | LUCY'SHEARTH-02842PV29NM | 0.029 | 0.029 | N/A | N/A | N/A | RI | Middletown | SEMA | The Narragansett Electric Company
| NO RESOURCE | 49427 | ANWELT APTS PV | 0.185 | 0.185 | N/A | N/A | N/A | MA | Fitchburg | WMA | Fitchburg Gas & Electric Light Company
| NO RESOURCE | 49428 | REM.PUBLICATION-01028PV73QF | 0.073 | 0.073 | N/A | N/A | N/A | MA | East Longmeadow | WMA | Massachusetts Electric Company
| NO RESOURCE | 49512 | SCHNEIDERELECF-01801PV143QF | 0.143 | 0.143 | N/A | N/A | N/A | MA | Andover | CMA/NEMA | Massachusetts Electric Company
| NO RESOURCE | 49513 | SCHNEIDERELECA&B-01810PV161QF | 0.161 | 0.161 | N/A | N/A | N/A | MA | Andover | CMA/NEMA | Massachusetts Electric Company
| NO RESOURCE | 49637 | EQUITYINDUSTRIAL-02301PV998NM | 0.998 | 0.998 | N/A | N/A | N/A | MA | Brockton | SEMA | Massachusetts Electric Company
| NO RESOURCE | 49669 | OUTLANDRENEWABLE-01562PV3000NM | 3 | 3 | N/A | N/A | N/A | MA | Spencer | WMA | Massachusetts Electric Company
| NO RESOURCE | 49689 | PELHAMAVEREALTY-01844PV120QF | 0.12 | 0.12 | N/A | N/A | N/A | MA | Methuen | BOSTON | Massachusetts Electric Company
| NO RESOURCE | 49693 | LOWER VILLAGE | 1.4 | 1.4 | N/A | N/A | Historic Capability | NH | Claremont | NH | Green Mountain Power Corporation
| NO RESOURCE | 49695 | 225 INDUSTRIAL RD SOLAR | 0.488 | 0.488 | N/A | N/A | N/A | MA | Fitchburg | WMA | Fitchburg Gas & Electric Light Company
| NO RESOURCE | 49768 | AQUIDNECKCUSTOM-02809PV28NM | 0.028 | 0.028 | N/A | N/A | N/A | RI | Bristol | RI | The Narragansett Electric Company
| NO RESOURCE | 49863 | STERGISALUMINUM-02703PV250QF | 0.25 | 0.25 | N/A | N/A | N/A | MA | Attleboro | RI | Massachusetts Electric Company
| NO RESOURCE | 49867 | GIDEONLLC-02189PV428NM | 0.428 | 0.428 | N/A | N/A | N/A | MA | Weymouth | SEMA | Massachusetts Electric Company
| NO RESOURCE | 49930 | FINEEDGETOOL-02703PV72QF | 0.072 | 0.072 | N/A | N/A | N/A | MA | Attleboro | RI | Massachusetts Electric Company
| NO RESOURCE | 49931 | KEARSARGEBELL.-02019PV3108NM | 3.108 | 3.108 | N/A | N/A | N/A | MA | Bellingham | RI | Massachusetts Electric Company
| NO RESOURCE | 50001 | SHEACONCRETE-01913PV80QF | 0.08 | 0.08 | N/A | N/A | N/A | MA | Amesbury | BOSTON | Massachusetts Electric Company
| NO RESOURCE | 50002 | CURRYHARDWARE-02339PV84QF | 0.084 | 0.084 | N/A | N/A | N/A | MA | Hanover | SEMA | Massachusetts Electric Company
| NO RESOURCE | 50048 | UNICORRPACKAGING-01752PV480QF | 0.48 | 0.48 | N/A | N/A | N/A | MA | Marlborough | CMA/NEMA | Massachusetts Electric Company
| NO RESOURCE | 50057 | ORBITENERGY-02919PV3200DG | 3.2 | 3.2 | N/A | N/A | N/A | RI | Johnston | RI | The Narragansett Electric Company
| NO RESOURCE | 50060 | QUALITYDRIVELLC-02865PV1116NM | 1.116 | 1.116 | N/A | N/A | N/A | RI | Lincoln | RI | The Narragansett Electric Company
| NO RESOURCE | 50073 | BRISTOLBUFFETLLC-02809PV46NM | 0.046 | 0.046 | N/A | N/A | N/A | RI | Bristol | RI | The Narragansett Electric Company
| NO RESOURCE | 50078 | EMBRACELOANS#25-02842PV133NM | 0.133 | 0.133 | N/A | N/A | N/A | RI | Middletown | SEMA | The Narragansett Electric Company
| NO RESOURCE | 50087 | RGCMILLWESTBLDG36-01845PV108QF | 0.108 | 0.108 | N/A | N/A | N/A | MA | North Andover | BOSTON | Massachusetts Electric Company
| NO RESOURCE | 50088 | RICANNONBLDG-02904PV40NM | 0.04 | 0.04 | N/A | N/A | N/A | RI | Providence | RI | The Narragansett Electric Company
| NO RESOURCE | 50120 | MWRAFISHHATCHERY-01082PV65NM | 0.065 | 0.065 | N/A | N/A | N/A | MA | Ware | WMA | Massachusetts Electric Company
| NO RESOURCE | 50129 | GRANITE&MARBLEINC-01507PV100QF | 0.1 | 0.1 | N/A | N/A | N/A | MA | Charlton | WMA | Massachusetts Electric Company
| NO RESOURCE | 50133 | TUFTSUNIVERSITY-01536PV2000NM | 2 | 2 | N/A | N/A | N/A | MA | North Grafton | CMA/NEMA | Massachusetts Electric Company
| NO RESOURCE | 50169 | WESTMINSTERSOLAR-01473PV450NM | 0.45 | 0.45 | N/A | N/A | N/A | MA | Westminster | WMA | Massachusetts Electric Company
| NO RESOURCE | 50185 | CECSOLAR#1063-02379PV1656NM | 1.656 | 1.656 | N/A | N/A | N/A | MA | West Bridgewater | SEMA | Massachusetts Electric Company
| NO RESOURCE | 50197 | ARDENJEWELRY-02919PV108NM | 0.108 | 0.108 | N/A | N/A | N/A | RI | Johnston | RI | The Narragansett Electric Company
| NO RESOURCE | 50202 | WORC.LANDFILL#2-01602PV2100NM | 2.1 | 2.1 | N/A | N/A | N/A | MA | Worcester | CMA/NEMA | Massachusetts Electric Company
| NO RESOURCE | 50213 | UPTONSOLARLLC213-01568PV1000NM | 1 | 1 | N/A | N/A | N/A | MA | Upton | RI | Massachusetts Electric Company
| NO RESOURCE | 50215 | UPTONSOLARLLC#2-01568PV1000NM | 1 | 1 | N/A | N/A | N/A | MA | Upton | RI | Massachusetts Electric Company
| NO RESOURCE | 50223 | COV.SCHOOL-SOLECT-02816PV100NM | 0.1 | 0.1 | N/A | N/A | N/A | RI | Coventry | RI | The Narragansett Electric Company
| NO RESOURCE | 50230 | EMBRACELOANS110-02842PV133NM | 0.133 | 0.133 | N/A | N/A | N/A | RI | Middletown | SEMA | The Narragansett Electric Company
| NO RESOURCE | 50232 | AAANORTHEASTLNC-02915PV150NM | 0.15 | 0.15 | N/A | N/A | N/A | RI | Riverside | RI | The Narragansett Electric Company
| NO RESOURCE | 50462 | CASSIOPEIA SOLAR | 1.848 | 1.848 | N/A | N/A | N/A | MA | Ashby | WMA | Fitchburg Gas & Electric Light Company
| NO RESOURCE | 50525 | AYERSOLARLLCI-01432PV864NM | 0.864 | 0.864 | N/A | N/A | N/A | MA | Ayer | CMA/NEMA | Massachusetts Electric Company
| NO RESOURCE | 50574 | LODESTARSOLAR-01230PV1000NM | 1 | 1 | N/A | N/A | N/A | MA | Great Barrington | WMA | Massachusetts Electric Company
| NO RESOURCE | 50590 | CLARKUNIV.CHP-01610CHP2000QF | 2 | 2 | N/A | N/A | N/A | MA | Worcester | WMA | Massachusetts Electric Company
| NO RESOURCE | 50593 | CHERRYVALLEYSLR-01524PV1000NM | 1 | 1 | N/A | N/A | N/A | MA | Leicester | WMA | Massachusetts Electric Company
| NO RESOURCE | 50594 | MILLSCOFFEEROAST-02905PV37.8NM | 0.038 | 0.038 | N/A | N/A | N/A | RI | Providence | RI | The Narragansett Electric Company
| NO RESOURCE | 50595 | FAIRGROUNDSREALTY-02892PV144NM | 0.144 | 0.144 | N/A | N/A | N/A | RI | West Kingston | RI | The Narragansett Electric Company
| NO RESOURCE | 50598 | EPPING PV N3455 | 0.56 | 0.56 | N/A | N/A | N/A | NH | Epping | NH | Public Service Company of New Hampshire
| NO RESOURCE | 50607 | COMMUNITY HEALTH CONN INC (PV) | 0.168 | 0.168 | N/A | N/A | N/A | MA | Fitchburg | WMA | Fitchburg Gas & Electric Light Company
| NO RESOURCE | 50610 | BWCWADINGRIVER-01756PV1000NM | 1 | 1 | N/A | N/A | N/A | MA | Mendon | RI | Massachusetts Electric Company
| NO RESOURCE | 50613 | BWCPROVIDENCEST-01756PV1000NM | 1 | 1 | N/A | N/A | N/A | MA | Mendon | RI | Massachusetts Electric Company
| NO RESOURCE | 50617 | HOUSATONICSOLAR1-01266PV2000NM | 2 | 2 | N/A | N/A | N/A | MA | West Stockbridge | WMA | Massachusetts Electric Company
| NO RESOURCE | 50626 | WARWICKPOULTRY-02908PV252NM | 0.252 | 0.252 | N/A | N/A | N/A | RI | Providence | RI | The Narragansett Electric Company
| NO RESOURCE | 50628 | BWCTHAYERRD-01756PV1000NM | 1 | 1 | N/A | N/A | N/A | MA | Mendon | RI | Massachusetts Electric Company
| NO RESOURCE | 50630 | TIM'S FABRICATORS (PV) | 0.113 | 0.113 | N/A | N/A | N/A | MA | Fitchburg | WMA | Fitchburg Gas & Electric Light Company
| NO RESOURCE | 50637 | PLAINFIELD II WIND | 3 | 3 | N/A | N/A | N/A | RI | Johnston | RI | Green Development, LLC
| NO RESOURCE | 50638 | PLAINFIELD I WIND | 3 | 3 | N/A | N/A | N/A | RI | Johnston | RI | Green Development, LLC
| NO RESOURCE | 50639 | GREEN HILL WIND | 3 | 3 | N/A | N/A | N/A | RI | Johnston | RI | Green Development, LLC
| NO RESOURCE | 50640 | PLAINFIELD III WIND | 3 | 3 | N/A | N/A | N/A | RI | Johnston | RI | Green Development, LLC
| NO RESOURCE | 50641 | SHUN III WIND | 3 | 3 | N/A | N/A | N/A | RI | Johnston | RI | Green Development, LLC
| NO RESOURCE | 50642 | SHUN II WIND | 3 | 3 | N/A | N/A | N/A | RI | Johnston | RI | Green Development, LLC
| NO RESOURCE | 50643 | SHUN I WIND | 3 | 3 | N/A | N/A | N/A | RI | Johnston | RI | Green Development, LLC
| NO RESOURCE | 50645 | NRG_COMM_HOST_ID2137495 | 1.86 | 1.86 | N/A | N/A | N/A | MA | Carver | SEMA | NSTAR Electric Company
| NO RESOURCE | 50649 | CEC_SOLAR_1114_ID2093189 | 1.692 | 1.692 | N/A | N/A | N/A | MA | Fairhaven | SEMA | NSTAR Electric Company
| NO RESOURCE | 50654 | WESTPORT_MA1-2_LLC_ID2068650 | 2.55 | 2.55 | N/A | N/A | N/A | MA | Westport | SEMA | NSTAR Electric Company
| NO RESOURCE | 50655 | CEC_SOLAR_1040-1041_ID2020238 | 1.57 | 1.57 | N/A | N/A | N/A | MA | Kingston | SEMA | NSTAR Electric Company
| NO RESOURCE | 50659 | THE_BOG_LLC_ID2117310 | 0.48 | 0.48 | N/A | N/A | N/A | MA | Kingston | SEMA | NSTAR Electric Company
| NO RESOURCE | 50670 | CARVER_MA_1_LLC_ID2108025 | 2 | 2 | N/A | N/A | N/A | MA | Carver | SEMA | NSTAR Electric Company
| NO RESOURCE | 50693 | 195LIBERTYSTRLTY-02301PV259NM | 0.259 | 0.259 | N/A | N/A | N/A | MA | Brockton | SEMA | Massachusetts Electric Company
| NO RESOURCE | 50695 | LENOXWILLOWCRK-01240PV606NM | 0.606 | 0.606 | N/A | N/A | N/A | MA | Lenox | WMA | Massachusetts Electric Company
| NO RESOURCE | 50699 | KAMMANFOOD-02169PV466.2QF | 0.466 | 0.466 | N/A | N/A | N/A | MA | Quincy | SEMA | Massachusetts Electric Company
| NO RESOURCE | 50700 | KLEARVU-02720PV180NM | 0.18 | 0.18 | N/A | N/A | N/A | MA | Fall River | SEMA | Massachusetts Electric Company
| NO RESOURCE | 50710 | ISMSOLARDIGHTON2-02715PV2000NM | 2 | 2 | N/A | N/A | N/A | MA | Dighton | SEMA | Massachusetts Electric Company
| NO RESOURCE | 50721 | SUNEDISONGRAFTON-01519PV1000NM | 1 | 1 | N/A | N/A | N/A | MA | Grafton | CMA/NEMA | Massachusetts Electric Company
| NO RESOURCE | 50722 | AIRDRAULICENG-02368PV109.3QF | 0.109 | 0.109 | N/A | N/A | N/A | MA | Randolph | SEMA | Massachusetts Electric Company
| NO RESOURCE | 50724 | 276WEYMOUTHST-02370PV166.5QF | 0.166 | 0.166 | N/A | N/A | N/A | MA | Rockland | SEMA | Massachusetts Electric Company
| NO RESOURCE | 50735 | JADEREALTYTRUST-01463PV160QF | 0.16 | 0.16 | N/A | N/A | N/A | MA | Pepperell | CMA/NEMA | Massachusetts Electric Company
| NO RESOURCE | 50737 | WEBSTERSOLAR-01570PV1000NM | 1 | 1 | N/A | N/A | N/A | MA | Webster | WMA | Massachusetts Electric Company
| NO RESOURCE | 50742 | MCCRACKENFINANC-01821PV112QF | 0.112 | 0.112 | N/A | N/A | N/A | MA | Billerica | CMA/NEMA | Massachusetts Electric Company
| NO RESOURCE | 50744 | EASTERNSCHLSOLAR-02356PV189NM | 0.189 | 0.189 | N/A | N/A | N/A | MA | North Easton | SEMA | Massachusetts Electric Company
| NO RESOURCE | 50790 | COHASSESOLARLLC-01550PV1000NM | 1 | 1 | N/A | N/A | N/A | MA | Southbridge | WMA | Massachusetts Electric Company
| NO RESOURCE | 50791 | MILFORD01757SOLAR168NM | 0.168 | 0.168 | N/A | N/A | N/A | MA | Milford | RI | Massachusetts Electric Company
| NO RESOURCE | 50799 | STORAGEUSA741-02919PV86.4NM | 0.09 | 0.09 | N/A | N/A | N/A | RI | Johnston | RI | The Narragansett Electric Company
| NO RESOURCE | 50801 | JJCARDOSI-02915PV69RE | 0.07 | 0.07 | N/A | N/A | N/A | RI | Riverside | RI | The Narragansett Electric Company
| NO RESOURCE | 50804 | THURSTONSAILS-02809PV35NM | 0.035 | 0.035 | N/A | N/A | N/A | RI | Bristol | RI | The Narragansett Electric Company
| NO RESOURCE | 50808 | WORCESTERSCHOOLS-01065PV339QF | 0.339 | 0.339 | N/A | N/A | N/A | MA | Worcester | CMA/NEMA | Massachusetts Electric Company
| NO RESOURCE | 50811 | PROVWATERSUPPLY-02907PV496NM | 0.496 | 0.496 | N/A | N/A | N/A | RI | Providence | RI | The Narragansett Electric Company
| NO RESOURCE | 50812 | 87TOMHARVEYRD-02891PV167NM | 0.167 | 0.167 | N/A | N/A | N/A | RI | Westerly | RI | The Narragansett Electric Company
| NO RESOURCE | 50819 | WEDKINGSTOWNWEST-02898PV1500NM | 1.5 | 1.5 | N/A | N/A | N/A | RI | Richmond | RI | The Narragansett Electric Company
| NO RESOURCE | 50821 | WEDKINGSTOWNEAST-02898PV3000NM | 3 | 3 | N/A | N/A | N/A | RI | Richmond | RI | The Narragansett Electric Company
| NO RESOURCE | 50824 | FOUNDRY01852SOLAR266.400SMAOBC | 0.266 | 0.266 | N/A | N/A | N/A | MA | Lowell | CMA/NEMA | Massachusetts Electric Company
| NO RESOURCE | 50825 | ALTERNATEPWR-02147PV995NM | 0.995 | 0.995 | N/A | N/A | N/A | MA | Clarksburg | WMA | Massachusetts Electric Company
| NO RESOURCE | 50828 | STOFRIPOWERS-02908PV140NM | 0.14 | 0.14 | N/A | N/A | N/A | RI | Providence | RI | The Narragansett Electric Company
| NO RESOURCE | 50834 | GOODINGBUSSPACE-02809PV156RE | 0.156 | 0.156 | N/A | N/A | N/A | RI | Bristol | RI | The Narragansett Electric Company
| NO RESOURCE | 50866 | WAREHAM 1 | 1.4 | 1.4 | N/A | N/A | N/A | MA | Wareham | SEMA | Boston Energy Trading and Marketing LLC
| NO RESOURCE | 50867 | WAREHAM 2 | 1 | 1 | N/A | N/A | N/A | MA | Wareham | SEMA | Boston Energy Trading and Marketing LLC
| NO RESOURCE | 50868 | WAREHAM 3 | 1.4 | 1.4 | N/A | N/A | N/A | MA | Wareham | SEMA | Boston Energy Trading and Marketing LLC
| NO RESOURCE | 50869 | WAREHAM 4 | 4 | 4 | N/A | N/A | N/A | MA | Wareham | SEMA | Boston Energy Trading and Marketing LLC
| NO RESOURCE | 50872 | EXTRASPACESTORAGE-02891PV60NM | 0.058 | 0.058 | N/A | N/A | N/A | RI | Cranston | RI | The Narragansett Electric Company
| NO RESOURCE | 50873 | TRSRLTY01851SOLAR231SMAOBC | 0.231 | 0.231 | N/A | N/A | N/A | MA | Lowell | CMA/NEMA | Massachusetts Electric Company
| NO RESOURCE | 50880 | TOWNOFWESTERLY-02891PV60NM | 0.06 | 0.06 | N/A | N/A | N/A | RI | Westerly | RI | The Narragansett Electric Company
| NO RESOURCE | 50894 | PIERCLEANERS-02879PV35NM | 0.035 | 0.035 | N/A | N/A | N/A | RI | Wakefield | RI | The Narragansett Electric Company
| NO RESOURCE | 50895 | CELLSIGNALTECH-01915PV128NM | 0.128 | 0.128 | N/A | N/A | N/A | MA | Beverly | BOSTON | Massachusetts Electric Company
| NO RESOURCE | 50905 | WFYOUNG-01028PV72QF | 0.072 | 0.072 | N/A | N/A | N/A | MA | East Longmeadow | WMA | Massachusetts Electric Company
| NO RESOURCE | 65817 | VCAINC-01060PV72QF | 0.072 | 0.072 | N/A | N/A | N/A | MA | Northampton | WMA | Massachusetts Electric Company
| NO RESOURCE | 66005 | SHANIX-02920PV46NM | 0.046 | 0.046 | N/A | N/A | N/A | RI | Cranston | RI | The Narragansett Electric Company
| NO RESOURCE | 66076 | HORSESHOEFARM-02891PV46NM | 0.046 | 0.046 | N/A | N/A | N/A | RI | Bradford | RI | The Narragansett Electric Company
| NO RESOURCE | 66078 | 510PVPROJDEV466B-01524PV2000NM | 2 | 2 | N/A | N/A | N/A | MA | Leicester | WMA | Massachusetts Electric Company
| NO RESOURCE | 66096 | CHURCHCOMMHOUSING_02878PV43NM | 0.043 | 0.043 | N/A | N/A | N/A | RI | Tiverton | SEMA | The Narragansett Electric Company
| NO RESOURCE | 66102 | CUMMINGPROP01915PV108SMQF | 0.108 | 0.108 | N/A | N/A | N/A | MA | Beverly | BOSTON | Massachusetts Electric Company
| NO RESOURCE | 66105 | CHOICECOLLISION-02885PM98NM | 0.098 | 0.098 | N/A | N/A | N/A | RI | Warren | RI | The Narragansett Electric Company
| NO RESOURCE | 66106 | AMPMAJOEJENNYLLC_01540PV1500NM | 1.5 | 1.5 | N/A | N/A | N/A | MA | Oxford | WMA | Massachusetts Electric Company
| NO RESOURCE | 66108 | STOFRI353-02903PV58NM | 0.058 | 0.058 | N/A | N/A | N/A | RI | Providence | RI | The Narragansett Electric Company
| NO RESOURCE | 66109 | ANDERSONCLARK01915SLR144SMQF | 0.144 | 0.144 | N/A | N/A | N/A | MA | Beverly | BOSTON | Massachusetts Electric Company
| NO RESOURCE | 66132 | NM-SA NRG COMMUNITY HOST A | 0.996 | 0.996 | N/A | N/A | N/A | MA | Ludlow | WMA | NSTAR Electric Company
| NO RESOURCE | 66133 | NM-SA NRG COMMUNITY HOST B | 0.996 | 0.996 | N/A | N/A | N/A | MA | Ludlow | WMA | NSTAR Electric Company
| NO RESOURCE | 66134 | NM-SA NRG COMMUNITY HOST C | 0.78 | 0.78 | N/A | N/A | N/A | MA | Ludlow | WMA | NSTAR Electric Company
| NO RESOURCE | 66138 | NM-SA LSDP II, LLC | 4.45 | 4.45 | N/A | N/A | N/A | MA | Deerfield | WMA | NSTAR Electric Company
| NO RESOURCE | 66139 | NM-SA ALTERNATE POWER- CLOVER | 1.48 | 1.48 | N/A | N/A | N/A | MA | Pittsfield | WMA | NSTAR Electric Company
| NO RESOURCE | 66150 | HANNAFORD192_01826PV100QF | 0.1 | 0.1 | N/A | N/A | N/A | MA | Dracut | CMA/NEMA | Massachusetts Electric Company
| NO RESOURCE | 66159 | ABINGTONSCHL_02351PV323QF | 0.323 | 0.323 | N/A | N/A | N/A | MA | Abington | SEMA | Massachusetts Electric Company
| NO RESOURCE | 66160 | COMPLETERECYCLE_02720PV240QF | 0.24 | 0.24 | N/A | N/A | N/A | MA | Fall River | SEMA | Massachusetts Electric Company
| NO RESOURCE | 66168 | CHARIHOREGSCHL_02894PV36NM | 0.036 | 0.036 | N/A | N/A | N/A | RI | Wood River Jt | RI | The Narragansett Electric Company
| NO RESOURCE | 66169 | ECAMAINLLC_02301PV540NM | 0.54 | 0.54 | N/A | N/A | N/A | MA | Brockton | SEMA | Massachusetts Electric Company
| NO RESOURCE | 66170 | KBSURFACESLLC_02876PV216NM | 0.216 | 0.216 | N/A | N/A | N/A | RI | North Smithfield | RI | The Narragansett Electric Company
| NO RESOURCE | 66188 | ECAMAINLLC_02072PV650NM | 0.65 | 0.65 | N/A | N/A | N/A | MA | Stoughton | SEMA | Massachusetts Electric Company
| NO RESOURCE | 66199 | CHEPACHETPROF_02814PV46NM | 0.046 | 0.046 | N/A | N/A | N/A | RI | Chepachet | RI | The Narragansett Electric Company
| NO RESOURCE | 66213 | UFPTECH_01950PV200QF | 0.2 | 0.2 | N/A | N/A | N/A | MA | Newburyport | BOSTON | Massachusetts Electric Company
| NO RESOURCE | 66241 | JAMESTOWNFOOD-02835SOLAR56NM | 0.06 | 0.06 | N/A | N/A | N/A | RI | Jamestown | RI | The Narragansett Electric Company
| NO RESOURCE | 66242 | HOME DEPOTMA #2685 - METHUEN | 0.3 | 0.3 | N/A | N/A | N/A | MA | Methuen | BOSTON | Yellow Jacket Energy, LLC
| NO RESOURCE | 66244 | HOME DEPOTMA #2684 - WORCESTER | 0.3 | 0.3 | N/A | N/A | N/A | MA | Worcester | CMA/NEMA | Yellow Jacket Energy, LLC
| NO RESOURCE | 66245 | HOME DEPOTMA #2615 - SEEKONK | 0.3 | 0.3 | N/A | N/A | N/A | MA | Seekonk | RI | Yellow Jacket Energy, LLC
| NO RESOURCE | 66259 | BCPSTOR-02921PV120NM | 0.12 | 0.12 | N/A | N/A | N/A | RI | Cranston | RI | The Narragansett Electric Company
| NO RESOURCE | 66263 | HEALTHALLIANCE-01453CHP1965QF | 1.965 | 1.965 | N/A | N/A | N/A | MA | Leominster | WMA | Massachusetts Electric Company
| NO RESOURCE | 66264 | SUNEDISONRIVERST-01475PV2000NM | 2 | 2 | N/A | N/A | N/A | MA | Winchendon | WMA | Massachusetts Electric Company
| NO RESOURCE | 66284 | 310COMPASSCIRCLE02852-1(MW)NM | 1 | 1 | N/A | N/A | N/A | RI | North Kingstown | RI | The Narragansett Electric Company
| NO RESOURCE | 66285 | BRUCEDIAMOND-02703PV136QF | 0.136 | 0.136 | N/A | N/A | N/A | MA | Attleboro | RI | Massachusetts Electric Company
| NO RESOURCE | 67289 | KEARSARGEWPLAINRD01230PV1920NM | 1.92 | 1.92 | N/A | N/A | N/A | MA | Great Barrington | WMA | Massachusetts Electric Company
| NO RESOURCE | 67295 | BIRD_MACHINE_SOLAR_ID2000815 | 3.45 | 3.45 | N/A | N/A | N/A | MA | South Walpole | SEMA | NSTAR Electric Company
| NO RESOURCE | 67297 | INDIANRUN_02879PV225NM | 0.225 | 0.225 | N/A | N/A | N/A | RI | Wakefield | RI | The Narragansett Electric Company
| NO RESOURCE | 67298 | ECONOXGRPARCADIA_02832PV154RE | 0.154 | 0.154 | N/A | N/A | N/A | RI | Hope Valley | RI | The Narragansett Electric Company
| NO RESOURCE | 67359 | MAELECPHASE3_01331PV200QF | 0.2 | 0.2 | N/A | N/A | N/A | MA | Athol | WMA | Massachusetts Electric Company
| NO RESOURCE | 67360 | NM-SA PITTSFIELD HOUSING PV | 3.3 | 3.3 | N/A | N/A | N/A | MA | Pittsfield | WMA | NSTAR Electric Company
| NO RESOURCE | 67364 | NM-SA CITY OF PITTSFIELD SOLAR | 2.34 | 2.34 | N/A | N/A | N/A | MA | Pittsfield | WMA | NSTAR Electric Company
| NO RESOURCE | 67395 | NEWGENDEV_01527PV1000NM | 1 | 1 | N/A | N/A | N/A | MA | Millbury | CMA/NEMA | Massachusetts Electric Company
| NO RESOURCE | 67396 | NM-SA HATFIELD RENEWABLES PV | 1.89 | 1.89 | N/A | N/A | N/A | MA | Hatfield | WMA | NSTAR Electric Company
| NO RESOURCE | 67404 | AMERICANCAPITOL01843SOLAR349NM | 0.349 | 0.349 | N/A | N/A | N/A | MA | Lawrence | CMA/NEMA | Massachusetts Electric Company
| NO RESOURCE | 67405 | NRGWAUWINETRD01005SOLAR960NM | 0.96 | 0.96 | N/A | N/A | N/A | MA | Barre | WMA | Massachusetts Electric Company
| NO RESOURCE | 67412 | PEACEDALEMILLS02879SOLAR216NM | 0.216 | 0.216 | N/A | N/A | N/A | RI | South Kingstown | RI | The Narragansett Electric Company
| NO RESOURCE | 67413 | ECONOXKENYONLN02833SOLAR216RE | 0.216 | 0.216 | N/A | N/A | N/A | RI | Ashaway | RI | The Narragansett Electric Company
| NO RESOURCE | 67414 | TOWNOFGRAFTON01569SOLAR1872NM | 1.872 | 1.872 | N/A | N/A | N/A | MA | Uxbridge | RI | Massachusetts Electric Company
| NO RESOURCE | 67431 | SOUTHERNSKY02886SOLAR4992NM | 4.992 | 4.992 | N/A | N/A | N/A | RI | Warwick | RI | The Narragansett Electric Company
| NO RESOURCE | 67433 | CITYOFNEWTON_ID2148462 | 1.671 | 1.671 | N/A | N/A | N/A | MA | Auburndale | BOSTON | NSTAR Electric Company
| NO RESOURCE | 67438 | SOUTHERNSKY02904SOLAR2100NM | 2.1 | 2.1 | N/A | N/A | N/A | RI | North Providence | RI | The Narragansett Electric Company
| NO RESOURCE | 67439 | FINLAYEXTRACT02852SOLAR133.2NM | 0.133 | 0.133 | N/A | N/A | N/A | RI | North Kingstown | RI | The Narragansett Electric Company
| NO RESOURCE | 67441 | FRAMINGHAMHOUSEAUTH_ID2052252 | 2.413 | 2.413 | N/A | N/A | N/A | MA | Ashland | BOSTON | NSTAR Electric Company
| NO RESOURCE | 67442 | UMASSBOSTON_ID1990011 | 3 | 3 | N/A | N/A | N/A | MA | Hyde Park | BOSTON | NSTAR Electric Company
| NO RESOURCE | 67446 | STATEOFRI02920SOLAR84NM | 0.084 | 0.084 | N/A | N/A | N/A | RI | Cranston | RI | The Narragansett Electric Company
| NO RESOURCE | 67448 | ECONOX02892SOLAR216RE | 0.216 | 0.216 | N/A | N/A | N/A | RI | West Kingston | RI | The Narragansett Electric Company
| NO RESOURCE | 67459 | MANCHESTERSCL01944SOLAR144QF | 0.144 | 0.144 | N/A | N/A | N/A | MA | Manchester | BOSTON | Massachusetts Electric Company
| NO RESOURCE | 67460 | ECONOX02833SOLAR216RE | 0.216 | 0.216 | N/A | N/A | N/A | RI | Hope Valley | RI | The Narragansett Electric Company
| NO RESOURCE | 67462 | NM-SA ALTERNATE POWER-MAPLE | 1.988 | 1.988 | N/A | N/A | N/A | MA | Hinsdale | WMA | NSTAR Electric Company
| NO RESOURCE | 67463 | NM-SA TOWN OF OTIS | 1.5 | 1.5 | N/A | N/A | N/A | MA | Deerfield | WMA | NSTAR Electric Company
| NO RESOURCE | 67476 | KANESELFST01752SLRSMAOBC | 0.11 | 0.11 | N/A | N/A | N/A | MA | Marlborough | CMA/NEMA | Massachusetts Electric Company
| NO RESOURCE | 67477 | GRAFTONSEWER01560SOLAR225QF | 0.225 | 0.225 | N/A | N/A | N/A | MA | South Grafton | RI | Massachusetts Electric Company
| NO RESOURCE | 67478 | LAURELLNREC02892SOLAR106.4NM | 0.106 | 0.106 | N/A | N/A | N/A | RI | West Kingston | RI | The Narragansett Electric Company
| NO RESOURCE | 67479 | BWCHMLTNBRK02790SLR3500SMTAOBC | 3.5 | 3.5 | N/A | N/A | N/A | MA | Westport | SEMA | Massachusetts Electric Company
| NO RESOURCE | 67487 | CASCO BAY ENERGY STORAGE_GEN | 16.2 | 16.2 | N/A | N/A | N/A | ME | Yarmouth | SME | NextEra Energy Marketing, LLC
| NO RESOURCE | 67499 | STATEOFRI328_01752SOLAR43.2NM | 0.043 | 0.043 | N/A | N/A | N/A | RI | Warwick | RI | The Narragansett Electric Company
| NO RESOURCE | 67533 | 150BLACKSTONERVR01607SLR1992NM | 1.992 | 1.992 | N/A | N/A | N/A | MA | Worcester | CMA/NEMA | Massachusetts Electric Company
| NO RESOURCE | 67536 | SOUTHERNSKY_01607PV780NM | 0.78 | 0.78 | N/A | N/A | N/A | RI | Warwick | RI | The Narragansett Electric Company
| NO RESOURCE | 67537 | CLEANFOOTPRINT1475SOLAR3100NM | 3.1 | 3.1 | N/A | N/A | N/A | MA | Winchendon | WMA | Massachusetts Electric Company
| NO RESOURCE | 67541 | WESTWOOD SOLAR PV FACILITY | 0.302 | 0.302 | N/A | N/A | Cleared Capacity | MA | Westwood | SEMA | NSTAR Electric Company
| NO RESOURCE | 67547 | BWCCTRIVR02790SOLAR2375SMTAOBC | 2.375 | 2.375 | N/A | N/A | N/A | MA | Westport | SEMA | Massachusetts Electric Company
| NO RESOURCE | 67548 | BWCHAMILTONBRK02790SOLAR1000NM | 1 | 1 | N/A | N/A | N/A | MA | Westport | SEMA | Massachusetts Electric Company
| NO RESOURCE | 67550 | D&PLIQUORS02808SOLAR40NM | 0.04 | 0.04 | N/A | N/A | N/A | RI | Bradford | RI | The Narragansett Electric Company
| NO RESOURCE | 67553 | HOUSATONICSLR102919SOLAR3000NM | 3 | 3 | N/A | N/A | N/A | RI | Johnston | RI | The Narragansett Electric Company
| NO RESOURCE | 67555 | SANDBERGENT02830SOLAR196RE | 0.196 | 0.196 | N/A | N/A | N/A | RI | Mapleville | RI | The Narragansett Electric Company
| NO RESOURCE | 67557 | FOSTERRNBLS02857SOLAR780RE | 0.78 | 0.78 | N/A | N/A | N/A | RI | North Scituate | RI | The Narragansett Electric Company
| NO RESOURCE | 67559 | GRANITESTRG02891SOLAR99.9NM | 0.099 | 0.099 | N/A | N/A | N/A | RI | Westerly | RI | The Narragansett Electric Company
| NO RESOURCE | 67563 | ECONOXSWITCHRD02832SOLAR216RE | 0.216 | 0.216 | N/A | N/A | N/A | RI | Hope Valley | RI | The Narragansett Electric Company
| NO RESOURCE | 67564 | OCEANSTVET02818SOLAR105.3NM | 0.105 | 0.105 | N/A | N/A | N/A | RI | East Greenwich | RI | The Narragansett Electric Company
| NO RESOURCE | 67565 | BANKOFNEWPORT02842SOLAR300NM | 0.3 | 0.3 | N/A | N/A | N/A | RI | Middletown | SEMA | The Narragansett Electric Company
| NO RESOURCE | 67566 | MERRIMACK PV D1123 | 2.4 | 2.4 | N/A | N/A | N/A | NH | Merrimack | NH | Public Service Company of New Hampshire
| NO RESOURCE | 67568 | CLEANFOOTPRINT2_01506SOLR480NM | 0.48 | 0.48 | N/A | N/A | N/A | MA | Brookfield | WMA | Massachusetts Electric Company
| NO RESOURCE | 67569 | HUDSONDSGNGRP-01845PV300NM | 0.3 | 0.3 | N/A | N/A | N/A | MA | North Andover | BOSTON | Massachusetts Electric Company
| NO RESOURCE | 67570 | RIVERVALLEYSCH01950SOLAR86.4NM | 0.086 | 0.086 | N/A | N/A | N/A | MA | Newburyport | BOSTON | Massachusetts Electric Company
| NO RESOURCE | 67571 | CLEANFOOTPRINT01506SOLAR480NM | 0.48 | 0.48 | N/A | N/A | N/A | MA | Brookfield | WMA | Massachusetts Electric Company
| NO RESOURCE | 67574 | BARNSTABLE HSG AUTH ID2038192 | 4.5 | 4.5 | N/A | N/A | N/A | MA | Mattapoisett | SEMA | NSTAR Electric Company
| NO RESOURCE | 67575 | NB_REALTY01532SOLAR72QF | 0.072 | 0.072 | N/A | N/A | N/A | MA | Northborough | CMA/NEMA | Massachusetts Electric Company
| NO RESOURCE | 67576 | UMASSMEMORIAL01605CHP2649QF | 2.649 | 2.649 | N/A | N/A | N/A | MA | Worcester | CMA/NEMA | Massachusetts Electric Company
| NO RESOURCE | 67578 | SW MA SOLAR LLC ID2129908 | 1.25 | 1.25 | N/A | N/A | N/A | MA | Framingham | BOSTON | NSTAR Electric Company
| NO RESOURCE | 67579 | CITY OF CAMBRIDGE ID2105436 | 2.28 | 2.28 | N/A | N/A | N/A | MA | South Boston | BOSTON | NSTAR Electric Company
| NO RESOURCE | 67580 | AES ENERGY SOLUTIONS ID2061451 | 1.95 | 1.95 | N/A | N/A | N/A | MA | Walpole | SEMA | NSTAR Electric Company
| NO RESOURCE | 67581 | CITY OF WOBURN ID2064809 | 2.64 | 2.64 | N/A | N/A | N/A | MA | Woburn | BOSTON | NSTAR Electric Company
| NO RESOURCE | 67583 | KEENE PV T0454 | 0.487 | 0.487 | N/A | N/A | N/A | NH | Keene | VT | Public Service Company of New Hampshire
| NO RESOURCE | 67584 | MASSAMERICA02149SLR133.2SMAOBC | 0.133 | 0.133 | N/A | N/A | N/A | MA | Everett | BOSTON | Massachusetts Electric Company
| NO RESOURCE | 67586 | WASHBURNRDSOLARLLC_ID2113074 | 1.98 | 1.98 | N/A | N/A | N/A | MA | East Freetown | SEMA | NSTAR Electric Company
| NO RESOURCE | 67595 | HANOVERWATER-02339WIND250NM | 0.25 | 0.25 | N/A | N/A | N/A | MA | Hanover | SEMA | Massachusetts Electric Company
| NO RESOURCE | 67606 | NSMITHFIELDSLR02896SLR1250NM | 1.25 | 1.25 | N/A | N/A | N/A | RI | North Smithfield | RI | The Narragansett Electric Company
| NO RESOURCE | 67615 | FORBESSTSLRLL_02915SOLAR2990RE | 2.99 | 2.99 | N/A | N/A | N/A | RI | Riverside | RI | The Narragansett Electric Company
| NO RESOURCE | 67628 | SUNNECTIVITY01379SOLAR1000NM | 1 | 1 | N/A | N/A | N/A | MA | Wendell | WMA | Massachusetts Electric Company
| NO RESOURCE | 67630 | BARDEN02857SOLAR27.2NM | 0.027 | 0.027 | N/A | N/A | N/A | RI | North Scituate | RI | The Narragansett Electric Company
| NO RESOURCE | 67638 | CRDMETALWRKS01053SOLAR248QF | 0.248 | 0.248 | N/A | N/A | N/A | MA | Leeds | WMA | Massachusetts Electric Company
| NO RESOURCE | 67640 | NRGCOMMHOSTB-C-D_ID2096227 | 3.912 | 3.912 | N/A | N/A | N/A | MA | Plymouth | SEMA | NSTAR Electric Company
| NO RESOURCE | 67653 | NRGCOMMHOST1-2-3_ID2065453 | 4.95 | 4.95 | N/A | N/A | N/A | MA | Plympton | SEMA | NSTAR Electric Company
| NO RESOURCE | 67654 | HERRESHOFF02809SOLAR43.2NM | 0.043 | 0.043 | N/A | N/A | N/A | RI | Bristol | RI | The Narragansett Electric Company
| NO RESOURCE | 67655 | SIMONSROCK01230SOLAR304QF | 0.304 | 0.304 | N/A | N/A | N/A | MA | Great Barrington | WMA | Massachusetts Electric Company
| NO RESOURCE | 67684 | SOUTHERNSKY1_02919SOLAR1200NM | 1.2 | 1.2 | N/A | N/A | N/A | RI | Johnston | RI | The Narragansett Electric Company
| NO RESOURCE | 67685 | SOUTHRNSKY2_02919SOLAR1620NM | 1.62 | 1.62 | N/A | N/A | N/A | RI | Johnston | RI | The Narragansett Electric Company
| NO RESOURCE | 67689 | GREENDVLPMT02865SOLAR3000NM | 3 | 3 | N/A | N/A | N/A | RI | Lincoln | RI | The Narragansett Electric Company
| NO RESOURCE | 67690 | SOLECT02809SOLAR48.8RE | 0.049 | 0.049 | N/A | N/A | N/A | RI | Bristol | RI | The Narragansett Electric Company
| NO RESOURCE | 67692 | NORTHEASTSLR02333SOLAR72AOBC | 0.072 | 0.072 | N/A | N/A | N/A | MA | East Bridgewater | SEMA | Massachusetts Electric Company
| NO RESOURCE | 67696 | NM SHARONHSGAUTH1981_ID2100653 | 2.25 | 2.25 | N/A | N/A | N/A | MA | Dartmouth | SEMA | NSTAR Electric Company
| NO RESOURCE | 67699 | NM WESPORTMA3LLC_ID2061122 | 2 | 2 | N/A | N/A | N/A | MA | Westport | SEMA | NSTAR Electric Company
| NO RESOURCE | 67704 | NM TOWNOFFALMOUTH_ID2024739 | 3 | 3 | N/A | N/A | N/A | MA | Hatchville | SEMA | NSTAR Electric Company
| NO RESOURCE | 67716 | TGDEVELOPERLLC02917SOLAR80RE | 0.08 | 0.08 | N/A | N/A | N/A | RI | Smithfield | RI | The Narragansett Electric Company
| NO RESOURCE | 67717 | SOUTHCOUNTY02892SOLAR66.6NM | 0.067 | 0.067 | N/A | N/A | N/A | RI | West Kingston | RI | The Narragansett Electric Company
| NO RESOURCE | 67723 | GUIDOSFRSHMKT01824SOLARR275NM | 0.275 | 0.275 | N/A | N/A | N/A | MA | Great Barrington | WMA | Massachusetts Electric Company
| NO RESOURCE | 67730 | LEONARDLSREAL01915SOLAR150QF | 0.15 | 0.15 | N/A | N/A | N/A | MA | Worcester | CMA/NEMA | Massachusetts Electric Company
| NO RESOURCE | 67786 | SUNRAISE01824SLR330SMAOBC | 0.33 | 0.33 | N/A | N/A | N/A | MA | Chelmsford | CMA/NEMA | Massachusetts Electric Company
| NO RESOURCE | 67793 | RICHMONDSLR1_02894SOLAR4005NM | 4.005 | 4.005 | N/A | N/A | N/A | RI | Wood River Jt | RI | The Narragansett Electric Company
| NO RESOURCE | 67794 | RICHMONDSLR1_02894SOLAR675RE | 0.675 | 0.675 | N/A | N/A | N/A | RI | Wood River Jt | RI | The Narragansett Electric Company
| NO RESOURCE | 67795 | OXFORDLTDRES02905SOLAR43.2RE | 0.043 | 0.043 | N/A | N/A | N/A | RI | Providence | RI | The Narragansett Electric Company
| NO RESOURCE | 67800 | HILLSBOROUGH PV N3085 | 0.664 | 0.664 | N/A | N/A | N/A | NH | Hillsborough | NH | Public Service Company of New Hampshire
| NO RESOURCE | 67802 | NSMITHFIELDSOLR02896SOLAR750RE | 0.75 | 0.75 | N/A | N/A | N/A | RI | North Smithfield | RI | The Narragansett Electric Company
| NO RESOURCE | 67804 | ARKLAND02860SOLAR30NM | 0.03 | 0.03 | N/A | N/A | N/A | RI | Pawtucket | RI | The Narragansett Electric Company
| NO RESOURCE | 67805 | CITYOFHAVERHILL01821SOLAR288NM | 0.288 | 0.288 | N/A | N/A | N/A | MA | Billerica | CMA/NEMA | Massachusetts Electric Company
| NO RESOURCE | 67816 | NM CITY OF CAMBRIDGE_ID2124992 | 0.96 | 0.96 | N/A | N/A | N/A | MA | Dedham | BOSTON | NSTAR Electric Company
| NO RESOURCE | 67817 | YMCA02148SOLAR150SMQF | 0.15 | 0.15 | N/A | N/A | N/A | MA | Malden | BOSTON | Massachusetts Electric Company
| NO RESOURCE | 67836 | 207HPLLC02871SOLAR198RE | 0.198 | 0.198 | N/A | N/A | N/A | RI | Portsmouth | SEMA | The Narragansett Electric Company
| NO RESOURCE | 67853 | COVENTRYSOLAR02827SOLAR780RE | 0.78 | 0.78 | N/A | N/A | Cleared Capacity | RI | Greene | RI | The Narragansett Electric Company
| NO RESOURCE | 67919 | STATEOFRI2809SOLAR50NM | 0.05 | 0.05 | N/A | N/A | N/A | RI | Bristol | RI | The Narragansett Electric Company
| NO RESOURCE | 67952 | SOLECTENERGY02809SOLAR40.25RE | 0.043 | 0.043 | N/A | N/A | N/A | RI | Bristol | RI | The Narragansett Electric Company
| NO RESOURCE | 68009 | NM MILLIS MA 1 LLC_ID2072811 | 1.002 | 1.002 | N/A | N/A | N/A | MA | Millis | RI | NSTAR Electric Company
| NO RESOURCE | 68029 | NM NRG COMMUNITY_ID2203698 | 1.98 | 1.98 | N/A | N/A | N/A | MA | Hopkinton | RI | NSTAR Electric Company
| NO RESOURCE | 68034 | NM NRG COMM HOST LLC_ID2108032 | 3.984 | 3.984 | N/A | N/A | N/A | MA | East Freetown | SEMA | NSTAR Electric Company
| NO RESOURCE | 68083 | SUNRAISEDEV01842SOLAR396QF | 0.396 | 0.396 | N/A | N/A | N/A | MA | Chelmsford | CMA/NEMA | Massachusetts Electric Company
| NO RESOURCE | 68111 | SOLECTENERGY02809SOLAR48RE | 0.048 | 0.048 | N/A | N/A | N/A | RI | Bristol | RI | The Narragansett Electric Company
| NO RESOURCE | 68118 | OLIARILLC02324SLR200SMQF | 0.2 | 0.2 | N/A | N/A | N/A | MA | Bridgewater | SEMA | Massachusetts Electric Company
| NO RESOURCE | 68120 | SOLECTENERGY02809SOLAR57.5RE | 0.058 | 0.058 | N/A | N/A | N/A | RI | Bristol | RI | The Narragansett Electric Company
| NO RESOURCE | 68121 | SHAWFARM012836SOLAR240SMQF | 0.24 | 0.24 | N/A | N/A | N/A | MA | Dracut | CMA/NEMA | Massachusetts Electric Company
| NO RESOURCE | 68175 | RESOURCECAP01904SLR66.6SMNM | 0.066 | 0.066 | N/A | N/A | N/A | MA | Lynn | BOSTON | Massachusetts Electric Company
| NO RESOURCE | 68182 | JERRYSPAINT02882SOLAR26.88NM | 0.027 | 0.027 | N/A | N/A | N/A | RI | Narragansett | RI | The Narragansett Electric Company
| NO RESOURCE | 68184 | WALMARTEAST02852SOLAR360NM | 0.36 | 0.36 | N/A | N/A | N/A | RI | North Kingstown | RI | The Narragansett Electric Company
| NO RESOURCE | 68189 | BAYCOAST02878SOLAR26.4NM | 0.026 | 0.026 | N/A | N/A | N/A | RI | Tiverton | SEMA | The Narragansett Electric Company
| NO RESOURCE | 68191 | HERRICK&WHITE02864SOLAR187NM | 0.187 | 0.187 | N/A | N/A | N/A | RI | Cumberland | RI | The Narragansett Electric Company
| NO RESOURCE | 68192 | LSDP12LLC01072SOLAR4500AOBC | 4.5 | 4.5 | N/A | N/A | N/A | MA | Shutesbury | WMA | Massachusetts Electric Company
| NO RESOURCE | 68194 | SOLECTENERGY02766SOLAR998NM | 0.998 | 0.998 | N/A | N/A | N/A | MA | Norton | RI | Massachusetts Electric Company
| NO RESOURCE | 68196 | MILLBURYMA01527SOLAR1000NM | 1 | 1 | N/A | N/A | N/A | MA | Millbury | CMA/NEMA | Massachusetts Electric Company
| NO RESOURCE | 68214 | RALCOLND02895SOLAR120NM | 0.12 | 0.12 | N/A | N/A | N/A | RI | Woonsocket | RI | The Narragansett Electric Company
| NO RESOURCE | 68215 | DYNAMICENGY01032SOLAR3995SMQF | 3.995 | 3.995 | N/A | N/A | N/A | MA | Goshen | WMA | Massachusetts Electric Company
| NO RESOURCE | 68218 | NATREALTY02914SOLAR500RE | 0.216 | 0.216 | N/A | N/A | N/A | RI | East Providence | RI | The Narragansett Electric Company
| NO RESOURCE | 68219 | TARGSTORET140401569SOLAR462RE | 0.462 | 0.462 | N/A | N/A | Cleared Capacity | RI | Smithfield | RI | The Narragansett Electric Company
| NO RESOURCE | 68259 | ECONGRPINC02875SOLAR200RE | 0.2 | 0.2 | N/A | N/A | N/A | RI | Richmond | RI | The Narragansett Electric Company
| NO RESOURCE | 68260 | 270 ELECTRIC AVENUE REALTY | 0.24 | 0.24 | N/A | N/A | N/A | MA | Lunenburg | WMA | Fitchburg Gas & Electric Light Company
| NO RESOURCE | 68267 | HANNAFORD01331SOLAR240QF | 0.24 | 0.24 | N/A | N/A | N/A | MA | Athol | WMA | Massachusetts Electric Company
| NO RESOURCE | 68268 | NUMONEINS01757SLR106.6SMQF | 0.107 | 0.107 | N/A | N/A | N/A | MA | Milford | RI | Massachusetts Electric Company
| NO RESOURCE | 68269 | HILLTOPSELF01560SOLAR250SMQF | 0.25 | 0.25 | N/A | N/A | N/A | MA | South Grafton | RI | Massachusetts Electric Company
| NO RESOURCE | 68270 | BAKEFORDPROP02852SOLAR30 | 0.03 | 0.03 | N/A | N/A | N/A | RI | North Kingstown | RI | The Narragansett Electric Company
| NO RESOURCE | 68295 | NM NBEDFORD HSG AUTH_ID2116312 | 1.98 | 1.98 | N/A | N/A | N/A | MA | Carver | SEMA | NSTAR Electric Company
| NO RESOURCE | 68306 | PETERJENCKS02809SOLAR50RE | 0.05 | 0.05 | N/A | N/A | N/A | RI | Bristol | RI | The Narragansett Electric Company
| NO RESOURCE | 68308 | WARDHILL01835SOLAR250SMQF | 0.25 | 0.25 | N/A | N/A | N/A | MA | Haverhill | BOSTON | Massachusetts Electric Company
| NO RESOURCE | 68309 | CAPTONAPART02919SOLAR2010NM | 2.01 | 2.01 | N/A | N/A | N/A | RI | Johnston | RI | The Narragansett Electric Company
| NO RESOURCE | 68311 | SMTROMPROP02804SOLAR99.9RE | 0.1 | 0.1 | N/A | N/A | N/A | RI | Ashaway | RI | The Narragansett Electric Company
| NO RESOURCE | 68313 | ISMSOLARDEV02839SOLAR2540NM | 2.54 | 2.54 | N/A | N/A | N/A | RI | Mapleville | RI | The Narragansett Electric Company
| NO RESOURCE | 68323 | NEXAMPLLC01543SOLAR2230SMQF | 2 | 2 | N/A | N/A | N/A | MA | Rutland | WMA | Massachusetts Electric Company
| NO RESOURCE | 68332 | MANCHAUG01590SOLARSMQF250 | 0.25 | 0.25 | N/A | N/A | N/A | MA | Sutton | RI | Massachusetts Electric Company
| NO RESOURCE | 68333 | JHDAVISLLC02860SOLARNM37.8 | 0.037 | 0.037 | N/A | N/A | N/A | RI | Pawtucket | RI | The Narragansett Electric Company
| NO RESOURCE | 68341 | JPMCARI02914SOLAR144RE | 0.144 | 0.144 | N/A | N/A | N/A | RI | East Providence | RI | The Narragansett Electric Company
| NO RESOURCE | 68343 | BELLAENERGY02864SOLAR852RE | 0.852 | 0.852 | N/A | N/A | N/A | RI | Cumberland | RI | The Narragansett Electric Company
| NO RESOURCE | 68344 | 510PVPROJDEV01069SOLAR3468SMQF | 3.468 | 3.468 | N/A | N/A | N/A | MA | Palmer | WMA | Massachusetts Electric Company
| NO RESOURCE | 68356 | TRAWLWORKS02882SOLAR35.4RE | 0.033 | 0.033 | N/A | N/A | N/A | RI | Narragansett | RI | The Narragansett Electric Company
| NO RESOURCE | 68360 | SOLECTHALEST01830SOLAR150SMQF | 0.15 | 0.15 | N/A | N/A | N/A | MA | Haverhill | BOSTON | Massachusetts Electric Company
| NO RESOURCE | 68361 | WALMART0288SOLAR360NM | 0.36 | 0.36 | N/A | N/A | N/A | RI | Warwick | RI | The Narragansett Electric Company
| NO RESOURCE | 68368 | TRINITYAQ01841SOLAR180SMQF | 0.18 | 0.18 | N/A | N/A | N/A | MA | Lawrence | CMA/NEMA | Massachusetts Electric Company
| NO RESOURCE | 68370 | COVENTRY01608SOLAR200SMQF | 0.2 | 0.2 | N/A | N/A | N/A | MA | Worcester | CMA/NEMA | Massachusetts Electric Company
| NO RESOURCE | 68372 | SPENCER01562LFG995NM | 0.995 | 0.995 | N/A | N/A | N/A | MA | Spencer | WMA | Massachusetts Electric Company
| NO RESOURCE | 68373 | MELFORD01851SOLAR73.3QF | 0.073 | 0.073 | N/A | N/A | N/A | MA | Lowell | CMA/NEMA | Massachusetts Electric Company
| NO RESOURCE | 68397 | STEDMAN02879SOLAR30NM | 0.03 | 0.03 | N/A | N/A | N/A | RI | Wakefield | RI | The Narragansett Electric Company
| NO RESOURCE | 68410 | TRIPYRAMID01886SOLAR72SMQF | 0.072 | 0.072 | N/A | N/A | N/A | MA | Westford | CMA/NEMA | Massachusetts Electric Company
| NO RESOURCE | 68414 | UNITEDWATER02840SOLAR272NM | 0.272 | 0.272 | N/A | N/A | N/A | RI | Newport | RI | The Narragansett Electric Company
| NO RESOURCE | 68455 | FEDHILLHSE02909SOLAR50NM | 0.05 | 0.05 | N/A | N/A | N/A | RI | Providence | RI | The Narragansett Electric Company
| NO RESOURCE | 68456 | COLUMBIA02339SOLAR400AOBC | 0.4 | 0.4 | N/A | N/A | N/A | MA | Hanover | SEMA | Massachusetts Electric Company
| NO RESOURCE | 68457 | FOUNDERS02871SOLAR4500NM | 4.5 | 4.5 | N/A | N/A | N/A | RI | Portsmouth | SEMA | The Narragansett Electric Company
| NO RESOURCE | 68470 | RJKELLY041915SOLAR180SMQF | 0.18 | 0.18 | N/A | N/A | N/A | MA | Beverly | BOSTON | Massachusetts Electric Company
| NO RESOURCE | 68471 | AUTOZONE02907SOLAR45NM | 0.045 | 0.045 | N/A | N/A | N/A | RI | Providence | RI | The Narragansett Electric Company
| NO RESOURCE | 68481 | REDWOOD02864SOLAR57.6NM | 0.058 | 0.058 | N/A | N/A | N/A | RI | Cumberland | RI | The Narragansett Electric Company
| NO RESOURCE | 68483 | UNIVERSITY SOLAR 1 | 8 | 8 | N/A | N/A | N/A | RI | West Greenwich | RI | AES Renewable Holdings, LLC
| NO RESOURCE | 68484 | UNIVERSITY SOLAR 2 | 8 | 8 | N/A | N/A | N/A | RI | West Greenwich | RI | AES Renewable Holdings, LLC
| NO RESOURCE | 68485 | UNIVERSITY SOLAR 3 | 8 | 8 | N/A | N/A | N/A | RI | West Greenwich | RI | AES Renewable Holdings, LLC
| NO RESOURCE | 68496 | DRESSER HILL PV 1 | 2 | 2 | N/A | N/A | N/A | MA | Southbridge | WMA | AES Renewable Holdings, LLC
| NO RESOURCE | 68497 | DRESSER HILL PV 2 | 2.5 | 2.5 | N/A | N/A | N/A | MA | Southbrdige | WMA | AES Renewable Holdings, LLC
| NO RESOURCE | 68498 | DRESSER HILL PV 3 | 2.8 | 2.8 | N/A | N/A | N/A | MA | Southbridge | WMA | AES Renewable Holdings, LLC
| NO RESOURCE | 68499 | DRESSER HILL PV 4 | 4.3 | 4.3 | N/A | N/A | N/A | MA | Southbridge | WMA | AES Renewable Holdings, LLC
| NO RESOURCE | 68510 | TRUTH02907SOLAR60RE | 0.06 | 0.06 | N/A | N/A | N/A | RI | Providence | RI | The Narragansett Electric Company
| NO RESOURCE | 68523 | EAST WINCHENDON SOLAR UN2 | 3.15 | 3.15 | N/A | N/A | N/A | MA | Winchendon | WMA | AES Renewable Holdings, LLC
| NO RESOURCE | 68524 | EAST WINCHENDON SOLAR UN3 | 4.89 | 4.89 | N/A | N/A | N/A | MA | Winchendon | WMA | AES Renewable Holdings, LLC
| NO RESOURCE | 68534 | WINDKIST01845SOLAR77SMQF | 0.077 | 0.077 | N/A | N/A | N/A | MA | North Andover | BOSTON | Massachusetts Electric Company
| NO RESOURCE | 68537 | HAVANA02886SOLAR33.6NM | 0.034 | 0.034 | N/A | N/A | N/A | RI | Warwick | RI | The Narragansett Electric Company
| NO RESOURCE | 68538 | ARLIN01852SOLAR186SMQF | 0.186 | 0.186 | N/A | N/A | N/A | MA | Lowell | CMA/NEMA | Massachusetts Electric Company
| NO RESOURCE | 68544 | CUMMINGS01915SOLAR112.5QF | 0.113 | 0.113 | N/A | N/A | N/A | MA | Beverly | BOSTON | Massachusetts Electric Company
| NO RESOURCE | 68547 | BARTLETTS02554SOLAR1000SMQF | 1 | 1 | N/A | N/A | N/A | MA | Nantucket | SEMA | Massachusetts Electric Company
| NO RESOURCE | 68548 | WHOLEFOODS02176SOLAR120SMQF | 0.12 | 0.12 | N/A | N/A | N/A | MA | Melrose | BOSTON | Massachusetts Electric Company
| NO RESOURCE | 68553 | HALIFAX02338SOLAR4950AOBC | 4.95 | 4.95 | N/A | N/A | N/A | MA | Halifax | SEMA | Massachusetts Electric Company
| NO RESOURCE | 68554 | OAKSQUARE02898SOLAR780RE | 0.78 | 0.78 | N/A | N/A | N/A | RI | Richmond | RI | The Narragansett Electric Company
| NO RESOURCE | 68557 | CENTURY01843SOLAR400SMQF | 0.4 | 0.4 | N/A | N/A | N/A | MA | Lawrence | CMA/NEMA | Massachusetts Electric Company
| NO RESOURCE | 68558 | MASSAMER01851SOLAR249.8AOBC | 0.25 | 0.25 | N/A | N/A | N/A | MA | Lowell | CMA/NEMA | Massachusetts Electric Company
| NO RESOURCE | 68559 | MEGAWATT02882SOLAR199.8RE | 0.2 | 0.2 | N/A | N/A | N/A | RI | Narragansett | RI | The Narragansett Electric Company
| NO RESOURCE | 68560 | DANIELSON02825SOLAR720RE | 0.72 | 0.72 | N/A | N/A | N/A | RI | Foster | RI | The Narragansett Electric Company
| NO RESOURCE | 68561 | CEDNORTH01062SOLAR4320AOBC | 4.32 | 4.32 | N/A | N/A | N/A | MA | Northampton | WMA | Massachusetts Electric Company
| NO RESOURCE | 68562 | ARENHALL01453SOLAR200AOBC | 0.2 | 0.2 | N/A | N/A | N/A | MA | Leominster | WMA | Massachusetts Electric Company
| NO RESOURCE | 68563 | MASSAMER01832SOLAR249.8QF | 0.25 | 0.25 | N/A | N/A | N/A | MA | Haverhill | BOSTON | Massachusetts Electric Company
| NO RESOURCE | 68564 | NORFOLK02375SOLAR250AOBC | 0.25 | 0.25 | N/A | N/A | N/A | MA | South Easton | SEMA | Massachusetts Electric Company
| NO RESOURCE | 68565 | INDEP01453SOLAR466.6AOBC | 0.467 | 0.467 | N/A | N/A | N/A | MA | Leominster | CMA/NEMA | Massachusetts Electric Company
| NO RESOURCE | 68566 | GREENDEVELOP02817SOLAR1750NM | 1.75 | 1.75 | N/A | N/A | N/A | RI | West Greenwich | RI | The Narragansett Electric Company
| NO RESOURCE | 68568 | GREENDEVELOP02898SOLAR1250NM | 1.25 | 1.25 | N/A | N/A | N/A | RI | Wyoming | RI | The Narragansett Electric Company
| NO RESOURCE | 68569 | HIGHST02833SOLAR828RE | 0.72 | 0.72 | N/A | N/A | N/A | RI | Hopkinton | RI | The Narragansett Electric Company
| NO RESOURCE | 68571 | MATT&NICK01062SOLAR498SMQF | 0.498 | 0.498 | N/A | N/A | N/A | MA | Florence | WMA | Massachusetts Electric Company
| NO RESOURCE | 68572 | SOUTHERN02832SOLAR180RE | 0.18 | 0.18 | N/A | N/A | N/A | RI | Hope Valley | RI | The Narragansett Electric Company
| NO RESOURCE | 68573 | PALMER02833SOLAR780RE | 0.78 | 0.78 | N/A | N/A | N/A | RI | Hopkinton | RI | The Narragansett Electric Company
| NO RESOURCE | 68574 | COOLEY02920SOLAR336RE | 0.336 | 0.336 | N/A | N/A | N/A | RI | Cranston | RI | The Narragansett Electric Company
| NO RESOURCE | 68575 | HILLSIDE01950SOLAR125SMQF | 0.125 | 0.125 | N/A | N/A | N/A | MA | Newburyport | BOSTON | Massachusetts Electric Company
| NO RESOURCE | 68576 | SKGLENROCK02892SOLAR216RE | 0.216 | 0.216 | N/A | N/A | N/A | RI | West Kingston | RI | The Narragansett Electric Company
| NO RESOURCE | 68577 | WOODSAMBUL01440SOLAR100SMQF | 0.1 | 0.1 | N/A | N/A | N/A | MA | Gardner | CMA/NEMA | Massachusetts Electric Company
| NO RESOURCE | 68578 | PVPROJECT02375SOLAR990AOBC | 0.99 | 0.99 | N/A | N/A | N/A | MA | South Easton | SEMA | Massachusetts Electric Company
| NO RESOURCE | 68579 | GREENDEVLOP02879SOLAR630RE | 0.63 | 0.63 | N/A | N/A | N/A | RI | South Kingstown | RI | The Narragansett Electric Company
| NO RESOURCE | 68584 | SOCOREA01475SOLAR984QF | 0.984 | 0.984 | N/A | N/A | N/A | MA | Winchendon | WMA | Massachusetts Electric Company
| NO RESOURCE | 68587 | SKFAIRGROUNDS02892SOLAR216RE | 0.216 | 0.216 | N/A | N/A | N/A | RI | South Kingstown | RI | The Narragansett Electric Company
| NO RESOURCE | 68588 | ALECXANDRO01507SOLAR496SMQF | 0.496 | 0.496 | N/A | N/A | N/A | MA | Charlton | WMA | Massachusetts Electric Company
| NO RESOURCE | 68589 | SMTROMBINO02808SOLAR800RE | 0.8 | 0.8 | N/A | N/A | N/A | RI | Bradford | RI | The Narragansett Electric Company
| NO RESOURCE | 68590 | HOLTROAD01845SOLAR249SMQF | 0.249 | 0.249 | N/A | N/A | N/A | MA | North Andover | BOSTON | Massachusetts Electric Company
| NO RESOURCE | 68591 | NM CARVER MA 2 LLC_ID2221535 | 2 | 2 | N/A | N/A | N/A | MA | Carver | SEMA | NSTAR Electric Company
| NO RESOURCE | 68592 | NM PLYMOUTH HSG AUTH_ID1992844 | 4.95 | 4.95 | N/A | N/A | N/A | MA | Mattapoisett | SEMA | NSTAR Electric Company
| NO RESOURCE | 68593 | NM HOPKINTON MA1 LLC_ID2189509 | 2 | 2 | N/A | N/A | N/A | MA | Hopkinton | RI | NSTAR Electric Company
| NO RESOURCE | 68594 | NM FAIRHAVENHSGAUTH ID2051477 | 2 | 2 | N/A | N/A | N/A | MA | Mattapoisett | SEMA | NSTAR Electric Company
| NO RESOURCE | 68595 | ECOGY01069SOLAR432.9AOBC | 0.433 | 0.433 | N/A | N/A | N/A | MA | Palmer | WMA | Massachusetts Electric Company
| NO RESOURCE | 68596 | HASTINGS01756SOLAR240SMQF | 0.24 | 0.24 | N/A | N/A | N/A | MA | Mendon | RI | Massachusetts Electric Company
| NO RESOURCE | 68597 | PVPROJECT01507SOLAR2980QF | 1.98 | 1.98 | N/A | N/A | N/A | MA | Charlton | WMA | Massachusetts Electric Company
| NO RESOURCE | 68599 | SHEAHAN02895SOLAR30NM | 0.03 | 0.03 | N/A | N/A | N/A | RI | Woonsocket | RI | The Narragansett Electric Company
| NO RESOURCE | 68601 | SM_AOBC-GREEN EARTH ENERGY PV | 0.24 | 0.24 | N/A | N/A | N/A | MA | Springfield | WMA | NSTAR Electric Company
| NO RESOURCE | 68602 | SM_AOBC ALTUS POWER AMERICA PV | 1 | 1 | N/A | N/A | N/A | MA | Blandford | WMA | NSTAR Electric Company
| NO RESOURCE | 68605 | SOCORE01475SOLAR984SMNM | 0.984 | 0.984 | N/A | N/A | N/A | MA | Winchendon | WMA | Massachusetts Electric Company
| NO RESOURCE | 68606 | SM_AOBC-MONTAGUE ROAD SOLAR | 3.12 | 3.12 | N/A | N/A | N/A | MA | Amherst | WMA | NSTAR Electric Company
| NO RESOURCE | 68607 | SM_AOBC-DORADO SOLAR LLC | 2 | 2 | N/A | N/A | N/A | MA | Southwick | WMA | NSTAR Electric Company
| NO RESOURCE | 68608 | SM_AOBC-DRACO SOLAR LLC | 2 | 2 | N/A | N/A | N/A | MA | Southwick | WMA | NSTAR Electric Company
| NO RESOURCE | 68609 | SM_AOBC-LSE FORMAX LLC | 4.98 | 4.98 | N/A | N/A | N/A | MA | Amherst | WMA | NSTAR Electric Company
| NO RESOURCE | 68610 | SM_P2-LONG PLAIN SOLAR LLC | 2 | 2 | N/A | N/A | N/A | MA | South Deerfield | WMA | NSTAR Electric Company
| NO RESOURCE | 68612 | WACHUSETT01543SOLAR249SMQF | 0.249 | 0.249 | N/A | N/A | N/A | MA | Rutland | WMA | Massachusetts Electric Company
| NO RESOURCE | 68614 | ECONOXA02879SOLAR120NM | 0.12 | 0.12 | N/A | N/A | N/A | RI | Wakefield-Peacedale | RI | The Narragansett Electric Company
| NO RESOURCE | 68621 | PVPROJECT01440SOLAR4950SMQF | 4.95 | 4.95 | N/A | N/A | N/A | MA | Gardner | CMA/NEMA | Massachusetts Electric Company
| NO RESOURCE | 68622 | PVPROJECT02762SOLAR7260AOBC | 4.95 | 4.95 | N/A | N/A | N/A | MA | Plainville | RI | Massachusetts Electric Company
| NO RESOURCE | 68626 | NAQUAG01543SOLAR249SMQF | 0.249 | 0.249 | N/A | N/A | N/A | MA | Rutland | WMA | Massachusetts Electric Company
| NO RESOURCE | 68629 | SUNSHINE02852SOLAR66.6NM | 0.067 | 0.067 | N/A | N/A | N/A | RI | North Kingstown | RI | The Narragansett Electric Company
| NO RESOURCE | 68630 | SM_P2 HIXBRIDGESOLAR ID2227530 | 0.48 | 0.48 | N/A | N/A | N/A | MA | Westport | SEMA | NSTAR Electric Company
| NO RESOURCE | 68631 | SM_AOBC ADVANCEENERGYID2257795 | 0.48 | 0.48 | N/A | N/A | N/A | MA | Plymouth | SEMA | NSTAR Electric Company
| NO RESOURCE | 68637 | DYNAMIC01475SOLAR4980SMQF | 4.98 | 4.98 | N/A | N/A | N/A | MA | Winchendon | WMA | Massachusetts Electric Company
| NO RESOURCE | 68639 | SM_P2 ECA SEMA WPS 4 ID2231851 | 0.326 | 0.326 | N/A | N/A | N/A | MA | Walpole | SEMA | NSTAR Electric Company
| NO RESOURCE | 68640 | SOLECT01821SOLAR250SMQF | 0.25 | 0.25 | N/A | N/A | N/A | MA | Billerica | CMA/NEMA | Massachusetts Electric Company
| NO RESOURCE | 68642 | SM_QF 14 SOUTH ST ID2295385 | 0.266 | 0.266 | N/A | N/A | N/A | MA | New Bedford | SEMA | NSTAR Electric Company
| NO RESOURCE | 68643 | STOCKBRIDGE01262SOLAR668NM | 0.668 | 0.668 | N/A | N/A | N/A | MA | Stockbridge | WMA | Massachusetts Electric Company
| NO RESOURCE | 68671 | BELL MILL HYDRO | 0.1 | 0.1 | N/A | N/A | N/A | NH | Peterborough | VT | Public Service Company of New Hampshire
| NO RESOURCE | 68679 | PARTRIDGE01331SOLAR3960AOBC | 3.96 | 3.96 | N/A | N/A | N/A | MA | Athol | WMA | Massachusetts Electric Company
| NO RESOURCE | 68680 | MALDEN02148SOLAR100SMQF | 0.1 | 0.1 | N/A | N/A | N/A | MA | Malden | BOSTON | Massachusetts Electric Company
| NO RESOURCE | 68681 | RESTIVO02919SOLAR37.41NM | 0.037 | 0.037 | N/A | N/A | N/A | RI | Johnston | RI | The Narragansett Electric Company
| NO RESOURCE | 68693 | OXFORD01540SOLAR4000SMQF | 4 | 4 | N/A | N/A | N/A | MA | Oxford | WMA | Massachusetts Electric Company
| NO RESOURCE | 68697 | FITCHBURG RENEWABLES, LLC | 4 | 4 | N/A | N/A | N/A | MA | Fitchburg | WMA | Fitchburg Gas & Electric Light Company
| NO RESOURCE | 68700 | SOLECTA02322SOLAR240SMQF | 0.24 | 0.24 | N/A | N/A | N/A | MA | Avon | SEMA | Massachusetts Electric Company
| NO RESOURCE | 68734 | WEAVER WIND | 72.6 | 72.6 | N/A | N/A | N/A | ME | Hancock County | BHE | Weaver Wind, LLC
| NO RESOURCE | 68764 | NEXTGRID01844SOLAR180AOBC | 0.18 | 0.18 | N/A | N/A | N/A | MA | Methuen | BOSTON | Massachusetts Electric Company
| NO RESOURCE | 68765 | BGPECK01843SOLAR250SMQF | 0.25 | 0.25 | N/A | N/A | N/A | MA | Lawrence | CMA/NEMA | Massachusetts Electric Company
| NO RESOURCE | 68766 | ECONOX02895SOLAR200RE | 0.2 | 0.2 | N/A | N/A | N/A | RI | Woonsocket | RI | The Narragansett Electric Company
| NO RESOURCE | 68769 | SCHNEIDER02035NG567SMQF | 0.567 | 0.567 | N/A | N/A | N/A | MA | Foxboro | RI | Massachusetts Electric Company
| NO RESOURCE | 68770 | SPENCER01562SOLAR2450AOBC | 2.45 | 2.45 | N/A | N/A | N/A | MA | Spencer | WMA | Massachusetts Electric Company
| NO RESOURCE | 68772 | PARTNERS HEALTHCARE DATACENTER | 0.473 | 0.473 | N/A | N/A | N/A | MA | Marlborough | CMA/NEMA | Yellow Jacket Energy, LLC
| NO RESOURCE | 68773 | PARTNERS HEALTHCARE DATACTR-B | 0.394 | 0.394 | N/A | N/A | N/A | MA | Marlborough | CMA/NEMA | Yellow Jacket Energy, LLC
| NO RESOURCE | 68777 | SOLECTENERGY01519SOLAR250SMQF | 0.25 | 0.25 | N/A | N/A | N/A | MA | Grafton | CMA/NEMA | Massachusetts Electric Company
| NO RESOURCE | 68778 | TUPELO02915SOLAR28.8NM | 0.029 | 0.029 | N/A | N/A | N/A | RI | Riverside | RI | The Narragansett Electric Company
| NO RESOURCE | 68779 | WINTHROP02152SOLAR168SMQF | 0.168 | 0.168 | N/A | N/A | N/A | MA | Winthrop | BOSTON | Massachusetts Electric Company
| NO RESOURCE | 68782 | SKINGSTOWN02892SOLAR216RE | 0.216 | 0.216 | N/A | N/A | N/A | RI | West Kingston | RI | The Narragansett Electric Company
| NO RESOURCE | 68784 | COASTAL02061SOLAR105.6SMQF | 0.106 | 0.106 | N/A | N/A | N/A | MA | Norwell | SEMA | Massachusetts Electric Company
| NO RESOURCE | 68788 | ECONOX02842SOLAR840RE | 0.84 | 0.84 | N/A | N/A | N/A | RI | Middletown | SEMA | The Narragansett Electric Company
| NO RESOURCE | 68813 | FRANKLIN PV N3377 | 0.952 | 0.952 | N/A | N/A | N/A | NH | Franklin | NH | Public Service Company of New Hampshire
| NO RESOURCE | 68817 | ZEROPOINT01543SOLAR2000AOBC | 2 | 2 | N/A | N/A | N/A | MA | Uxbridge | RI | Massachusetts Electric Company
| NO RESOURCE | 68841 | BAKEFORD02852SOLAR113.5NM | 0.114 | 0.114 | N/A | N/A | N/A | RI | North Kingstown | RI | The Narragansett Electric Company
| NO RESOURCE | 68902 | HOPKINTON02808SOLAR216RE | 0.216 | 0.216 | N/A | N/A | N/A | RI | Bradford | RI | The Narragansett Electric Company
| NO RESOURCE | 68926 | ADVANCED02842SOLAR43.2RE | 0.043 | 0.043 | N/A | N/A | N/A | RI | Middletown | SEMA | The Narragansett Electric Company
| NO RESOURCE | 69002 | MIRROR02860SOLAR43.2NM | 0.043 | 0.043 | N/A | N/A | N/A | RI | Pawtucket | RI | The Narragansett Electric Company
| NO RESOURCE | 69027 | PINE RIDGE INVESTOR'S GROUP | 0.75 | 0.75 | N/A | N/A | N/A | MA | Townsend | WMA | Fitchburg Gas & Electric Light Company
| NO RESOURCE | 69031 | SHEEPSCOT SOLAR | 0.046 | 0.046 | N/A | N/A | N/A | ME | Whitefield | ME | Central Maine Power Company
| NO RESOURCE | 69034 | SOUTHERN02832SOLAR180RE3 | 0.18 | 0.18 | N/A | N/A | N/A | RI | Hope Valley | RI | The Narragansett Electric Company
| NO RESOURCE | 69035 | FEROLBINK02878SOLAR31.9NM | 0.032 | 0.032 | N/A | N/A | N/A | RI | Tiverton | SEMA | The Narragansett Electric Company
| NO RESOURCE | 69036 | MEGAWATT02895SOLAR199.8RE | 0.2 | 0.2 | N/A | N/A | N/A | RI | Woonsocket | RI | The Narragansett Electric Company
| NO RESOURCE | 69047 | MONARCH02905SOLAR66.6NM | 0.067 | 0.067 | N/A | N/A | N/A | RI | Providence | RI | The Narragansett Electric Company
| NO RESOURCE | 69073 | PARTNERS NORTH SHORE MEDICAL | 0.9 | 0.9 | N/A | N/A | N/A | MA | Salem | BOSTON | Yellow Jacket Energy, LLC
| NO RESOURCE | 69074 | PVDEV01083SOLAR1500AOBC | 1.5 | 1.5 | N/A | N/A | N/A | MA | Warren | WMA | Massachusetts Electric Company
| NO RESOURCE | 69080 | STATEOFRI02818SOLAR166.5NM | 0.167 | 0.167 | N/A | N/A | N/A | RI | East Greenwich | RI | The Narragansett Electric Company
| NO RESOURCE | 69081 | AYEREAST01432SOLAR750AOBC | 0.75 | 0.75 | N/A | N/A | N/A | MA | Ayer | CMA/NEMA | Massachusetts Electric Company
| NO RESOURCE | 69084 | NEXAMP01507SOLAR1393AOBC | 1.393 | 1.393 | N/A | N/A | N/A | MA | Charlton | WMA | Massachusetts Electric Company
| NO RESOURCE | 69086 | MILLSTONE02720SOLAR240AOBC | 0.24 | 0.24 | N/A | N/A | N/A | MA | Fall River | SEMA | Massachusetts Electric Company
| NO RESOURCE | 69088 | BARRE01005SOLAR360NM | 0.36 | 0.36 | N/A | N/A | N/A | MA | Barre | WMA | Massachusetts Electric Company
| NO RESOURCE | 69099 | TJA01473SOLAR4536AOBC | 4.536 | 4.536 | N/A | N/A | N/A | MA | Westminster | WMA | Massachusetts Electric Company
| NO RESOURCE | 69100 | DEPOT02019SOLAR100SMQF | 0.1 | 0.1 | N/A | N/A | N/A | MA | Bellingham | RI | Massachusetts Electric Company
| NO RESOURCE | 69102 | MILO_HYDRO | 0.67 | 0.67 | N/A | N/A | N/A | ME | Milo | BHE | Versant Power
| NO RESOURCE | 69103 | SM_AOBC SHANACHIESLR ID2264232 | 0.178 | 0.178 | N/A | N/A | N/A | MA | North Dartmouth | SEMA | NSTAR Electric Company
| NO RESOURCE | 69104 | SM_P2 MANISONSONEHM ID2314501 | 0.15 | 0.15 | N/A | N/A | N/A | MA | Stoneham | BOSTON | NSTAR Electric Company
| NO RESOURCE | 69105 | SM_P2 MONOMOY ENERGY ID2333242 | 0.25 | 0.25 | N/A | N/A | N/A | MA | Hyannis | SEMA | NSTAR Electric Company
| NO RESOURCE | 69110 | SM_P2 PATTERSONBRRTY ID2265247 | 0.202 | 0.202 | N/A | N/A | N/A | MA | West Wareham | SEMA | NSTAR Electric Company
| NO RESOURCE | 69111 | SM_P2 2384 CRANBYHWY ID2278333 | 0.202 | 0.202 | N/A | N/A | N/A | MA | West Wareham | SEMA | NSTAR Electric Company
| NO RESOURCE | 69112 | SM_P2 PRESTIGE WAY ID2341861 | 0.144 | 0.144 | N/A | N/A | N/A | MA | Plymouth | SEMA | NSTAR Electric Company
| NO RESOURCE | 69113 | SM_P2 ECA SEMA WPS15 ID2231849 | 0.402 | 0.402 | N/A | N/A | N/A | MA | Walpole | SEMA | NSTAR Electric Company
| NO RESOURCE | 69114 | SM_P2 NEXTGRIDALDER ID2295246 | 0.086 | 0.086 | N/A | N/A | N/A | MA | New Bedford | SEMA | NSTAR Electric Company
| NO RESOURCE | 69116 | SM_P2 SAFARIENGYMA1 ID2303429 | 0.144 | 0.144 | N/A | N/A | N/A | MA | Plymouth | SEMA | NSTAR Electric Company
| NO RESOURCE | 69117 | SM_P2 SB RLTYLTDPSHP ID2345033 | 0.496 | 0.496 | N/A | N/A | N/A | MA | New Bedford | SEMA | NSTAR Electric Company
| NO RESOURCE | 69118 | SM_P2 ECA SEMA WPS19 ID2233722 | 0.268 | 0.268 | N/A | N/A | N/A | MA | Walpole | SEMA | NSTAR Electric Company
| NO RESOURCE | 69119 | SM_P2 MANISONSTONEHAMID2314500 | 0.072 | 0.072 | N/A | N/A | N/A | MA | Stoneham | BOSTON | NSTAR Electric Company
| NO RESOURCE | 69120 | SM_P2 ASHLAND SOLAR ID2220527 | 4.45 | 4.45 | N/A | N/A | N/A | MA | Ashland | BOSTON | NSTAR Electric Company
| NO RESOURCE | 69121 | ZEROPOINT01562SOLAR2000AOBC | 2 | 2 | N/A | N/A | N/A | MA | Spencer | WMA | Massachusetts Electric Company
| NO RESOURCE | 69122 | NM LAURIE DAVID ID2311303 | 0.084 | 0.084 | N/A | N/A | N/A | MA | Chilmark | SEMA | NSTAR Electric Company
| NO RESOURCE | 69123 | NM PLYMOUTHHANGARGRP ID2334186 | 0.144 | 0.144 | N/A | N/A | N/A | MA | Plymouth | SEMA | NSTAR Electric Company
| NO RESOURCE | 69124 | NM SOLAR INVICTUS IV ID2275151 | 0.5 | 0.5 | N/A | N/A | N/A | MA | Vineyard Haven | SEMA | NSTAR Electric Company
| NO RESOURCE | 69125 | ZEROP01507SOLAR2000AOBC | 2 | 2 | N/A | N/A | N/A | MA | Charlton | WMA | Massachusetts Electric Company
| NO RESOURCE | 69126 | SM_AOBC REARDONRLTYMAID2345649 | 0.25 | 0.25 | N/A | N/A | N/A | MA | South Yarmouth | SEMA | NSTAR Electric Company
| NO RESOURCE | 69128 | ECONOX02917SOLAR216RE | 0.216 | 0.216 | N/A | N/A | N/A | RI | Smithfield | RI | The Narragansett Electric Company
| NO RESOURCE | 69129 | BALD02886SOLAR199.8RE | 0.2 | 0.2 | N/A | N/A | N/A | RI | Warwick | RI | The Narragansett Electric Company
| NO RESOURCE | 69130 | FAITH02895SOLAR206.5RE | 0.207 | 0.207 | N/A | N/A | N/A | RI | Woonsocket | RI | The Narragansett Electric Company
| NO RESOURCE | 69132 | 5DIAMOND02721SOLAR420SMQF | 0.42 | 0.42 | N/A | N/A | N/A | MA | Fall River | SEMA | Massachusetts Electric Company
| NO RESOURCE | 69177 | DYNAMIC01585SOLAR4500AOBC | 4.5 | 4.5 | N/A | N/A | N/A | MA | West Brookfield | WMA | Massachusetts Electric Company
| NO RESOURCE | 69178 | GARDEN01028SOLAR486SMQF | 0.486 | 0.486 | N/A | N/A | N/A | MA | East Longmeadow | WMA | Massachusetts Electric Company
| NO RESOURCE | 69179 | BD SOLAR 1 LLC | 20 | 20 | N/A | N/A | N/A | ME | Milo | BHE | Acadia Renewable Energy, L.L.C.
| NO RESOURCE | 69182 | MASSAM01852SOLAR249.8AOBC | 0.25 | 0.25 | N/A | N/A | N/A | MA | Lowell | CMA/NEMA | Massachusetts Electric Company
| NO RESOURCE | 69188 | FIDELITY02917SOLAR2640NM | 2.64 | 2.64 | N/A | N/A | N/A | RI | Smithfield | RI | The Narragansett Electric Company
| NO RESOURCE | 69198 | ECONOX02839SOLAR180RE | 0.18 | 0.18 | N/A | N/A | N/A | RI | Mapleville | RI | The Narragansett Electric Company
| NO RESOURCE | 69199 | GEORGIAVILLE02917SOLAR40NM | 0.04 | 0.04 | N/A | N/A | N/A | RI | Smithfield | RI | The Narragansett Electric Company
| NO RESOURCE | 69248 | ND PAPER OLD TOWN MAINE | 8 | 8 | N/A | N/A | N/A | ME | Old Town | BHE | American PowerNet Management, LP
| NO RESOURCE | 69269 | HELIO02072SOLAR30AOBC | 0.72 | 0.72 | N/A | N/A | N/A | MA | Stoughton | SEMA | Massachusetts Electric Company
| NO RESOURCE | 69277 | STOUGHTON02072SOLAR960AOBC | 0.96 | 0.96 | N/A | N/A | N/A | MA | Stoughton | SEMA | Massachusetts Electric Company
| NO RESOURCE | 69279 | SHEAHANA02895SOLAR30NM | 0.03 | 0.03 | N/A | N/A | N/A | RI | Woonsocket | RI | The Narragansett Electric Company
| NO RESOURCE | 69280 | WATERSUPPLY02919SOLAR4999NM | 4.999 | 4.999 | N/A | N/A | N/A | RI | Johnston | RI | The Narragansett Electric Company
| NO RESOURCE | 69282 | FALMOUTH LIBRARY | 0.058 | 0.058 | N/A | N/A | N/A | ME | Falmouth | SME | Central Maine Power Company
| NO RESOURCE | 69284 | FREEPORT SOLAR LLC | 0.65 | 0.65 | N/A | N/A | N/A | ME | Fairfield | ME | Central Maine Power Company
| NO RESOURCE | 69295 | CUMBERLAND SOLAR | 0.36 | 0.36 | N/A | N/A | N/A | ME | Cumberland | SME | Central Maine Power Company
| NO RESOURCE | 69299 | SOLARMA01540SOLAR1748NM | 1.74 | 1.74 | N/A | N/A | N/A | MA | Oxford | WMA | Massachusetts Electric Company
| NO RESOURCE | 69300 | ECHO02893SOLAR373REC | 0.373 | 0.373 | N/A | N/A | N/A | RI | West Warwick | RI | The Narragansett Electric Company
| NO RESOURCE | 69306 | NEWAGAWAM02916SOLAR200NM | 0.2 | 0.2 | N/A | N/A | N/A | RI | Rumford | RI | The Narragansett Electric Company
| NO RESOURCE | 69308 | AHOLD STOP & SHOP STORE #0028 | 0.263 | 0.263 | N/A | N/A | N/A | MA | Norwell | SEMA | Yellow Jacket Energy, LLC
| NO RESOURCE | 69310 | AHOLD STOP & SHOP STORE #0444 | 0.21 | 0.21 | N/A | N/A | N/A | MA | Whitman | SEMA | Yellow Jacket Energy, LLC
| NO RESOURCE | 69311 | GOOD SHEPHERD | 0.267 | 0.267 | N/A | N/A | N/A | ME | Auburn | ME | Central Maine Power Company
| NO RESOURCE | 69312 | NEW DIMENSIONS FCU | 0.016 | 0.016 | N/A | N/A | N/A | ME | Waterville | ME | Central Maine Power Company
| NO RESOURCE | 69313 | ZEROPOINT01507SOLAR4500AOBC | 4.5 | 4.5 | N/A | N/A | N/A | MA | Charlton | WMA | Massachusetts Electric Company
| NO RESOURCE | 69315 | VICTORY02827SOLAR216RE | 0.216 | 0.216 | N/A | N/A | N/A | RI | Coventry | RI | The Narragansett Electric Company
| NO RESOURCE | 69316 | SOLECTB01915SOLAR458AOBC | 0.458 | 0.458 | N/A | N/A | N/A | MA | Beverly | BOSTON | Massachusetts Electric Company
| NO RESOURCE | 69318 | ECOGY02035SOLAR432.9AOBC | 0.433 | 0.433 | N/A | N/A | N/A | MA | Foxboro | RI | Massachusetts Electric Company
| NO RESOURCE | 69319 | NATHANIEL01057SOLAR250AOBC | 0.25 | 0.25 | N/A | N/A | N/A | MA | Monson | WMA | Massachusetts Electric Company
| NO RESOURCE | 69320 | ECA02766SOLAR3330SMQF | 3.33 | 3.33 | N/A | N/A | N/A | MA | Norton | RI | Massachusetts Electric Company
| NO RESOURCE | 69321 | SM_P2 ROUNEVILLESLR1 ID2189508 | 2.706 | 2.706 | N/A | N/A | N/A | MA | Rochester | SEMA | NSTAR Electric Company
| NO RESOURCE | 69322 | SM_QF FEDLRLTYINVTR ID2273723 | 0.15 | 0.15 | N/A | N/A | N/A | MA | Chelsea | BOSTON | NSTAR Electric Company
| NO RESOURCE | 69323 | SM_QFP2 BURROWS PROJ ID2271377 | 0.25 | 0.25 | N/A | N/A | N/A | MA | Brewster | SEMA | NSTAR Electric Company
| NO RESOURCE | 69324 | SM_QFP2 BURROWSPROJ ID2271201 | 0.25 | 0.25 | N/A | N/A | N/A | MA | Brewster | SEMA | NSTAR Electric Company
| NO RESOURCE | 69325 | SM_QF STONEHAM RETL ID2356835 | 0.086 | 0.086 | N/A | N/A | N/A | MA | Stoneham | BOSTON | NSTAR Electric Company
| NO RESOURCE | 69326 | SM_QF JPERL ASSC LLC ID2336013 | 0.2 | 0.2 | N/A | N/A | N/A | MA | Canton | SEMA | NSTAR Electric Company
| NO RESOURCE | 69327 | PVPROJECT02771SOLAR990NM | 0.99 | 0.99 | N/A | N/A | N/A | MA | Seekonk | RI | Massachusetts Electric Company
| NO RESOURCE | 69328 | PVPROJECT02771SOLAR3960NM2 | 3.96 | 3.96 | N/A | N/A | N/A | MA | Seekonk | RI | Massachusetts Electric Company
| NO RESOURCE | 69329 | SM_QF MATPSETSELFSTG ID2322525 | 0.115 | 0.115 | N/A | N/A | N/A | MA | Mattapoisett | SEMA | NSTAR Electric Company
| NO RESOURCE | 69330 | SM_P2 MONOMOY ENERGY ID2332061 | 0.25 | 0.25 | N/A | N/A | N/A | MA | Mashpee | SEMA | NSTAR Electric Company
| NO RESOURCE | 69332 | SM_NM BACKLUND DVLPT ID2268196 | 0.067 | 0.067 | N/A | N/A | N/A | MA | Norfolk | SEMA | NSTAR Electric Company
| NO RESOURCE | 69333 | SM_QF ECA SEMA CAN ID2273880 | 0.496 | 0.496 | N/A | N/A | N/A | MA | Canton | SEMA | NSTAR Electric Company
| NO RESOURCE | 69334 | SM_AOBC CEDAR GR APT ID2330259 | 0.233 | 0.233 | N/A | N/A | N/A | MA | Woburn | BOSTON | NSTAR Electric Company
| NO RESOURCE | 69335 | SM_QF 155WILLCANTON ID2313802 | 0.1 | 0.1 | N/A | N/A | N/A | MA | Canton | SEMA | NSTAR Electric Company
| NO RESOURCE | 69336 | SM_QFP2 SUNSQUARE ID2282637 | 0.24 | 0.24 | N/A | N/A | N/A | MA | Medfield | SEMA | NSTAR Electric Company
| NO RESOURCE | 69337 | SM_QFP2 ADVENGYABUND ID2261355 | 0.25 | 0.25 | N/A | N/A | N/A | MA | Canton | SEMA | NSTAR Electric Company
| NO RESOURCE | 69338 | SM_AOBC ARLNGTNCOMAC ID2264047 | 0.125 | 0.125 | N/A | N/A | N/A | MA | Framingham | BOSTON | NSTAR Electric Company
| NO RESOURCE | 69343 | SM_QFP2 NEI SOLAR ID2287284 | 0.25 | 0.25 | N/A | N/A | N/A | MA | Framingham | BOSTON | NSTAR Electric Company
| NO RESOURCE | 69344 | KLP02864SOLAR30NM | 0.03 | 0.03 | N/A | N/A | N/A | RI | Cumberland | RI | The Narragansett Electric Company
| NO RESOURCE | 69347 | NM KEARSARGE SOLAR ID2093250 | 0.99 | 0.99 | N/A | N/A | N/A | MA | Carver | SEMA | NSTAR Electric Company
| NO RESOURCE | 69348 | SM_P2 -BERNARDSTON FIRE & H20 | 0.18 | 0.18 | N/A | N/A | N/A | MA | Bernardston | WMA | NSTAR Electric Company
| NO RESOURCE | 69349 | SM_NM CHURCHILL SOLAR LLC | 0.499 | 0.499 | N/A | N/A | N/A | MA | Pittsfield | WMA | NSTAR Electric Company
| NO RESOURCE | 69350 | NM TWN OF BELLINGHAM ID2051046 | 1.904 | 1.904 | N/A | N/A | N/A | MA | Acushnet | SEMA | NSTAR Electric Company
| NO RESOURCE | 69351 | SM_P2 -BLANDFORD SUNSOLAR | 4.7 | 4.7 | N/A | N/A | N/A | MA | Blandford | WMA | NSTAR Electric Company
| NO RESOURCE | 69352 | SM_AOBC-CITIZEN OAK ST SOLAR | 3.5 | 3.5 | N/A | N/A | N/A | MA | Springfield | WMA | NSTAR Electric Company
| NO RESOURCE | 69353 | SM_AOBC-ALTERNATE PWR CHRUCHL | 1.38 | 1.38 | N/A | N/A | N/A | MA | Pittsfield | WMA | NSTAR Electric Company
| NO RESOURCE | 69358 | LEVESQUE02917SOLAR43.44NM | 0.043 | 0.043 | N/A | N/A | N/A | RI | Smithfield | RI | The Narragansett Electric Company
| NO RESOURCE | 69361 | SM_P2 -PITTS. LAWN & TRACTOR | 0.249 | 0.249 | N/A | N/A | N/A | MA | Pittsfield | WMA | NSTAR Electric Company
| NO RESOURCE | 69362 | SM_NM-US LIGHT ENERGY 3 | 0.499 | 0.499 | N/A | N/A | N/A | MA | Pittsfield | WMA | NSTAR Electric Company
| NO RESOURCE | 69363 | SM_AOBC_P2 ENERGY PRICE MNG | 0.999 | 0.999 | N/A | N/A | N/A | MA | Hinsdale | WMA | NSTAR Electric Company
| NO RESOURCE | 69364 | SOLECT01606SOLAR150SMQF | 0.15 | 0.15 | N/A | N/A | N/A | MA | Worcester | CMA/NEMA | Massachusetts Electric Company
| NO RESOURCE | 69365 | BOYLE01821SOLAR100SMQF | 0.1 | 0.1 | N/A | N/A | N/A | MA | Billerica | CMA/NEMA | Massachusetts Electric Company
| NO RESOURCE | 69366 | DRIFTWOOD02888SOLAR34.2NM | 0.026 | 0.026 | N/A | N/A | N/A | RI | Warwick | RI | The Narragansett Electric Company
| NO RESOURCE | 69372 | ONISKEY02155SOLAR250SMQF | 0.15 | 0.15 | N/A | N/A | N/A | MA | Medford | BOSTON | Massachusetts Electric Company
| NO RESOURCE | 69380 | MBTA02324WIND750NM | 0.75 | 0.75 | N/A | N/A | N/A | MA | Bridgewater | SEMA | Massachusetts Electric Company
| NO RESOURCE | 69381 | SOUTHERN02919SOLAR198RE | 0.198 | 0.198 | N/A | N/A | N/A | RI | Johnston | RI | The Narragansett Electric Company
| NO RESOURCE | 69382 | AZIMUTH02885SOLAR57.6NM | 0.058 | 0.058 | N/A | N/A | N/A | RI | Warren | RI | The Narragansett Electric Company
| NO RESOURCE | 69383 | BURRILLVILLEB02830SOLAR960RE | 0.96 | 0.96 | N/A | N/A | N/A | RI | Burrillville | RI | The Narragansett Electric Company
| NO RESOURCE | 69384 | BURRILLVILLEA02830SOLAR2340RE | 2.34 | 2.34 | N/A | N/A | N/A | RI | Mapleville | RI | The Narragansett Electric Company
| NO RESOURCE | 69385 | SM_NM TOWN OF MONTAGUE | 0.996 | 0.996 | N/A | N/A | N/A | MA | Turners Falls | WMA | NSTAR Electric Company
| NO RESOURCE | 69386 | SM_NM KEARSARGE GII MONTAGUE | 4.176 | 4.176 | N/A | N/A | N/A | MA | Montague | WMA | NSTAR Electric Company
| NO RESOURCE | 69387 | WHITMAN01473HYDRO174NM | 0.174 | 0.174 | N/A | N/A | N/A | MA | Westminster | WMA | Massachusetts Electric Company
| NO RESOURCE | 69388 | MSAD 75 | 0.5 | 0.5 | N/A | N/A | N/A | ME | Topsham | ME | Central Maine Power Company
| NO RESOURCE | 69390 | HOPKINTON02804SOLAR2500RE | 2.5 | 2.5 | N/A | N/A | N/A | RI | Ashaway | RI | The Narragansett Electric Company
| NO RESOURCE | 69391 | LINCOLN02906SOLAR50.46NM | 0.05 | 0.05 | N/A | N/A | N/A | RI | Providence | RI | The Narragansett Electric Company
| NO RESOURCE | 69418 | PROVYARN02860SOLAR33.3NM | 0.033 | 0.033 | N/A | N/A | N/A | RI | Pawtucket | RI | The Narragansett Electric Company
| NO RESOURCE | 69439 | ECOGY02909SOLAR233.1RE | 0.233 | 0.233 | N/A | N/A | N/A | RI | Providence | RI | The Narragansett Electric Company
| NO RESOURCE | 69450 | NM TOWN OF MAYNARD ID1961 | 1 | 1 | N/A | N/A | N/A | MA | Maynard | BOSTON | NSTAR Electric Company
| NO RESOURCE | 69453 | LOCKE BROOK SOLAR, LLC | 0.998 | 0.998 | N/A | N/A | N/A | MA | Townsend | WMA | Fitchburg Gas & Electric Light Company
| NO RESOURCE | 69457 | RANDY02878SOLAR57.6NM | 0.058 | 0.058 | N/A | N/A | N/A | RI | Tiverton | SEMA | The Narragansett Electric Company
| NO RESOURCE | 69458 | CLEAN01863SOLAR720AOBC | 0.72 | 0.72 | N/A | N/A | N/A | MA | North Chelmsford | CMA/NEMA | Massachusetts Electric Company
| NO RESOURCE | 69462 | BATES02189SOLAR150SMQF | 0.15 | 0.15 | N/A | N/A | N/A | MA | Weymouth | SEMA | Massachusetts Electric Company
| NO RESOURCE | 69466 | MASSAM02333SOLAR499.5AOBC | 0.5 | 0.5 | N/A | N/A | N/A | MA | East Bridgewater | SEMA | Massachusetts Electric Company
| NO RESOURCE | 69485 | MASY01463SOLAR415SMQF | 0.415 | 0.415 | N/A | N/A | N/A | MA | Pepperell | CMA/NEMA | Massachusetts Electric Company
| NO RESOURCE | 69487 | TOMHARVEY02891SOLAR144RE | 0.144 | 0.144 | N/A | N/A | N/A | RI | Westerly | RI | The Narragansett Electric Company
| NO RESOURCE | 69488 | MASSAM01879SOLAR249.8AOBC | 0.25 | 0.25 | N/A | N/A | N/A | MA | Tyngsboro | CMA/NEMA | Massachusetts Electric Company
| NO RESOURCE | 69489 | NM TOWN OF HOPKINTON ID2389 | 1.3 | 1.3 | N/A | N/A | N/A | MA | Holliston | RI | NSTAR Electric Company
| NO RESOURCE | 69492 | COMPASS02852SOLAR199.8RE | 0.2 | 0.2 | N/A | N/A | N/A | RI | North Kingstown | RI | The Narragansett Electric Company
| NO RESOURCE | 69493 | ADVANCED01569SOLAR252SMQF | 0.252 | 0.252 | N/A | N/A | N/A | MA | Uxbridge | RI | Massachusetts Electric Company
| NO RESOURCE | 69494 | NM IGS SOLAR ID2043278 | 1 | 1 | N/A | N/A | N/A | MA | Bourne | SEMA | NSTAR Electric Company
| NO RESOURCE | 69495 | OHBURG02072SOLAR100AOBC | 0.1 | 0.1 | N/A | N/A | N/A | MA | Stoughton | SEMA | Massachusetts Electric Company
| NO RESOURCE | 69502 | NM BWC BUCKMASTER PD ID 217764 | 1 | 1 | N/A | N/A | N/A | MA | Dover | BOSTON | NSTAR Electric Company
| NO RESOURCE | 69504 | FOUNDRY01852SOLAR266.4AOBC | 0.266 | 0.266 | N/A | N/A | N/A | MA | Lowell | CMA/NEMA | Massachusetts Electric Company
| NO RESOURCE | 69505 | NM CEDARVILLE SOL 3 ID2132061 | 2 | 2 | N/A | N/A | N/A | MA | Plymouth | SEMA | NSTAR Electric Company
| NO RESOURCE | 69506 | NM WALPOLE 2 LLC ID2120 | 1 | 1 | N/A | N/A | N/A | MA | Walpole | SEMA | NSTAR Electric Company
| NO RESOURCE | 69508 | SOLECT01604SOLAR488SMQF | 0.488 | 0.488 | N/A | N/A | N/A | MA | Worcester | CMA/NEMA | Massachusetts Electric Company
| NO RESOURCE | 69509 | JOEL01082SOLAR980AOBC | 0.98 | 0.98 | N/A | N/A | N/A | MA | Ware | WMA | Massachusetts Electric Company
| NO RESOURCE | 69510 | CHESTNUT02903SOLAR43.2NM | 0.043 | 0.043 | N/A | N/A | N/A | RI | Providence | RI | The Narragansett Electric Company
| NO RESOURCE | 69511 | NM WALPOLE 2 LLC ID2121 | 1 | 1 | N/A | N/A | N/A | MA | Walpole | SEMA | NSTAR Electric Company
| NO RESOURCE | 69522 | HAVERHILL01835LFG995NM | 0.995 | 0.995 | N/A | N/A | N/A | MA | Haverhill | BOSTON | Massachusetts Electric Company
| NO RESOURCE | 69599 | GRNEARTH01028SOLAR246.6AOBC | 0.246 | 0.246 | N/A | N/A | N/A | MA | East Longmeadow | WMA | Massachusetts Electric Company
| NO RESOURCE | 69600 | GD1HOPKINTON02804SOLAR4125NM | 4.125 | 4.125 | N/A | N/A | N/A | RI | Hopkinton | RI | The Narragansett Electric Company
| NO RESOURCE | 69605 | GD2HOPKINTON02804SOLAR2625NM | 2.625 | 2.625 | N/A | N/A | N/A | RI | Hopkinton | RI | The Narragansett Electric Company
| NO RESOURCE | 69606 | JORDAN01364SOLAR990AOBC | 0.99 | 0.99 | N/A | N/A | N/A | MA | Orange | WMA | Massachusetts Electric Company
| NO RESOURCE | 69623 | NSESTAG02072SOLAR816AOBC | 0.816 | 0.816 | N/A | N/A | N/A | MA | Stoughton | SEMA | Massachusetts Electric Company
| NO RESOURCE | 69624 | VP_S1 | 0.198 | 0.198 | N/A | N/A | N/A | ME | Hampden | BHE | Versant Power
| NO RESOURCE | 69625 | SM_AOBC_NXTGRD DOGWD ID2324745 | 0.133 | 0.133 | N/A | N/A | N/A | MA | Dennis | SEMA | NSTAR Electric Company
| NO RESOURCE | 69627 | SM_AOBC ASSONET PV1 ID2274652 | 4.999 | 4.999 | N/A | N/A | N/A | MA | Freetown | SEMA | NSTAR Electric Company
| NO RESOURCE | 69629 | SM_AOBC NG ALLSPICE ID2357995 | 0.1 | 0.1 | N/A | N/A | N/A | MA | Dennis | SEMA | NSTAR Electric Company
| NO RESOURCE | 69635 | CF NORTH HAVEN LLC | 4.98 | 4.98 | N/A | N/A | N/A | CT | North Haven | SWCT | Vermont Public Power Supply Authority
| NO RESOURCE | 69636 | GD3HOPKINTON02804SOLAR3875RE | 3.875 | 3.875 | N/A | N/A | N/A | RI | Hopkinton | RI | The Narragansett Electric Company
| NO RESOURCE | 69642 | QF SAFARI ENERGY MA ID2323699 | 0.072 | 0.072 | N/A | N/A | N/A | MA | Westport | SEMA | NSTAR Electric Company
| NO RESOURCE | 69644 | NM C OF SOMERVILLE 3 ID2246431 | 0.978 | 0.978 | N/A | N/A | N/A | MA | East Boston | BOSTON | NSTAR Electric Company
| NO RESOURCE | 69645 | NM KIIT RENEWABLE EN ID2264634 | 0.704 | 0.704 | N/A | N/A | N/A | MA | Canton | SEMA | NSTAR Electric Company
| NO RESOURCE | 69647 | TURNING02817SOLAR3340NM | 3.34 | 3.34 | N/A | N/A | N/A | RI | West Greenwich | RI | The Narragansett Electric Company
| NO RESOURCE | 69648 | TURNINGA02817SOLAR3340NM | 3.34 | 3.34 | N/A | N/A | N/A | RI | West Greenwich | RI | The Narragansett Electric Company
| NO RESOURCE | 69649 | ISM02715SOLAR2800AOBC | 2.8 | 2.8 | N/A | N/A | N/A | MA | Dighton | SEMA | Massachusetts Electric Company
| NO RESOURCE | 69652 | DYNAMIC01515SOLAR1000AOBC | 1 | 1 | N/A | N/A | N/A | MA | East Brookfield | WMA | Massachusetts Electric Company
| NO RESOURCE | 69656 | MARKRICHEY01950WIND600NM | 0.6 | 0.6 | N/A | N/A | N/A | MA | Newburyport | BOSTON | Massachusetts Electric Company
| NO RESOURCE | 69657 | WALLINGFORD SOLAR I | 4.99 | 4.99 | N/A | N/A | N/A | CT | Wallingford | SWCT | NextEra Energy Marketing, LLC
| NO RESOURCE | 69658 | WALLINGFORD SOLAR II | 4.99 | 4.99 | N/A | N/A | N/A | CT | Wallingford | SWCT | NextEra Energy Marketing, LLC
| NO RESOURCE | 69659 | WALLINGFORD SOLAR III | 4.99 | 4.99 | N/A | N/A | N/A | CT | Wallingford | SWCT | NextEra Energy Marketing, LLC
| NO RESOURCE | 69660 | NM 510 PV PROJECT DEV LLC | 4.95 | 4.95 | N/A | N/A | N/A | MA | Becket | WMA | NSTAR Electric Company
| NO RESOURCE | 69663 | NM BERKSHIRE2 MNT RENEWABLE PV | 0.5 | 0.5 | N/A | N/A | N/A | MA | Lanesborough | WMA | NSTAR Electric Company
| NO RESOURCE | 69665 | SM_AOBC CVE NORTH AMERICA PV | 2.988 | 2.988 | N/A | N/A | N/A | MA | Russell | WMA | NSTAR Electric Company
| NO RESOURCE | 69667 | SM_AOBC ECOGY MA III LLC PV | 0.2 | 0.2 | N/A | N/A | N/A | MA | Springfield | WMA | NSTAR Electric Company
| NO RESOURCE | 69668 | SM_AOBC_ERVING POPLAR MNT PV | 0.99 | 0.99 | N/A | N/A | N/A | MA | Erving | WMA | NSTAR Electric Company
| NO RESOURCE | 69670 | NM_PLAINFIELD SOLAR LLC | 1.99 | 1.99 | N/A | N/A | N/A | MA | Plainfield | WMA | NSTAR Electric Company
| NO RESOURCE | 69671 | SM_AOBC_SOLTAGE, LLC PV | 2.46 | 2.46 | N/A | N/A | N/A | MA | Easthampton | WMA | NSTAR Electric Company
| NO RESOURCE | 69673 | SM_NM WHATELY PV | 1.115 | 1.115 | N/A | N/A | N/A | MA | South Deerfield | WMA | NSTAR Electric Company
| NO RESOURCE | 69675 | TOWN OF WINDHAM | 0.42 | 0.42 | N/A | N/A | N/A | ME | Windham | SME | Central Maine Power Company
| NO RESOURCE | 69676 | GREEN01028SOLAR233.1AOBC | 0.233 | 0.233 | N/A | N/A | N/A | MA | East Longmeadow | WMA | Massachusetts Electric Company
| NO RESOURCE | 69677 | MELINK01550SOLAR936AOBC | 0.936 | 0.936 | N/A | N/A | N/A | MA | Southbridge | WMA | Massachusetts Electric Company
| NO RESOURCE | 69678 | DIRT SOLAR | 2.625 | 2.625 | N/A | N/A | N/A | ME | Skowhegan | ME | Central Maine Power Company
| NO RESOURCE | 69684 | BLACKHORSE02885SOLAR3750NM | 3.75 | 3.75 | N/A | N/A | N/A | RI | Warren | RI | The Narragansett Electric Company
| NO RESOURCE | 69685 | AHOLD STOP & SHOP STORE #0020 | 0.263 | 0.263 | N/A | N/A | N/A | MA | Quincy | SEMA | Yellow Jacket Energy, LLC
| NO RESOURCE | 69692 | NAVISUN01507SOLAR1980SMQF | 1.98 | 1.98 | N/A | N/A | N/A | MA | Charlton | WMA | Massachusetts Electric Company
| NO RESOURCE | 69693 | SETTLER'S SOLAR, LLC | 4.99 | 4.99 | N/A | N/A | N/A | MA | Lunenberg | WMA | Fitchburg Gas & Electric Light Company
| NO RESOURCE | 69694 | ZERO01095SOLAR1000AOBC | 1 | 1 | N/A | N/A | N/A | MA | Wilbraham | WMA | Massachusetts Electric Company
| NO RESOURCE | 69695 | GEPOWER01752SOLAR466.6SMQF | 0.467 | 0.467 | N/A | N/A | N/A | MA | Marlborough | CMA/NEMA | Massachusetts Electric Company
| NO RESOURCE | 69696 | WILLIAM02771SOLAR80QF | 0.08 | 0.08 | N/A | N/A | N/A | MA | Seekonk | RI | Massachusetts Electric Company
| NO RESOURCE | 69697 | BLUEWAVE01095SOLAR4000AOBC | 4 | 4 | N/A | N/A | N/A | MA | Wilbraham | WMA | Massachusetts Electric Company
| NO RESOURCE | 69699 | BLUEWAVE01915SOLAR3520AOBC | 3.52 | 3.52 | N/A | N/A | N/A | MA | Beverly | BOSTON | Massachusetts Electric Company
| NO RESOURCE | 69700 | NESG SOLAR HOLDING CO.1, LLC | 3.204 | 3.204 | N/A | N/A | N/A | MA | Fitchburg | WMA | Fitchburg Gas & Electric Light Company
| NO RESOURCE | 69701 | VP_S2 | 0.23 | 0.23 | N/A | N/A | N/A | ME | Hampden | BHE | Versant Power
| NO RESOURCE | 69702 | ASTRUM02895SOLAR150RE | 0.15 | 0.15 | N/A | N/A | N/A | RI | Woonsocket | RI | The Narragansett Electric Company
| NO RESOURCE | 69703 | SYNCARPHA01060SOLAR3630AOBC | 3.63 | 3.63 | N/A | N/A | N/A | MA | Northampton | WMA | Massachusetts Electric Company
| NO RESOURCE | 69705 | RENEWABLE02703SOLAR4268AOBC | 4.268 | 4.268 | N/A | N/A | N/A | MA | Attleboro | RI | Massachusetts Electric Company
| NO RESOURCE | 69706 | INDEPA01562SOLAR3000AOBC | 3 | 3 | N/A | N/A | N/A | MA | Spencer | WMA | Massachusetts Electric Company
| NO RESOURCE | 69707 | INDEPB01562SOLAR4940AOBC | 4.94 | 4.94 | N/A | N/A | N/A | MA | Spencer | WMA | Massachusetts Electric Company
| NO RESOURCE | 69708 | AMERSCO02878SOLAR1826NM | 1.826 | 1.826 | N/A | N/A | N/A | RI | Tiverton | SEMA | The Narragansett Electric Company
| NO RESOURCE | 69712 | MASSAM02339SOLAR249.8AOBC | 0.25 | 0.25 | N/A | N/A | N/A | MA | Hanover | SEMA | Massachusetts Electric Company
| NO RESOURCE | 69713 | NSESTAGE02072SOLAR233.33AOBC | 0.233 | 0.233 | N/A | N/A | N/A | MA | Stoughton | SEMA | Massachusetts Electric Company
| NO RESOURCE | 69714 | GRAY LANDFILL | 0.3 | 0.3 | N/A | N/A | N/A | ME | Gray | SME | Central Maine Power Company
| NO RESOURCE | 69715 | HOPE02860SOLAR296.6NM | 0.497 | 0.497 | N/A | N/A | N/A | RI | Pawtucket | RI | The Narragansett Electric Company
| NO RESOURCE | 69716 | AMERSCO02878SOLAR1660NM | 1.66 | 1.66 | N/A | N/A | N/A | RI | Tiverton | SEMA | The Narragansett Electric Company
| NO RESOURCE | 69717 | MELINK01550SOLAR999AOBC | 0.999 | 0.999 | N/A | N/A | N/A | MA | Southbridge | WMA | Massachusetts Electric Company
| NO RESOURCE | 69719 | SHAW BROTHERS CONSTRUCTION | 2.4 | 2.4 | N/A | N/A | N/A | ME | Buxton | SME | Central Maine Power Company
| NO RESOURCE | 69720 | SUNBUG01930SOLAR147.6SMQF | 0.148 | 0.148 | N/A | N/A | N/A | MA | Gloucester | BOSTON | Massachusetts Electric Company
| NO RESOURCE | 69721 | MELINK01550SOLAR3744AOBC | 3.744 | 3.744 | N/A | N/A | N/A | MA | Southbridge | WMA | Massachusetts Electric Company
| NO RESOURCE | 69722 | EUPHORIA 415, LLC | 0.063 | 0.063 | N/A | N/A | N/A | ME | Scarborough | ME | Central Maine Power Company
| NO RESOURCE | 69723 | NEXAPEX01752SOLAR333.2AOBC | 0.333 | 0.333 | N/A | N/A | N/A | MA | Marlborough | CMA/NEMA | Massachusetts Electric Company
| NO RESOURCE | 69724 | GREEN02827SOLAR3000RE | 3 | 3 | N/A | N/A | N/A | RI | Coventry | RI | The Narragansett Electric Company
| NO RESOURCE | 69725 | MELINK01550SOLAR936AOBC2 | 0.936 | 0.936 | N/A | N/A | N/A | MA | Southbridge | WMA | Massachusetts Electric Company
| NO RESOURCE | 69726 | CLC YMCA | 0.133 | 0.133 | N/A | N/A | N/A | ME | Damariscotta | ME | Central Maine Power Company
| NO RESOURCE | 69727 | SOUTHERN02763SOLAR3469QF | 3.469 | 3.469 | N/A | N/A | N/A | MA | Attleboro Falls | RI | Massachusetts Electric Company
| NO RESOURCE | 69731 | WATERSON02896SOLAR29.49NM | 0.029 | 0.029 | N/A | N/A | N/A | RI | North Smithfield | RI | The Narragansett Electric Company
| NO RESOURCE | 69734 | RSM02909SOLAR72NM | 0.072 | 0.072 | N/A | N/A | N/A | RI | Providence | RI | The Narragansett Electric Company
| NO RESOURCE | 69736 | GREENWO02814SOLAR1800NM | 1.8 | 1.8 | N/A | N/A | N/A | RI | North Scituate | RI | The Narragansett Electric Company
| NO RESOURCE | 69737 | BRENDANS02915SOLAR28NM | 0.028 | 0.028 | N/A | N/A | N/A | RI | Riverside | RI | The Narragansett Electric Company
| NO RESOURCE | 69739 | ISM02920SOLAR2375NM | 2.375 | 2.375 | N/A | N/A | N/A | RI | Cranston | RI | The Narragansett Electric Company
| NO RESOURCE | 69740 | TOWN OF OAKLAND | 0.36 | 0.36 | N/A | N/A | N/A | ME | Oakland | ME | Central Maine Power Company
| NO RESOURCE | 69748 | AHOLD STOP & SHOP STORE #0406 | 0.263 | 0.263 | N/A | N/A | N/A | MA | Hyannis | SEMA | Yellow Jacket Energy, LLC
| NO RESOURCE | 69749 | AHOLD STOP & SHOP STORE #0087 | 0.21 | 0.21 | N/A | N/A | N/A | MA | Mashpee | SEMA | Yellow Jacket Energy, LLC
| NO RESOURCE | 69750 | AHOLD STOP & SHOP STORE #0474 | 0.263 | 0.263 | N/A | N/A | N/A | MA | East Wareham | SEMA | Yellow Jacket Energy, LLC
| NO RESOURCE | 69751 | AHOLD STOP & SHOP STORE #0425 | 0.263 | 0.263 | N/A | N/A | N/A | MA | East Falmouth | SEMA | Yellow Jacket Energy, LLC
| NO RESOURCE | 69752 | AHOLD STOP & SHOP STORE #0012 | 0.263 | 0.263 | N/A | N/A | N/A | MA | Sandwich | SEMA | Yellow Jacket Energy, LLC
| NO RESOURCE | 69753 | AHOLD STOP & SHOP STORE #0475 | 0.263 | 0.263 | N/A | N/A | N/A | MA | Harwich | SEMA | Yellow Jacket Energy, LLC
| NO RESOURCE | 69754 | AHOLD STOP & SHOP STORE #0066 | 0.21 | 0.21 | N/A | N/A | N/A | MA | Marstons Mills | SEMA | Yellow Jacket Energy, LLC
| NO RESOURCE | 69757 | GSPP02379SOLAR1128AOBC | 1.128 | 1.128 | N/A | N/A | N/A | MA | West Bridgewater | SEMA | Massachusetts Electric Company
| NO RESOURCE | 69762 | EQUAL02379SOLAR480SMQF | 0.48 | 0.48 | N/A | N/A | N/A | MA | West Bridgewater | SEMA | Massachusetts Electric Company
| NO RESOURCE | 69776 | ASTRUM02865SOLAR187.5RE | 0.188 | 0.188 | N/A | N/A | N/A | RI | Lincoln | RI | The Narragansett Electric Company
| NO RESOURCE | 69778 | CADILLAC01772SOLAR166.6QF | 0.167 | 0.167 | N/A | N/A | N/A | MA | Southborough | CMA/NEMA | Massachusetts Electric Company
| NO RESOURCE | 69779 | NSE01581SOLAR780AOBC | 0.78 | 0.78 | N/A | N/A | N/A | MA | Westborough | CMA/NEMA | Massachusetts Electric Company
| NO RESOURCE | 69780 | GREEN02842SOLAR952NM | 0.952 | 0.952 | N/A | N/A | N/A | RI | Middletown | SEMA | The Narragansett Electric Company
| NO RESOURCE | 69781 | MASSELECTRIC01532SOLAR750QF | 0.75 | 0.75 | N/A | N/A | N/A | MA | Northborough | CMA/NEMA | Massachusetts Electric Company
| NO RESOURCE | 69785 | BROOK01510SOLAR249.8QF | 0.25 | 0.25 | N/A | N/A | N/A | MA | Clinton | CMA/NEMA | Massachusetts Electric Company
| NO RESOURCE | 69796 | UNICORNA02061SOLAR366.6SMQF | 0.367 | 0.367 | N/A | N/A | N/A | MA | Norwell | SEMA | Massachusetts Electric Company
| NO RESOURCE | 69797 | UNICORNB02061SOLAR233.3SMQF | 0.233 | 0.233 | N/A | N/A | N/A | MA | Norwell | SEMA | Massachusetts Electric Company
| NO RESOURCE | 69805 | DOWNEAST CONCEPTS | 0.075 | 0.075 | N/A | N/A | N/A | ME | Yarmouth | SME | Central Maine Power Company
| NO RESOURCE | 69812 | SMITH01060NG3500QF | 3.5 | 3.5 | N/A | N/A | N/A | MA | Northampton | WMA | Massachusetts Electric Company
| NO RESOURCE | 69822 | NM BOSTON HSG AUTH ID2157007 | 0.18 | 0.18 | N/A | N/A | N/A | MA | Waltham | BOSTON | NSTAR Electric Company
| NO RESOURCE | 69823 | NM BRANDEIS UNIV PV ID2104994 | 0.576 | 0.576 | N/A | N/A | N/A | MA | Somerville | BOSTON | NSTAR Electric Company
| NO RESOURCE | 69824 | HOSPICE OF SOUTHERN MAINE | 0.1 | 0.1 | N/A | N/A | N/A | ME | Scarborough | SME | Central Maine Power Company
| NO RESOURCE | 69829 | STONEHILL02356SOLAR4391QF | 4.166 | 4.166 | N/A | N/A | N/A | MA | North Easton | SEMA | Massachusetts Electric Company
| NO RESOURCE | 69834 | NM MATTAPOISETT R-V ID2234593 | 0.108 | 0.108 | N/A | N/A | N/A | MA | Walpole | SEMA | NSTAR Electric Company
| NO RESOURCE | 69835 | NM ACTON-BOX REGL ID2082549 | 0.495 | 0.495 | N/A | N/A | N/A | MA | Woburn | BOSTON | NSTAR Electric Company
| NO RESOURCE | 69845 | NM PLYMOUTH CTY SHER ID2233507 | 0.336 | 0.336 | N/A | N/A | N/A | MA | Walpole | SEMA | NSTAR Electric Company
| NO RESOURCE | 69848 | NM PLYMOUTH CTY SH 2 ID2230560 | 0.53 | 0.53 | N/A | N/A | N/A | MA | Walpole | SEMA | NSTAR Electric Company
| NO RESOURCE | 69853 | NM BLUEHILLSREGLTECH ID2212756 | 0.33 | 0.33 | N/A | N/A | N/A | MA | Canton | SEMA | NSTAR Electric Company
| NO RESOURCE | 69854 | NM BLUEHILLSREGLTECH ID2214562 | 0.462 | 0.462 | N/A | N/A | N/A | MA | Canton | SEMA | NSTAR Electric Company
| NO RESOURCE | 69856 | QF ELSON CLOVERLEAF ID2350187 | 0.466 | 0.466 | N/A | N/A | N/A | MA | Natick | BOSTON | NSTAR Electric Company
| NO RESOURCE | 69860 | NM ALTERNATEPWR 1-4 ID2071689 | 1.7 | 1.7 | N/A | N/A | N/A | MA | West Wareham | SEMA | NSTAR Electric Company
| NO RESOURCE | 69861 | NM MATTAPOISETT R-V ID2233726 | 0.554 | 0.554 | N/A | N/A | N/A | MA | Walpole | SEMA | NSTAR Electric Company
| NO RESOURCE | 69862 | NM PLYMOUTH CTY SH 1 ID2234091 | 0.632 | 0.632 | N/A | N/A | N/A | MA | Walpole | SEMA | NSTAR Electric Company
| NO RESOURCE | 69863 | ECOGY01607SOLAR199.8AOBC | 0.2 | 0.2 | N/A | N/A | N/A | MA | Worcester | CMA/NEMA | Massachusetts Electric Company
| NO RESOURCE | 69864 | TANGENT01473SOLAR3000AOBC | 3 | 3 | N/A | N/A | N/A | MA | Westminster | WMA | Massachusetts Electric Company
| NO RESOURCE | 69869 | NM_OLIVE STREET PV6F1500-2016 | 0.096 | 0.096 | N/A | N/A | N/A | MA | Montague | WMA | NSTAR Electric Company
| NO RESOURCE | 69870 | NM_FULL BLOOM PV 6A1252-2015 | 0.496 | 0.496 | N/A | N/A | N/A | MA | South Deerfield | WMA | NSTAR Electric Company
| NO RESOURCE | 69871 | NM SUNFARM 1 PV_6B521-2015 | 0.499 | 0.499 | N/A | N/A | N/A | MA | Pittsfield | WMA | NSTAR Electric Company
| NO RESOURCE | 69874 | NM_SUNFARM 2 PV_ 6B522-2015 | 0.499 | 0.499 | N/A | N/A | N/A | MA | Pittsfield | WMA | NSTAR Electric Company
| NO RESOURCE | 69875 | NM_SUNFARM PV 3_ 6B525-2015 | 0.499 | 0.499 | N/A | N/A | N/A | MA | Pittsfield | WMA | NSTAR Electric Company
| NO RESOURCE | 69876 | NM_US LIGHT ENERGY 1_PV | 0.499 | 0.499 | N/A | N/A | N/A | MA | Pittsfield | WMA | NSTAR Electric Company
| NO RESOURCE | 69878 | NM_US LIGHT ENERGY 2_PV | 0.499 | 0.499 | N/A | N/A | N/A | MA | Pittsfield | WMA | NSTAR Electric Company
| NO RESOURCE | 69879 | NM_WILLOW HILL RD PV | 0.448 | 0.448 | N/A | N/A | N/A | MA | Lenox Dale | WMA | NSTAR Electric Company
| NO RESOURCE | 69889 | EHOUSING01507SOLAR1000NM | 1 | 1 | N/A | N/A | N/A | MA | Charlton | WMA | Massachusetts Electric Company
| NO RESOURCE | 69900 | NSE02766SOLAR966.6AOBC | 0.967 | 0.967 | N/A | N/A | N/A | MA | Norton | RI | Massachusetts Electric Company
| NO RESOURCE | 69928 | PUBLIC01886SOLAR99.9SMQF | 0.1 | 0.1 | N/A | N/A | N/A | MA | Westford | CMA/NEMA | Massachusetts Electric Company
| NO RESOURCE | 69929 | ALTUS01036SOLAR2000SMQF | 2 | 2 | N/A | N/A | N/A | MA | Hampden | WMA | Massachusetts Electric Company
| NO RESOURCE | 69930 | MELVILLE02871SOLAR3000NM | 3 | 3 | N/A | N/A | N/A | RI | Portsmouth | SEMA | The Narragansett Electric Company
| NO RESOURCE | 69934 | WILCO02886SOLAR200RE | 0.2 | 0.2 | N/A | N/A | N/A | RI | Warwick | RI | The Narragansett Electric Company
| NO RESOURCE | 69940 | 1HARTFORD02825SOLAR2000RE | 2 | 2 | N/A | N/A | N/A | RI | Foster | RI | The Narragansett Electric Company
| NO RESOURCE | 69945 | NEXTGRID02019SOLAR500SMQF | 0.5 | 0.5 | N/A | N/A | N/A | MA | Bellingham | RI | Massachusetts Electric Company
| NO RESOURCE | 69954 | AFINNELL02188SOLAR240SMQF | 0.24 | 0.24 | N/A | N/A | N/A | MA | Weymouth | SEMA | Massachusetts Electric Company
| NO RESOURCE | 69956 | EFINNELL02188SOLAR240SMQF | 0.24 | 0.24 | N/A | N/A | N/A | MA | Weymouth | SEMA | Massachusetts Electric Company
| NO RESOURCE | 69960 | DAIRY01757SOLAR109.9QF | 0.11 | 0.11 | N/A | N/A | N/A | MA | Milford | RI | Massachusetts Electric Company
| NO RESOURCE | 69967 | BFINNELL02188SOLAR240SMQF | 0.24 | 0.24 | N/A | N/A | N/A | MA | Weymouth | SEMA | Massachusetts Electric Company
| NO RESOURCE | 69968 | BVD01257SOLAR240AOBC | 0.24 | 0.24 | N/A | N/A | N/A | MA | Sheffield | WMA | Massachusetts Electric Company
| NO RESOURCE | 69969 | DFINNELL02188SOLAR492SMQF | 0.492 | 0.492 | N/A | N/A | N/A | MA | Weymouth | SEMA | Massachusetts Electric Company
| NO RESOURCE | 69970 | CFINNELL02188SOLAR240SMQF | 0.24 | 0.24 | N/A | N/A | N/A | MA | Weymouth | SEMA | Massachusetts Electric Company
| NO RESOURCE | 69972 | HOME01257SOLAR1980SMQF | 1.98 | 1.98 | N/A | N/A | N/A | MA | Sheffield | WMA | Massachusetts Electric Company
| NO RESOURCE | 69977 | OAKHAM01068SOLAR2000AOBC | 2 | 2 | N/A | N/A | N/A | MA | Oakham | WMA | Massachusetts Electric Company
| NO RESOURCE | 69978 | LONSDALE02863SOLAR233.1RE | 0.233 | 0.233 | N/A | N/A | N/A | RI | Central Falls | RI | The Narragansett Electric Company
| NO RESOURCE | 69982 | OAKORANGE01364SOLAR4980SMQF | 4.98 | 4.98 | N/A | N/A | N/A | MA | Orange | WMA | Massachusetts Electric Company
| NO RESOURCE | 70001 | JEFFREY02871SOLAR32.77NM | 0.033 | 0.033 | N/A | N/A | N/A | RI | Portsmouth | SEMA | The Narragansett Electric Company
| NO RESOURCE | 70018 | BLUESTONE02864SOLAR206.5RE | 0.207 | 0.207 | N/A | N/A | N/A | RI | Cumberland | RI | The Narragansett Electric Company
| NO RESOURCE | 70041 | UNION FARM EQUIPMENT | 0.034 | 0.034 | N/A | N/A | N/A | ME | Union | ME | Central Maine Power Company
| NO RESOURCE | 70052 | BVD01247SOLAR240AOBC | 0.24 | 0.24 | N/A | N/A | N/A | MA | Clarksburg | WMA | Massachusetts Electric Company
| NO RESOURCE | 70062 | MILLBURY01519SOLAR250SMQF | 0.25 | 0.25 | N/A | N/A | N/A | MA | Grafton | CMA/NEMA | Massachusetts Electric Company
| NO RESOURCE | 70067 | REDWOOD02864SOLAR220RE | 0.22 | 0.22 | N/A | N/A | N/A | RI | Cumberland | RI | The Narragansett Electric Company
| NO RESOURCE | 70092 | BEVERLY01915SOLAR82QF | 0.082 | 0.082 | N/A | N/A | N/A | MA | Beverly | BOSTON | Massachusetts Electric Company
| NO RESOURCE | 70093 | AUTOZONE02891SOLAR33.3NM | 0.033 | 0.033 | N/A | N/A | N/A | RI | Westerly | RI | The Narragansett Electric Company
| NO RESOURCE | 70095 | MANVILLE02864SOLAR4482NM | 4.482 | 4.482 | N/A | N/A | N/A | RI | Cumberland | RI | The Narragansett Electric Company
| NO RESOURCE | 70096 | GSPPBRISTOL02375SOLAR710SMQF | 0.71 | 0.71 | N/A | N/A | N/A | MA | South Easton | SEMA | Massachusetts Electric Company
| NO RESOURCE | 70099 | STOUGHTON02072SOLAR99.9QF | 0.1 | 0.1 | N/A | N/A | N/A | MA | Stoughton | SEMA | Massachusetts Electric Company
| NO RESOURCE | 70100 | CLAYTON01222SOLAR2079SMQF | 2.079 | 2.079 | N/A | N/A | N/A | MA | Ashley Falls | WMA | Massachusetts Electric Company
| NO RESOURCE | 70101 | WVCB02909SOLAR66.6NM | 0.067 | 0.067 | N/A | N/A | N/A | RI | Providence | RI | The Narragansett Electric Company
| NO RESOURCE | 70102 | AUTOZONE02888SOLAR33.3NM | 0.033 | 0.033 | N/A | N/A | N/A | RI | Warwick | RI | The Narragansett Electric Company
| NO RESOURCE | 71116 | BELLEAU02914SOLAR30NM | 0.03 | 0.03 | N/A | N/A | N/A | RI | East Providence | RI | The Narragansett Electric Company
| NO RESOURCE | 71125 | CTMS01543SOLAR133.2SMQF | 0.133 | 0.133 | N/A | N/A | N/A | MA | Rutland | WMA | Massachusetts Electric Company
| NO RESOURCE | 71142 | STBRENDANS02915SOLAR38.5NM | 0.039 | 0.039 | N/A | N/A | N/A | RI | Riverside | RI | The Narragansett Electric Company
| NO RESOURCE | 71143 | PUBLIC02149SOLAR133.2SMQF | 0.133 | 0.133 | N/A | N/A | N/A | MA | Everett | WMA | Massachusetts Electric Company
| NO RESOURCE | 71146 | GSPPPEARL02148SOLAR340AOBC | 0.34 | 0.34 | N/A | N/A | N/A | MA | Malden | BOSTON | Massachusetts Electric Company
| NO RESOURCE | 71147 | COSMO02920SOLAR25.2NM | 0.025 | 0.025 | N/A | N/A | N/A | RI | Cranston | RI | The Narragansett Electric Company
| NO RESOURCE | 71160 | VCT02904SOLAR300RE | 0.3 | 0.3 | N/A | N/A | N/A | RI | Providence | RI | The Narragansett Electric Company
| NO RESOURCE | 71162 | PSMYSTIC02155SOLAR106SMQF | 0.106 | 0.106 | N/A | N/A | N/A | MA | Medford | BOSTON | Massachusetts Electric Company
| NO RESOURCE | 71165 | AVESTA LIVERMORE TERRACE | 0.1 | 0.1 | N/A | N/A | N/A | ME | East Waterboro | SME | Central Maine Power Company
| NO RESOURCE | 71166 | PSEASTERN02148SOLAR133.2SMQF | 0.133 | 0.133 | N/A | N/A | N/A | MA | Malden | BOSTON | Massachusetts Electric Company
| NO RESOURCE | 71167 | CUTLER02885SOLAR199.8RE | 0.2 | 0.2 | N/A | N/A | N/A | RI | Warren | RI | The Narragansett Electric Company
| NO RESOURCE | 71170 | EDF01473SOLAR4875SMQF | 4.875 | 4.875 | N/A | N/A | N/A | MA | Westminster | WMA | Massachusetts Electric Company
| NO RESOURCE | 71171 | AIM02920SOLAR133.2NM | 0.133 | 0.133 | N/A | N/A | N/A | RI | Cranston | RI | The Narragansett Electric Company
| NO RESOURCE | 71172 | BWC01535SOLAR4200AOBC | 4.2 | 4.2 | N/A | N/A | N/A | MA | North Brookfield | WMA | Massachusetts Electric Company
| NO RESOURCE | 71173 | QF FALMOUTH RETAIL ID2402100 | 0.133 | 0.133 | N/A | N/A | N/A | MA | Falmouth | SEMA | NSTAR Electric Company
| NO RESOURCE | 71174 | NM MARION MA 1 LLC ID2062768 | 0.882 | 0.882 | N/A | N/A | N/A | MA | Marion | SEMA | NSTAR Electric Company
| NO RESOURCE | 71176 | NM JULIANA FLANDERS ID2372255 | 0.167 | 0.167 | N/A | N/A | N/A | MA | Chilmark | SEMA | NSTAR Electric Company
| NO RESOURCE | 71177 | POTASH01879SOLAR250SMQF | 0.25 | 0.25 | N/A | N/A | N/A | MA | Tyngsboro | CMA/NEMA | Massachusetts Electric Company
| NO RESOURCE | 71179 | QF SAFENERGYMA4-2020 ID2351639 | 0.15 | 0.15 | N/A | N/A | N/A | MA | Dartmouth | SEMA | NSTAR Electric Company
| NO RESOURCE | 71180 | QF NEXTGRID WILLOW ID2333807 | 0.4 | 0.4 | N/A | N/A | N/A | MA | South Dennis | SEMA | NSTAR Electric Company
| NO RESOURCE | 71181 | QF LORDPHILLIPSSOLAR ID2268649 | 0.12 | 0.12 | N/A | N/A | N/A | MA | New Bedford | SEMA | NSTAR Electric Company
| NO RESOURCE | 71182 | QF LORDPHILLIPSSOLAR ID2268650 | 0.12 | 0.12 | N/A | N/A | N/A | MA | New Bedford | SEMA | NSTAR Electric Company
| NO RESOURCE | 71183 | QF LORDPHILLIPSSOLAR ID2269021 | 0.12 | 0.12 | N/A | N/A | N/A | MA | New Bedford | SEMA | NSTAR Electric Company
| NO RESOURCE | 71184 | QF NEXTGRIDLARCH ID2350400 | 0.112 | 0.112 | N/A | N/A | N/A | MA | Hyannis | SEMA | NSTAR Electric Company
| NO RESOURCE | 71185 | AOBC NEXTGRIDCHITTWD ID2331027 | 0.133 | 0.133 | N/A | N/A | N/A | MA | Orleans | SEMA | NSTAR Electric Company
| NO RESOURCE | 71186 | QF PLYMOUTH PAR LLC ID2294151 | 0.133 | 0.133 | N/A | N/A | N/A | MA | Plymouth | SEMA | NSTAR Electric Company
| NO RESOURCE | 71187 | QF MILLBROOK SOL LTD ID2346979 | 0.15 | 0.15 | N/A | N/A | N/A | MA | Duxbury | SEMA | NSTAR Electric Company
| NO RESOURCE | 71188 | QF NEXTGRIDBUCKTHORN ID2355147 | 0.25 | 0.25 | N/A | N/A | N/A | MA | South Yarmouth | SEMA | NSTAR Electric Company
| NO RESOURCE | 71189 | QF HYANNISAIRSERVICE ID2328863 | 0.1 | 0.1 | N/A | N/A | N/A | MA | Hyannis | SEMA | NSTAR Electric Company
| NO RESOURCE | 71190 | QF CATLYZACRE8THATCH ID2286965 | 0.139 | 0.139 | N/A | N/A | N/A | MA | West Wareham | SEMA | NSTAR Electric Company
| NO RESOURCE | 71191 | AOBC NEXTGRIDSPRUCE ID2368090 | 0.2 | 0.2 | N/A | N/A | N/A | MA | Brewster | SEMA | NSTAR Electric Company
| NO RESOURCE | 71192 | NM BOSTONHSGAUTH ID2147800 | 0.336 | 0.336 | N/A | N/A | N/A | MA | Boston | BOSTON | NSTAR Electric Company
| NO RESOURCE | 71193 | ENELBELLAIR02886SOLAR180RE | 0.18 | 0.18 | N/A | N/A | N/A | RI | Warwick | RI | The Narragansett Electric Company
| NO RESOURCE | 71194 | PUBLICN02368SOLAR186.6SMQF | 0.187 | 0.187 | N/A | N/A | N/A | MA | Randolph | SEMA | Massachusetts Electric Company
| NO RESOURCE | 71195 | LEICESTER01524SOLAR2592AOBC | 2.592 | 2.592 | N/A | N/A | N/A | MA | Leicester | WMA | Massachusetts Electric Company
| NO RESOURCE | 71198 | SUNRISE01230SOLAR4930AOBC | 4.93 | 4.93 | N/A | N/A | N/A | MA | New Marlboro | WMA | Massachusetts Electric Company
| NO RESOURCE | 71201 | NONNI CORP LLC | 0.066 | 0.066 | N/A | N/A | N/A | ME | Scarborough | SME | Central Maine Power Company
| NO RESOURCE | 71202 | LOADSTAR01523SOLAR3875AOBC | 3.875 | 3.875 | N/A | N/A | N/A | MA | Lancaster | CMA/NEMA | Massachusetts Electric Company
| NO RESOURCE | 71203 | ASTRUM02908SOLAR100RE | 0.1 | 0.1 | N/A | N/A | N/A | RI | Providence | RI | The Narragansett Electric Company
| NO RESOURCE | 71204 | QF NEXTGRID HOLLY ID2335447 | 0.466 | 0.466 | N/A | N/A | N/A | MA | South Dennis | SEMA | NSTAR Electric Company
| NO RESOURCE | 71206 | QF NEXTGRID ACACIA ID2350752 | 0.333 | 0.333 | N/A | N/A | N/A | MA | Dennis | SEMA | NSTAR Electric Company
| NO RESOURCE | 71207 | MECO01610SOLAR800QF | 0.8 | 0.8 | N/A | N/A | N/A | MA | Worcester | WMA | Massachusetts Electric Company
| NO RESOURCE | 71208 | AOBC SUNRISEONDRIFT ID2243995 | 2.4 | 2.4 | N/A | N/A | N/A | MA | Westport | SEMA | NSTAR Electric Company
| NO RESOURCE | 71210 | NM CITY OF CAMBRIDGE ID2157900 | 0.498 | 0.498 | N/A | N/A | N/A | MA | Boston | BOSTON | NSTAR Electric Company
| NO RESOURCE | 71218 | NM SOUTHERNSKYRENENE ID2051273 | 1.5 | 1.5 | N/A | N/A | N/A | MA | Carver | SEMA | NSTAR Electric Company
| NO RESOURCE | 71224 | BD SOLAR OXFORD 1 | 4.6 | 4.6 | N/A | N/A | N/A | ME | Oxford | ME | Acadia Renewable Energy, L.L.C.
| NO RESOURCE | 71225 | BD SOLAR OXFORD 2 | 4.6 | 4.6 | N/A | N/A | N/A | ME | Oxford | ME | Acadia Renewable Energy, L.L.C.
| NO RESOURCE | 71226 | S.COUNTY02879SOLAR32.19NM | 0.032 | 0.032 | N/A | N/A | N/A | RI | Wakefield | RI | The Narragansett Electric Company
| NO RESOURCE | 71228 | SM_AOBC TWNNATICKSOL ID2353437 | 0.496 | 0.496 | N/A | N/A | N/A | MA | Natick | BOSTON | NSTAR Electric Company
| NO RESOURCE | 71230 | SM_AOBC KERSRGEARSNL ID2366415 | 0.353 | 0.353 | N/A | N/A | N/A | MA | Watertown | BOSTON | NSTAR Electric Company
| NO RESOURCE | 71231 | SM_AOBC KERSRGEARSNL ID2366357 | 0.48 | 0.48 | N/A | N/A | N/A | MA | Watertown | BOSTON | NSTAR Electric Company
| NO RESOURCE | 71232 | SM_AOBC 15PRESSOLAR ID2311476 | 0.25 | 0.25 | N/A | N/A | N/A | MA | Woburn | BOSTON | NSTAR Electric Company
| NO RESOURCE | 71233 | AMATERASU01523SOLAR4600AOBC | 4.6 | 4.6 | N/A | N/A | N/A | MA | Lancaster | CMA/NEMA | Massachusetts Electric Company
| NO RESOURCE | 71234 | MORNINGSTAR MARBLE & GRANITE | 0.133 | 0.133 | N/A | N/A | N/A | ME | Topsham | ME | Central Maine Power Company
| NO RESOURCE | 71236 | UNICORN02339SOLAR400SMQF | 0.4 | 0.4 | N/A | N/A | N/A | MA | Hanover | SEMA | Massachusetts Electric Company
| NO RESOURCE | 71238 | ASTRUM02852SOLAR180RE | 0.18 | 0.18 | N/A | N/A | N/A | RI | North Kingstown | RI | The Narragansett Electric Company
| NO RESOURCE | 71239 | ROWELL'S GARAGE | 0.04 | 0.04 | N/A | N/A | N/A | ME | Dover Foxcroft | ME | Central Maine Power Company
| NO RESOURCE | 71241 | SM_AOBC CVE NO AM 6B1762-2018 | 3.32 | 3.32 | N/A | N/A | N/A | MA | Peru | WMA | Eversource Energy Service Company
| NO RESOURCE | 71242 | SM_AOBC CVE NO AM 6A3031-2017 | 4.98 | 4.98 | N/A | N/A | N/A | MA | Westhampton | WMA | Eversource Energy Service Company
| NO RESOURCE | 71243 | SM_AOBC ENGIE C6S3544-2017 | 4.99 | 4.99 | N/A | N/A | N/A | MA | Agawam | WMA | Eversource Energy Service Company
| NO RESOURCE | 71245 | SM_AOBC CVE NO AM 6B1628-2017 | 4.98 | 4.98 | N/A | N/A | N/A | MA | Tolland | WMA | Eversource Energy Service Company
| NO RESOURCE | 71273 | NORTH NOBLEBORO SOLAR | 2.5 | 2.5 | N/A | N/A | N/A | ME | Waldoboro | ME | Central Maine Power Company
| NO RESOURCE | 71275 | ALTUS01230SOLAR1000QF | 1 | 1 | N/A | N/A | N/A | MA | New Marlborough | WMA | Massachusetts Electric Company
| NO RESOURCE | 71277 | TES02886SOLAR660RE | 0.66 | 0.66 | N/A | N/A | N/A | RI | Warwick | RI | The Narragansett Electric Company
| NO RESOURCE | 71278 | CEDAR02151SOLAR153.2SMQF | 0.153 | 0.153 | N/A | N/A | N/A | MA | Revere | BOSTON | Massachusetts Electric Company
| NO RESOURCE | 71281 | MOOSE02857SOLAR43.2NM | 0.043 | 0.043 | N/A | N/A | N/A | RI | North Scituate | RI | The Narragansett Electric Company
| NO RESOURCE | 71283 | CUMBERLAND02864SOLAR30NM | 0.03 | 0.03 | N/A | N/A | N/A | RI | Cumberland | RI | The Narragansett Electric Company
| NO RESOURCE | 71312 | MARLBORO01752SOLAR133.2SMQF | 0.133 | 0.133 | N/A | N/A | N/A | MA | Marlborough | CMA/NEMA | Massachusetts Electric Company
| NO RESOURCE | 71313 | UNIVERSITY02817SOLAR4000NM | 4 | 4 | N/A | N/A | N/A | RI | West Greenwich | RI | The Narragansett Electric Company
| NO RESOURCE | 71328 | PATRIOT02909SOLAR40NM | 0.04 | 0.04 | N/A | N/A | N/A | RI | Providence | RI | The Narragansett Electric Company
| NO RESOURCE | 71329 | ZACHARY02809SOLAR69.5NM | 0.07 | 0.07 | N/A | N/A | N/A | RI | Bristol | RI | The Narragansett Electric Company
| NO RESOURCE | 71347 | RANDALL01503SOLAR4950AOBC | 4.95 | 4.95 | N/A | N/A | N/A | MA | Berlin | WMA | Massachusetts Electric Company
| NO RESOURCE | 71358 | CHELMSFORD01863SOLAR910AOBC | 0.91 | 0.91 | N/A | N/A | N/A | MA | North Chelmsford | CMA/NEMA | Massachusetts Electric Company
| NO RESOURCE | 71359 | 60EMAIN02893SOLAR30.74NM | 0.031 | 0.031 | N/A | N/A | N/A | RI | West Warwick | RI | The Narragansett Electric Company
| NO RESOURCE | 71360 | PSWARD02151SOLAR106.6SMQF | 0.107 | 0.107 | N/A | N/A | N/A | MA | Revere | BOSTON | Massachusetts Electric Company
| NO RESOURCE | 71361 | PROVYARN02860SOLAR187.5RE | 0.188 | 0.188 | N/A | N/A | N/A | RI | Pawtucket | RI | The Narragansett Electric Company
| NO RESOURCE | 71362 | STPATS02908SOLAR50NM | 0.05 | 0.05 | N/A | N/A | N/A | RI | Providence | RI | The Narragansett Electric Company
| NO RESOURCE | 71363 | FALLRIVER02720SOLAR233.3SMQF | 0.233 | 0.233 | N/A | N/A | N/A | MA | Fall River | SEMA | Massachusetts Electric Company
| NO RESOURCE | 71364 | SM_AOBC 510PVPROJDEV ID2238661 | 4.99 | 4.99 | N/A | N/A | N/A | MA | East Freetown | SEMA | NSTAR Electric Company
| NO RESOURCE | 71376 | CHEBACCO01982SOLAR731QF | 0.731 | 0.731 | N/A | N/A | N/A | MA | Hamilton | BOSTON | Massachusetts Electric Company
| NO RESOURCE | 71377 | PSGOODHUE01970SOLAR120SMQF | 0.12 | 0.12 | N/A | N/A | N/A | MA | Salem | BOSTON | Massachusetts Electric Company
| NO RESOURCE | 71378 | COY01083SOLAR4000AOBC | 4 | 4 | N/A | N/A | N/A | MA | Warren | WMA | Massachusetts Electric Company
| NO RESOURCE | 71379 | SSOLUTIONS01752SOLAR66.6QF | 0.067 | 0.067 | N/A | N/A | N/A | MA | Marlborough | CMA/NEMA | Massachusetts Electric Company
| NO RESOURCE | 71380 | MASSAMER01879SOLAR249.8QF | 0.25 | 0.25 | N/A | N/A | N/A | MA | Tyngsboro | CMA/NEMA | Massachusetts Electric Company
| NO RESOURCE | 71383 | VARNUM01463SOLAR200SMQF | 0.2 | 0.2 | N/A | N/A | N/A | MA | Pepperell | CMA/NEMA | Massachusetts Electric Company
| NO RESOURCE | 71387 | DIAMOND02864SOLAR199.8RE | 0.2 | 0.2 | N/A | N/A | N/A | RI | Cumberland | RI | The Narragansett Electric Company
| NO RESOURCE | 71389 | BLUESTONE02860SOLAR499.5RE | 0.5 | 0.5 | N/A | N/A | N/A | RI | Pawtucket | RI | The Narragansett Electric Company
| NO RESOURCE | 71406 | VP_S3 | 0.22 | 0.22 | N/A | N/A | N/A | ME | Brewer | BHE | Versant Power
| NO RESOURCE | 71407 | SM_AOBC BROOKSTPLYMP ID2239531 | 3 | 3 | N/A | N/A | N/A | MA | Plympton | SEMA | NSTAR Electric Company
| NO RESOURCE | 71414 | BWC MACES POND | 3.55 | 3.55 | N/A | N/A | N/A | ME | Rockport | ME | Central Maine Power Company
| NO RESOURCE | 71418 | TARGET02149SOLAR369.6SMQF | 0.37 | 0.37 | N/A | N/A | N/A | MA | Everett | BOSTON | Massachusetts Electric Company
| NO RESOURCE | 71419 | CEC01339SOLAR2500AOBC | 2.5 | 2.5 | N/A | N/A | N/A | MA | Charlemont | WMA | Massachusetts Electric Company
| NO RESOURCE | 71431 | NEW GEN VENTURES_S_PORTLAND | 0.133 | 0.133 | N/A | N/A | N/A | ME | South Portland | SME | Central Maine Power Company
| NO RESOURCE | 71436 | GWH02865SOLAR100NM | 0.1 | 0.1 | N/A | N/A | N/A | RI | Lincoln | RI | The Narragansett Electric Company
| NO RESOURCE | 71445 | SOLAR MGT INT_WATERBORO | 4.99 | 4.99 | N/A | N/A | N/A | ME | Waterboro | SME | Central Maine Power Company
| NO RESOURCE | 71449 | VIKON02865SOLAR299.7RE | 0.3 | 0.3 | N/A | N/A | N/A | RI | Lincoln | RI | The Narragansett Electric Company
| NO RESOURCE | 71455 | AMERESCO01844SOLAR1750AOBC | 1.75 | 1.75 | N/A | N/A | N/A | MA | Methuen | BOSTON | Massachusetts Electric Company
| NO RESOURCE | 71466 | SM_AOBC KEARSARGENB ID2296559 | 4.95 | 4.95 | N/A | N/A | N/A | MA | New Bedford | SEMA | NSTAR Electric Company
| NO RESOURCE | 71469 | SM_AOBC KEARSARGESCH ID2334013 | 0.48 | 0.48 | N/A | N/A | N/A | MA | Walpole | SEMA | NSTAR Electric Company
| NO RESOURCE | 71471 | OAK01473SOLAR900AOBC | 0.9 | 0.9 | N/A | N/A | N/A | MA | Westminster | WMA | Massachusetts Electric Company
| NO RESOURCE | 71472 | VIDETTA02830SOLAR49.2NM | 0.049 | 0.049 | N/A | N/A | N/A | RI | Burrillville | RI | The Narragansett Electric Company
| NO RESOURCE | 71473 | CARRS02827SOLAR750RE | 0.75 | 0.75 | N/A | N/A | N/A | RI | Coventry | RI | The Narragansett Electric Company
| NO RESOURCE | 71477 | NEXTGRID02333SOLAR780SMQF | 0.78 | 0.78 | N/A | N/A | N/A | MA | East Bridgewater | SEMA | Massachusetts Electric Company
| NO RESOURCE | 71478 | COVENTRY02816SOLAR300RE | 0.3 | 0.3 | N/A | N/A | N/A | RI | Coventry | RI | The Narragansett Electric Company
| NO RESOURCE | 71479 | EMAIN01757SOLAR250QF | 0.25 | 0.25 | N/A | N/A | N/A | MA | Milford | RI | Massachusetts Electric Company
| NO RESOURCE | 71480 | SHANNOCK02875SOLAR249RE | 0.25 | 0.25 | N/A | N/A | N/A | RI | Shannock | RI | The Narragansett Electric Company
| NO RESOURCE | 71482 | BISSELL BROTHERS BREWING CO. | 0.086 | 0.086 | N/A | N/A | N/A | ME | Portland | SME | Central Maine Power Company
| NO RESOURCE | 71483 | ALTUS01230SOLAR2000QF | 2 | 2 | N/A | N/A | N/A | MA | New Marlborough | WMA | Massachusetts Electric Company
| NO RESOURCE | 71484 | ECA MAINE BET | 4.8 | 4.8 | N/A | N/A | N/A | ME | Bethel | ME | Central Maine Power Company
| NO RESOURCE | 71485 | JEFFERSON01970SOLAR86.4QF | 0.086 | 0.086 | N/A | N/A | N/A | MA | Salem | BOSTON | Massachusetts Electric Company
| NO RESOURCE | 71487 | MARLBORO01752SOLAR166.6SMQF | 0.167 | 0.167 | N/A | N/A | N/A | MA | Marlborough | CMA/NEMA | Massachusetts Electric Company
| NO RESOURCE | 71488 | MUDDY01756SOLAR1000AOBC | 1 | 1 | N/A | N/A | N/A | MA | Mendon | RI | Massachusetts Electric Company
| NO RESOURCE | 71489 | MIDDLE02842SOLAR129.6NM | 0.13 | 0.13 | N/A | N/A | N/A | RI | Middletown | SEMA | The Narragansett Electric Company
| NO RESOURCE | 71496 | TUPELO02809SOLAR200NM | 0.2 | 0.2 | N/A | N/A | N/A | RI | Bristol | RI | The Narragansett Electric Company
| NO RESOURCE | 71514 | AQUIDNECK02842SOLAR133.2RE | 0.133 | 0.133 | N/A | N/A | N/A | RI | Middletown | SEMA | The Narragansett Electric Company
| NO RESOURCE | 71519 | CAMDEN SOLAR LF | 3.892 | 3.892 | N/A | N/A | N/A | ME | Livermore Falls | ME | Central Maine Power Company
| NO RESOURCE | 71524 | NJR02896SOLAR840RE | 0.84 | 0.84 | N/A | N/A | N/A | RI | North Smithfield | RI | The Narragansett Electric Company
| NO RESOURCE | 71526 | BATTEN01570SOLAR1000QF | 1 | 1 | N/A | N/A | N/A | MA | Webster | WMA | Massachusetts Electric Company
| NO RESOURCE | 71527 | ALGONQUIN01532SOLAR250QF | 0.25 | 0.25 | N/A | N/A | N/A | MA | Northborough | CMA/NEMA | Massachusetts Electric Company
| NO RESOURCE | 71528 | NAPLES CASCO SOLAR 1 | 2 | 2 | N/A | N/A | N/A | ME | Casco | ME | Central Maine Power Company
| NO RESOURCE | 71529 | ZERO01562SOLAR1000AOBC | 1 | 1 | N/A | N/A | N/A | MA | Spencer | WMA | Massachusetts Electric Company
| NO RESOURCE | 71538 | FOXHILL02835SOLAR26.68NM | 0.027 | 0.027 | N/A | N/A | N/A | RI | Jamestown | RI | The Narragansett Electric Company
| NO RESOURCE | 71540 | ACTON H ROAD SOLAR 1 | 3.45 | 3.45 | N/A | N/A | N/A | ME | Acton | SME | Central Maine Power Company
| NO RESOURCE | 71546 | REVISION-110 MAIN ST | 0.1 | 0.1 | N/A | N/A | N/A | ME | Scarborough | SME | Central Maine Power Company
| NO RESOURCE | 71554 | MARLBORO01752SOLAR200QF | 0.2 | 0.2 | N/A | N/A | N/A | MA | Marlborough | CMA/NEMA | Massachusetts Electric Company
| NO RESOURCE | 71612 | OAK01364SOLAR840AOBC | 0.84 | 0.84 | N/A | N/A | N/A | MA | Orange | WMA | Massachusetts Electric Company
| NO RESOURCE | 71613 | BIGM02891SOLAR120NM | 0.12 | 0.12 | N/A | N/A | N/A | RI | Westerly | RI | The Narragansett Electric Company
| NO RESOURCE | 71615 | NEA02920SOLAR28.8NM | 0.028 | 0.028 | N/A | N/A | N/A | RI | Westerly | RI | The Narragansett Electric Company
| NO RESOURCE | 71616 | HARBOR01225SOLAR1980QF | 1.98 | 1.98 | N/A | N/A | N/A | MA | Cheshire | WMA | Massachusetts Electric Company
| NO RESOURCE | 71617 | KOVACIC02891SOLAR150RE | 0.15 | 0.15 | N/A | N/A | N/A | RI | Westerly | RI | The Narragansett Electric Company
| NO RESOURCE | 71618 | SOUTHERN02894SOLAR180RE | 0.18 | 0.18 | N/A | N/A | N/A | RI | Wood River Jt | RI | The Narragansett Electric Company
| NO RESOURCE | 71621 | THOMASTON POLLUTION CONTROL | 0.36 | 0.36 | N/A | N/A | N/A | ME | Thomaston | ME | Central Maine Power Company
| NO RESOURCE | 71627 | KENYON02833SOLAR200RE | 0.2 | 0.2 | N/A | N/A | N/A | RI | Hopkinton | RI | The Narragansett Electric Company
| NO RESOURCE | 71628 | PARADISE PARK | 0.18 | 0.18 | N/A | N/A | N/A | ME | Old Orchard Beach | SME | Central Maine Power Company
| NO RESOURCE | 71629 | ECOGY02919SOLAR200RE | 0.2 | 0.2 | N/A | N/A | N/A | RI | Johnston | RI | The Narragansett Electric Company
| NO RESOURCE | 71632 | FOREFRONT01082SOLAR1375QF | 1.375 | 1.375 | N/A | N/A | N/A | MA | Ware | WMA | Massachusetts Electric Company
| NO RESOURCE | 71633 | DEAN02864SOLAR375RE | 0.375 | 0.375 | N/A | N/A | N/A | RI | Cumberland | RI | The Narragansett Electric Company
| NO RESOURCE | 71634 | FESTIVAL02840SOLAR331.2RE | 0.331 | 0.331 | N/A | N/A | N/A | RI | Newport | RI | The Narragansett Electric Company
| NO RESOURCE | 71635 | DONALD02895SOLAR800RE | 0.8 | 0.8 | N/A | N/A | N/A | RI | Woonsocket | RI | The Narragansett Electric Company
| NO RESOURCE | 71637 | PORT PROPERTY MGT | 0.187 | 0.187 | N/A | N/A | N/A | ME | Scarborough | SME | Central Maine Power Company
| NO RESOURCE | 71638 | LODE01230SOLAR2000AOBC | 2 | 2 | N/A | N/A | N/A | MA | Great Barrington | WMA | Massachusetts Electric Company
| NO RESOURCE | 71639 | DSM02919SOLAR487.5NM | 0.488 | 0.488 | N/A | N/A | N/A | RI | Johnston | RI | The Narragansett Electric Company
| NO RESOURCE | 71641 | DANA01879SOLAR72SMQF | 0.072 | 0.072 | N/A | N/A | N/A | MA | Tyngsboro | CMA/NEMA | Massachusetts Electric Company
| NO RESOURCE | 71646 | GREEN02905WIND3000RE | 3 | 3 | N/A | N/A | N/A | RI | Providence | RI | The Narragansett Electric Company
| NO RESOURCE | 71650 | SWEB01506SOLAR4875AOBC | 3.375 | 3.375 | N/A | N/A | N/A | MA | Brookfield | WMA | Massachusetts Electric Company
| NO RESOURCE | 71651 | PUBLIC02190SOLAR100QF | 0.1 | 0.1 | N/A | N/A | N/A | MA | Weymouth | SEMA | Massachusetts Electric Company
| NO RESOURCE | 71658 | HEP USA SPV5 UNITY LLC | 4.98 | 4.98 | N/A | N/A | N/A | ME | Unity | ME | Central Maine Power Company
| NO RESOURCE | 71669 | SNAKE02864SOLAR200RE | 0.2 | 0.2 | N/A | N/A | N/A | RI | Glocester | RI | The Narragansett Electric Company
| NO RESOURCE | 71671 | SWEB01010SOLAR1875QF | 1.875 | 1.875 | N/A | N/A | N/A | MA | Brimfield | WMA | Massachusetts Electric Company
| NO RESOURCE | 71672 | TORAY02852SOLAR480RE | 0.48 | 0.48 | N/A | N/A | N/A | RI | North Kingstown | RI | The Narragansett Electric Company
| NO RESOURCE | 71673 | GORHAM SAVINGS | 0.625 | 0.625 | N/A | N/A | N/A | ME | Gorham | SME | Central Maine Power Company
| NO RESOURCE | 71674 | KEARSARGE02879SOLAR3168NM | 3.168 | 3.168 | N/A | N/A | N/A | RI | Wakefield | RI | The Narragansett Electric Company
| NO RESOURCE | 71675 | AIRPORT02720SOLAR249.8QF | 0.25 | 0.25 | N/A | N/A | N/A | MA | Fall River | SEMA | Massachusetts Electric Company
| NO RESOURCE | 71676 | UNITED01824SOLAR1992QF | 1.992 | 1.992 | N/A | N/A | N/A | MA | Chelmsford | CMA/NEMA | Massachusetts Electric Company
| NO RESOURCE | 71677 | GREEN02905WIND1500RE | 1.5 | 1.5 | N/A | N/A | N/A | RI | Providence | RI | The Narragansett Electric Company
| NO RESOURCE | 71679 | GREEN01028SOLAR350QF | 0.35 | 0.35 | N/A | N/A | N/A | MA | East Longmeadow | WMA | Massachusetts Electric Company
| NO RESOURCE | 71680 | MCOLLEGE01247CHP75QF | 0.075 | 0.075 | N/A | N/A | N/A | MA | North Adams | WMA | Massachusetts Electric Company
| NO RESOURCE | 71681 | BCM02840SOLAR43.2NM | 0.043 | 0.043 | N/A | N/A | N/A | RI | Newport | RI | The Narragansett Electric Company
| NO RESOURCE | 71682 | SCITUATE02919SOLAR4250RE | 4.25 | 4.25 | N/A | N/A | N/A | RI | Johnston | RI | The Narragansett Electric Company
| NO RESOURCE | 71683 | EDWIN02822SOLAR40.4NM | 0.04 | 0.04 | N/A | N/A | N/A | RI | Exeter | RI | The Narragansett Electric Company
| NO RESOURCE | 71684 | MASSAM02301SOLAR133.2QF | 0.133 | 0.133 | N/A | N/A | N/A | MA | Brockton | SEMA | Massachusetts Electric Company
| NO RESOURCE | 71685 | MECO01534SOLAR4970QF | 4.97 | 4.97 | N/A | N/A | N/A | MA | Northbridge | RI | Massachusetts Electric Company
| NO RESOURCE | 71686 | MIDCOAST RECREATION CENTER | 0.333 | 0.333 | N/A | N/A | N/A | ME | Rockport | ME | Central Maine Power Company
| NO RESOURCE | 71687 | 190 ELECTRIC AVE | 0.999 | 0.999 | N/A | N/A | N/A | MA | Lunenburg | WMA | Fitchburg Gas & Electric Light Company
| NO RESOURCE | 71688 | HEP USA SPV 6 HARTLAND | 4 | 4 | N/A | N/A | N/A | ME | Hartland | ME | Central Maine Power Company
| NO RESOURCE | 71692 | PSMAIN02301SOLAR133.2QF | 0.133 | 0.133 | N/A | N/A | N/A | MA | Brockton | SEMA | Massachusetts Electric Company
| NO RESOURCE | 71700 | RONNIE02804SOLAR400RE | 0.4 | 0.4 | N/A | N/A | N/A | RI | Ashaway | RI | The Narragansett Electric Company
| NO RESOURCE | 71701 | SM_AOBCAGAWAMPVESS_6S5606-2019 | 3.6 | 3.6 | N/A | N/A | N/A | MA | Agawam | WMA | Galt Power Inc.
| NO RESOURCE | 71703 | ISM02898SOLAR2800NM | 2.8 | 2.8 | N/A | N/A | N/A | RI | Wyoming | RI | The Narragansett Electric Company
| NO RESOURCE | 71707 | JB BROWN & SON PORTLAND | 0.48 | 0.48 | N/A | N/A | N/A | ME | Portland | SME | Central Maine Power Company
| NO RESOURCE | 71708 | HILLTOP01560SOLAR240QF | 0.24 | 0.24 | N/A | N/A | N/A | MA | Grafton | RI | Massachusetts Electric Company
| NO RESOURCE | 71710 | LENOX01240SOLAR133.3QF | 0.133 | 0.133 | N/A | N/A | N/A | MA | Lenox | WMA | Massachusetts Electric Company
| NO RESOURCE | 71712 | 9PEARL01060SOLAR158.4QF | 0.158 | 0.158 | N/A | N/A | N/A | MA | Northampton | WMA | Massachusetts Electric Company
| NO RESOURCE | 71732 | STEPHEN02896SOLAR25.23NM | 0.025 | 0.025 | N/A | N/A | N/A | RI | North Smithfield | RI | The Narragansett Electric Company
| NO RESOURCE | 71733 | NM_AOBC REDP GODFREY ID2247816 | 2.5 | 2.5 | N/A | N/A | N/A | MA | Carver | SEMA | NSTAR Electric Company
| NO RESOURCE | 71735 | NORRIDGEWOCK RIVER ROAD | 4.999 | 4.999 | N/A | N/A | N/A | ME | Norridgewocck | ME | Central Maine Power Company
| NO RESOURCE | 71736 | OSGOOD01845SOLAR3384NM | 3.384 | 3.384 | N/A | N/A | N/A | MA | North Andover | BOSTON | Massachusetts Electric Company
| NO RESOURCE | 71737 | BSEASON02861SOLAR50RE | 0.05 | 0.05 | N/A | N/A | N/A | RI | Pawtucket | RI | The Narragansett Electric Company
| NO RESOURCE | 71738 | ASEASON02861SOLAR66.6RE | 0.067 | 0.067 | N/A | N/A | N/A | RI | Pawtucket | RI | The Narragansett Electric Company
| NO RESOURCE | 71739 | VISION CARE OF MAINE, BANGOR | 0.15 | 0.15 | N/A | N/A | N/A | ME | Bangor | BHE | Versant Power
| NO RESOURCE | 71743 | HARVARD01451SOLAR200QF | 0.2 | 0.2 | N/A | N/A | N/A | MA | Harvard | CMA/NEMA | Massachusetts Electric Company
| NO RESOURCE | 71757 | MAINE DG HOLDINGS - MONMOUTH | 4.95 | 4.95 | N/A | N/A | N/A | ME | Monmouth | ME | Central Maine Power Company
| NO RESOURCE | 71758 | MAINE DG HOLDING - W BALDWIN | 4.95 | 4.95 | N/A | N/A | N/A | ME | West Baldwin | SME | Central Maine Power Company
| NO RESOURCE | 71759 | MAINE DG HOLDING - AUGUSTA | 2.475 | 2.475 | N/A | N/A | N/A | ME | Augusta | ME | Central Maine Power Company
| NO RESOURCE | 71761 | TIFFT02896SOLAR990NM | 0.99 | 0.99 | N/A | N/A | N/A | RI | North Smithfield | RI | The Narragansett Electric Company
| NO RESOURCE | 71762 | AUGUSTA ROAD BOWDOIN | 3.638 | 3.638 | N/A | N/A | N/A | ME | Bowdoin | ME | Central Maine Power Company
| NO RESOURCE | 71764 | LOG02830SOLAR3900NM | 3.9 | 3.9 | N/A | N/A | N/A | RI | Burrillville | RI | The Narragansett Electric Company
| NO RESOURCE | 71766 | S&P02886SOLAR33.3NM | 0.033 | 0.033 | N/A | N/A | N/A | RI | Warwick | RI | The Narragansett Electric Company
| NO RESOURCE | 71767 | BWCA01519SOLAR1760QF | 1.76 | 1.76 | N/A | N/A | N/A | MA | Grafton | CMA/NEMA | Massachusetts Electric Company
| NO RESOURCE | 71770 | CHELMSFORD01863SOLAR66.6QF | 0.067 | 0.067 | N/A | N/A | N/A | MA | North Chelmsford | CMA/NEMA | Massachusetts Electric Company
| NO RESOURCE | 71785 | PELLA02720SOLAR66.6QF | 0.067 | 0.067 | N/A | N/A | N/A | MA | Fall River | SEMA | Massachusetts Electric Company
| NO RESOURCE | 71786 | CENTURY01844SOLAR150QF | 0.15 | 0.15 | N/A | N/A | N/A | MA | Methuen | BOSTON | Massachusetts Electric Company
| NO RESOURCE | 71787 | ARCOR01824SOLAR875QF | 0.875 | 0.875 | N/A | N/A | N/A | MA | Chelmsford | CMA/NEMA | Massachusetts Electric Company
| NO RESOURCE | 71788 | S&S02762CHP210QF | 0.21 | 0.21 | N/A | N/A | N/A | MA | Plainville | RI | Massachusetts Electric Company
| NO RESOURCE | 71836 | VCTLLC02886SOLAR200NM | 0.2 | 0.2 | N/A | N/A | N/A | RI | Warwick | RI | The Narragansett Electric Company
| NO RESOURCE | 71884 | TOWN OF SEARSPORT | 0.15 | 0.15 | N/A | N/A | N/A | ME | Searsport | ME | Central Maine Power Company
| NO RESOURCE | 71912 | AVB01752SOLAR216QF | 0.216 | 0.216 | N/A | N/A | N/A | MA | Marlborough | CMA/NEMA | Massachusetts Electric Company
| NO RESOURCE | 71913 | RE SIDNEY RD SOLAR | 2 | 2 | N/A | N/A | N/A | ME | Sidney | ME | Central Maine Power Company
| NO RESOURCE | 71914 | ORIENTAL JADE | 0.1 | 0.1 | N/A | N/A | N/A | ME | Bangor | BHE | Versant Power

## 5.2 Sys Planning DR Assumpt
Link: | Transmission Planning Technical Guide
Load Zone | Resource Type | Resource Sub-Type | Dispatch Zone (1) | Capacity Commitment Period
|  |  |  | 2022-23 |  | 2023-24 |  | 2024-25 |  | 2025-26
|  |  |  | Summer | Winter | Summer | Winter | Summer | Winter | Summer | Winter
CT | Active DR | ADCR | Eastern CT | 44.518 | 45.075 | 44.519 | 45.075 | 44.519 | 45.075 | 45.319 | 45.875
|  |  | Northern CT | 58.94 | 58.599 | 58.941 | 58.6 | 58.941 | 58.6 | 64.773 | 64.432
|  |  | Norwalk - Stamford | 3.573 | 3.573 | 4.114 | 4.114 | 4.092 | 4.092 | 6.924 | 6.924
|  |  | Western CT | 82.227 | 81.306 | 85.277 | 84.356 | 85.277 | 84.356 | 91.089 | 90.168
|  | Total active |  | 189.258 | 188.553 | 192.851 | 192.145 | 192.829 | 192.123 | 208.105 | 207.399
| Passive DR | On peak |  | 146.81 | 89.014 | 135.181 | 72.655 | 189.432 | 68.498 | 259.947 | 82.715
|  | Seasonal peak |  | 614.525 | 673.555 | 598.682 | 664.767 | 560.528 | 635.114 | 522.94 | 556.128
|  | Total passive |  | 761.335 | 762.569 | 733.863 | 737.422 | 749.96 | 703.612 | 782.887 | 638.843
| Total CT DR |  |  | 950.593 | 951.122 | 926.714 | 929.567 | 942.789 | 895.735 | 990.992 | 846.242
ME | Active DR | ADCR | Bangor Hydro | 2.43 | 2.652 | 2.43 | 2.652 | 2.43 | 2.652 | 2.43 | 2.652
|  |  | Maine | 120.497 | 141.173 | 120.497 | 141.173 | 118.765 | 139.441 | 118.765 | 139.441
|  |  | Portland Maine | 16.608 | 13.606 | 16.608 | 13.606 | 16.608 | 13.606 | 16.608 | 13.606
|  | Total active |  | 139.535 | 157.431 | 139.535 | 157.431 | 137.803 | 155.699 | 137.803 | 155.699
| Passive DR | On peak |  | 203.917 | 176.851 | 236.997 | 207.926 | 216.944 | 196.709 | 210.146 | 207.909
|  | Seasonal peak |  | 0 | 0 | 0 | 0 | 0 | 0 | 0 | 0
|  | Total passive |  | 203.917 | 176.851 | 236.997 | 207.926 | 216.944 | 196.709 | 210.146 | 207.909
| Total ME DR |  |  | 343.452 | 334.282 | 376.532 | 365.357 | 354.747 | 352.408 | 347.949 | 363.608
NEMA | Active DR | ADCR | Boston | 74.248 | 74.248 | 83.347 | 83.347 | 82.137 | 82.137 | 96.846 | 96.846
|  |  | North Shore | 21.468 | 20.174 | 19.116 | 19.215 | 17.664 | 17.765 | 26.141 | 26.242
|  | Total active |  | 95.716 | 94.422 | 102.463 | 102.562 | 99.801 | 99.902 | 122.987 | 123.088
| Passive DR | On peak |  | 847.697 | 828.121 | 808.254 | 790.419 | 742.63 | 715.388 | 625.904 | 484.969
|  | Seasonal peak |  | 0 | 0 | 0 | 0 | 0 | 0 | 0 | 0
|  | Total passive |  | 847.697 | 828.121 | 808.254 | 790.419 | 742.63 | 715.388 | 625.904 | 484.969
| Total NEMA DR |  |  | 943.413 | 922.543 | 910.717 | 892.981 | 842.431 | 815.29 | 748.891 | 608.057
NH | Active DR | ADCR | New Hampshire | 35.221 | 34.501 | 35.22 | 34.501 | 35.22 | 34.501 | 39.107 | 38.388
|  |  | Seacoast | 11.1 | 11.099 | 13.26 | 13.259 | 13.188 | 13.187 | 13.188 | 13.187
|  | Total active |  | 46.321 | 45.6 | 48.48 | 47.76 | 48.408 | 47.688 | 52.295 | 51.575
| Passive DR | On peak |  | 139.81 | 135.264 | 147.601 | 145.091 | 142.393 | 136.692 | 145.81 | 147.871
|  | Seasonal peak |  | 0 | 0 | 0 | 0 | 0 | 0 | 0 | 0
|  | Total passive |  | 139.81 | 135.264 | 147.601 | 145.091 | 142.393 | 136.692 | 145.81 | 147.871
| Total NH DR |  |  | 186.131 | 180.864 | 196.081 | 192.851 | 190.801 | 184.38 | 198.105 | 199.446
RI | Active DR | ADCR | Rhode Island | 47.581 | 44.08 | 46.166 | 42.667 | 44.736 | 41.207 | 52.297 | 48.767
|  | Total active |  | 47.581 | 44.08 | 46.166 | 42.667 | 44.736 | 41.207 | 52.297 | 48.767
| Passive DR | On peak |  | 312.901 | 313.944 | 310.982 | 319.015 | 309.014 | 320.295 | 241.751 | 202.393
|  | Seasonal peak |  | 0 | 0 | 0 | 0 | 0 | 0 | 0 | 0
|  | Total passive |  | 312.901 | 313.944 | 310.982 | 319.015 | 309.014 | 320.295 | 241.751 | 202.393
| Total RI DR |  |  | 360.482 | 358.024 | 357.148 | 361.682 | 353.75 | 361.502 | 294.048 | 251.16
SEMA | Active DR | ADCR | Lower SEMA | 11.498 | 11.275 | 15.818 | 15.594 | 15.535 | 15.311 | 21.169 | 20.945
|  |  | SEMA | 39.704 | 38.052 | 41.9 | 40.248 | 43.859 | 42.255 | 73.928 | 72.323
|  | Total active |  | 51.202 | 49.327 | 57.718 | 55.842 | 59.394 | 57.566 | 95.097 | 93.268
| Passive DR | On peak |  | 481.137 | 471.452 | 500.49 | 498.726 | 480.058 | 469.793 | 369.471 | 311.019
|  | Seasonal peak |  | 0 | 0 | 0 | 0 | 0 | 0 | 0 | 0
|  | Total passive |  | 481.137 | 471.452 | 500.49 | 498.726 | 480.058 | 469.793 | 369.471 | 311.019
| Total SEMA DR |  |  | 532.339 | 520.779 | 558.208 | 554.568 | 539.452 | 527.359 | 464.568 | 404.287
VT | Active DR | ADCR | Northwest Vermont | 38.221 | 42.525 | 38.221 | 42.525 | 37.461 | 41.765 | 37.461 | 41.765
|  |  | Vermont | 14.443 | 15.745 | 14.443 | 15.745 | 14.443 | 15.745 | 17.929 | 19.231
|  | Total active |  | 52.664 | 58.27 | 52.664 | 58.27 | 51.904 | 57.51 | 55.39 | 60.996
| Passive DR | On peak |  | 129.389 | 127.456 | 127.413 | 126.105 | 122.593 | 122.859 | 119.904 | 135.113
|  | Seasonal peak |  | 0 | 0 | 0 | 0 | 0 | 0 | 0 | 0
|  | Total passive |  | 129.389 | 127.456 | 127.413 | 126.105 | 122.593 | 122.859 | 119.904 | 135.113
| Total VT DR |  |  | 182.053 | 185.726 | 180.077 | 184.375 | 174.497 | 180.369 | 175.294 | 196.109
WCMA | Active DR | ADCR | Central MA | 36.684 | 35.1 | 40.479 | 38.895 | 40.478 | 38.894 | 44.606 | 43.022
|  |  | Springfield MA | 29.542 | 28.376 | 30.084 | 28.917 | 30.084 | 28.917 | 30.083 | 28.916
|  |  | Western MA | 39.412 | 38.508 | 43.192 | 42.288 | 41.512 | 40.608 | 46.882 | 45.978
|  | Total active |  | 105.638 | 101.984 | 113.755 | 110.1 | 112.074 | 108.419 | 121.571 | 117.916
| Passive DR | On peak |  | 497.851 | 501.806 | 513.137 | 522.573 | 491.583 | 491.737 | 385.441 | 351.733
|  | Seasonal peak |  | 35.176 | 14.419 | 26.618 | 8.387 | 20.01 | 3.616 | 25.363 | 20.044
|  | Total passive |  | 533.027 | 516.225 | 539.755 | 530.96 | 511.593 | 495.353 | 410.804 | 371.777
| Total WCMA DR |  |  | 638.665 | 618.209 | 653.51 | 641.06 | 623.667 | 603.772 | 532.375 | 489.693
ISO New England Total | Active DR | ADCR |  | 727.915 | 739.667 | 753.632 | 766.777 | 746.949 | 760.114 | 845.545 | 858.708
|  | Total active |  | 727.915 | 739.667 | 753.632 | 766.777 | 746.949 | 760.114 | 845.545 | 858.708
| Passive DR | On peak |  | 2759.512 | 2643.908 | 2780.055 | 2682.51 | 2694.647 | 2521.971 | 2358.374 | 1922.642
|  | Seasonal peak |  | 649.701 | 687.974 | 625.3 | 673.154 | 580.538 | 638.73 | 548.303 | 576.172
|  | Total passive |  | 3409.213 | 3331.882 | 3405.355 | 3355.664 | 3275.185 | 3160.701 | 2906.677 | 2498.814
| Total ISO-NE DR |  |  | 4137.128 | 4071.549 | 4158.987 | 4122.441 | 4022.134 | 3920.815 | 3752.222 | 3357.522

## 6.1 Trans Links
Link: | Regional System Plan Webpage
Link: | Interconnection Request Queue
Link: | Transmission Owner Planning Advisory Committee

## 6.2 Forecasts for Transmission
Links: | Transmission Planning Technical Guide
Gross 90/10 Summer Peak Load Forecast 1
Load Zone | 2022 | 2023 | 2024 | 2025 | 2026 | 2027 | 2028 | 2029 | 2030 | 2031
CT | 7603.4594 | 7621.4266 | 7640.7947 | 7661.9797 | 7696.3343 | 7729.6923 | 7768.8309 | 7813.3625 | 7865.3485 | 7922.7744
ME | 2244.9516 | 2266.9707 | 2291.0852 | 2317.3036 | 2350.4768 | 2386.05 | 2427.5336 | 2475.3621 | 2529.8375 | 2590.9514
NEMA | 6184 | 6211 | 6243 | 6279 | 6324 | 6366 | 6411 | 6457 | 6504 | 6553
NH | 2617.455 | 2636.7956 | 2655.9851 | 2675.1958 | 2696.3951 | 2716.6978 | 2737.909 | 2760.8249 | 2785.2852 | 2810.5382
RI | 2175.0722 | 2188.0098 | 2201.8466 | 2216.3725 | 2234.0946 | 2252.4047 | 2272.5658 | 2294.6554 | 2318.7425 | 2344.9572
SEMA | 3776 | 3782 | 3791 | 3803 | 3821 | 3836 | 3853 | 3871 | 3890 | 3909
VT | 1070.1338 | 1073.6525 | 1078.8795 | 1087.6096 | 1104.5589 | 1122.4024 | 1142.1678 | 1164.5855 | 1188.9631 | 1214.1825
WCMA | 3802 | 3814 | 3830 | 3848 | 3871 | 3892 | 3915 | 3939 | 3964 | 3990
MA (Sum of Load Zones) | 13761.1687 | 13807.2159 | 13863.3986 | 13930.1101 | 14015.9588 | 14094.8268 | 14178.833 | 14267.1681 | 14357.8459 | 14452.228
ISO-NE | 29472.2406 | 29594.0712 | 29731.9897 | 29888.5713 | 30097.8186 | 30302.074 | 30527.84 | 30775.9586 | 31046.0228 | 31335.6318
Energy Efficiency Forecast 2
Load Zone | 2022 | 2023 | 2024 | 2025 | 2026 | 2027 | 2028 | 2029 | 2030 | 2031
CT | 601.1826 | 638.7307 | 676.3818 | 713.93 | 734.0439 | 752.1887 | 767.3545 | 777.3929 | 782.1999 | 782.0732
ME | 147.4861 | 156.6976 | 165.9344 | 175.146 | 173.4825 | 171.4173 | 168.6384 | 165.1546 | 160.9892 | 156.1772
NEMA | 413 | 439 | 465 | 491 | 537 | 577 | 609 | 634 | 651 | 662
NH | 122.4621 | 130.1108 | 137.7804 | 145.429 | 157.5192 | 168.3754 | 177.548 | 185.0579 | 190.9598 | 195.3363
RI | 180.1922 | 191.4466 | 202.7317 | 213.986 | 225.6447 | 235.1096 | 242.3562 | 247.4118 | 250.3487 | 251.2757
SEMA | 268 | 285 | 302 | 318 | 346 | 370 | 389 | 404 | 415 | 421
VT | 100.9682 | 107.2743 | 113.5978 | 119.904 | 123.765 | 126.7197 | 128.8178 | 129.9605 | 129.9911 | 129.1115
WCMA | 320 | 340 | 360 | 380 | 408 | 432 | 452 | 467 | 478 | 484
MA (Sum of Load Zones) | 1001.1101 | 1063.6366 | 1126.3345 | 1188.861 | 1292.031 | 1379.0928 | 1449.8653 | 1504.5496 | 1543.6761 | 1568.0443
ISO-NE | 2153.4013 | 2287.8966 | 2422.7606 | 2557.256 | 2706.4863 | 2832.9034 | 2934.5802 | 3009.5274 | 3058.1649 | 3082.0183
PV Forecast 3,4,5 (June 1 Total Nameplate Capacity)
Load Zone | 2022 | 2023 | 2024 | 2025 | 2026 | 2027 | 2028 | 2029 | 2030 | 2031
CT | 844 | 957 | 1081 | 1219 | 1324 | 1429 | 1534 | 1637 | 1733 | 1820
ME | 158 | 302 | 523 | 738 | 960 | 1121 | 1147 | 1172 | 1198 | 1223
NEMA | 494 | 565 | 631 | 695 | 760 | 820 | 871 | 919 | 966 | 1012
NH | 166 | 196 | 224 | 250 | 277 | 304 | 331 | 358 | 384 | 411
RI | 304 | 356 | 404 | 451 | 498 | 544 | 591 | 638 | 682 | 721
SEMA | 1072 | 1225 | 1370 | 1509 | 1648 | 1780 | 1891 | 1994 | 2095 | 2195
VT | 443 | 471 | 498 | 523 | 549 | 574 | 600 | 625 | 651 | 676
WCMA | 1526 | 1744 | 1950 | 2149 | 2347 | 2534 | 2692 | 2839 | 2983 | 3125
MA (Sum of Load Zones) | 3092 | 3534 | 3951 | 4353 | 4755 | 5134 | 5455 | 5752 | 6044 | 6331
ISO-NE | 5008 | 5815 | 6681 | 7535 | 8362 | 9106 | 9656 | 10182 | 10692 | 11184

## Appendix A.1 Resources
A.1 Resources
Link: | ISO-NE Glossary containing Acronyms, Abbreviations, and Definitions
Link: | Regional System Plan Subareas
Link: | Load Zones
Energy Source

## Appendix A.2 References
A.2 References
“Auction Reports,” webpage (2022)
https://www.iso-ne.com/fca-results
“CELT Reports,” webpage (2022)
https://www.iso-ne.com/celt
“Distributed Generation Forecast,” webpage (2022)
https://www.iso-ne.com/dg-forecast
“Distributed Generation Forecast Working Group,” webpage (2022)
https://www.iso-ne.com/dgfwg
“Energy Efficiency Forecast,” webpage (2022)
https://www.iso-ne.com/eef
“FCA Obligations,” Excel spreadsheet (2022)
https://www.iso-ne.com/static-assets/documents/2018/02/fca_obligations.xlsx
Federal Energy Regulatory Agency. Order on Tariff Filing, Docket No. ER18-619-000 (March 9, 2018)
https://cms.ferc.gov/sites/default/files/2020-05/20180309230225-ER18-619-000_5.pdf
Final 2021 Heating Electrification Forecast (2022)
https://www.iso-ne.com/system-planning/system-forecasting/load-forecast/?document-type=Electrification%20Forecasts
Final 2021 Transportation Electrification Forecast (2022)
https://www.iso-ne.com/system-planning/system-forecasting/load-forecast/?document-type=Electrification%20Forecasts
Final RSP Project List—March 2022 (2022)
https://www.iso-ne.com/static-assets/documents/2022/03/final_rsp_project_list_mar_2022.xlsx
Final Asset Condition List—March 2022 (2022)
https://www.iso-ne.com/static-assets/documents/2022/03/final_asset_condition_list_mar_2022.xlsx
“Forward Capacity Market,” webpage (2022)
https://www.iso-ne.com/fcm
“Glossary and Acronyms,” webpage (2022)
https://www.iso-ne.com/glossary
“Interconnection Process Guide,” webpage (2022)
https://www.iso-ne.com/interconnections
“Interconnection Request Queue,” webpage (2022)
https://www.iso-ne.com/irq
ISO New England, “Revisions to ISO New England Transmission, Markets, and Services Tariff Related to Competitive Auctions with Sponsored Policy Resources, Docket No. ER18-___ -000,” FERC letter submission (January 8, 2018)
https://www.iso-ne.com/static-assets/documents/2018/01/er18-619-000_caspr_filing.pdf
ISO New England Inc. Transmission, Markets, and Services Tariff, Section I—General Terms and Conditions, (Review of Market Participant’s Proposed Plans) (2022)
https://www.iso-ne.com/tariff-sect1
ISO New England Inc. Transmission, Markets, and Services Tariff, Section III—Market Rule 1, Standard Market Design, (2022)
https://www.iso-ne.com/marketrule1
“Load Forecast,“ webpage (2022)
https://www.iso-ne.com/lf
“Load Forecast Committee,” webpage (2022)
https://www.iso-ne.com/lfc
Monthly SCC Reports (multiple dates)
https://www.iso-ne.com/scc
Open Access Transmission Tariff (2022)
https://www.iso-ne.com/oatt
OATT, Schedule 22—Large Generator Interconnection Procedures (2022)
https://www.iso-ne.com/sched22-lgip
OATT, Schedule 23 —Small Generator Interconnection Procedures (2022)
https://www.iso-ne.com/sched23-sgip
Operating Procedure No. 14 (OP 14), Technical Requirements for Generators, Demand Response Resources, Asset Related Demands, and Alternative Technology Regulation Resources (2022)
https://www.iso-ne.com/op14
Operating Procedures (2022)
https://www.iso-ne.com/ops
“Regional System Plan and Related Analyses,” webpage (2022)
https://www.iso-ne.com/rsp
“Reliability Committee and Working Groups,” webpage (2022)
https://www.iso-ne.com/rc
“Transmission Owner Planning Advisory Committee,” webpage (2022), Transmission Owner Local System Plans
https://www.iso-ne.com/topac
Transmission Planning Technical Guide Rev 7.3 (2022)
https://www.iso-ne.com/static-assets/documents/2022/04/transmission_planning_technical_guide_rev7_3.pdf
US Energy Information Administration, “Form EIA-860 Data,” webpage (US Department of Energy, September 9, 2021)
https://www.eia.gov/electricity/data/eia860/