## Welcome
ISO-NE Public
FGRS Production Cost Data
Table of Contents | Description
1. Available Capacity | Nameplate capacity by resource type within each scenario and alternative
2. Generation by Subtype | Total generation by each resource type within each scenario and alternative
3. Curtailable Resources | Total available energy, total energy committed to load, and total curtailed energy for each curtailable resource within each scenario and alternative
4. Production Cost | System-wide production cost for each scenario and alternative
5. Average LMP | Annual average system-wide LMP for each scenario and alternative
6. CO2 Emissions | System-wide CO2 Emissions for each scenario and alternative
7. Hourly Data for Main Diagonal Scenarios | Detailed hourly data for the main diagonal scenarios, see table below
Hourly Data Column Descriptions
Column | Description
Date | Though 2040 is a leap year, February 29th is skipped in the simulation
Hour | Hour ending from X:00 to X:59
LMP ISO-NE | Average New England-Wide LMP
ISO-NE Base Load | Base 2019 load scaled to 2040 monthly peaks
Heatpump | Load from electrified heating
EV_Base | Static EV load profile
EV_Flex | LMP based load-shifting component of EV load (-) and load reduction (+)
BESS | Battery Energy Storage Systems load (-) and generation (+)
PS | Pumped Storage load (-) and generation (+)
EE | Reduction of load due to energy efficiency. For scenario 3 EE is included as part of ISO-NE base load
ADR | Active Demand Response
Coal | Coal Generation
Hydro | Hydro Generation
LFG | Landfill Gas Generation
MSW | Municipal Solid Waste Generation
NG | Natural Gas Generation
NUC | Nuclear Generation
Offshore Wind | Offshore Wind Generation
Oil | Oil Generation
Onshore Wind | Onshore Wind Generation
PV | Solar Generation including Utility-Scale and Behind-the-Meter
Tieline HQHG | Imports (+) and exports (-) across Highgate tieline
Tieline HQPHII | Imports (+) and exports (-) across Phase II tieline
Tieline HQNT | Imports (+) and exports (-) across new 1,000 MW tieline from Vermont to Hydro-Quebec
Tieline NB | Imports (+) and exports (-) across Maritime tielines
Tieline NECEC | Imports (+) and exports (-) across New England Clean Energy Connect
Tieline NY | Imports (+) and exports (-) across New York Tielines (Excluding Cross Sounds Cable)
WDS | Wood Generation
Offshore Wind Curtailment | Offshore Wind Curtailment
Onshore Wind Curtailment | Onshore Wind Curtailment
PV Curtailment | Solar Curtailment including Utility-Scale and Behind-the-Meter
Tieline HQHG Curtailment | Import Curtailment of Highgate Tieline
Tieline HQPHII Curtailment | Import Curtailment of Hydro-Quebec Tieline
Tieline HQNT Curtailment | Import Curtailment of new 1,000 MW tieline from Vermont to Hydro-Quebec
Tieline NB Curtailment | Import Curtailment of Maritime tielines
Tieline NECEC Curtailment | Import Curtailment of New England Clean Energy Connect
Tieline NY Curtailment | Import Curtailment of New York Tielines (Excluding Cross Sounds Cable)

## 1. Available Capacity
ISO-NE Public
Available Capacity (MW)
| S0 | S1 | S1_A | S1_C | S1_D | S1_E | S2 | S2_A | S2_C | S2_D | S2_E | S2_F | S2_L2R3 | S2_L3R2 | S3 | S3_A | S3_B | S3_C | S3_D | S3_E | S3_F | S3_G | S3_P7
Coal | 428 | 0 | 0 | 0 | 0 | 0 | 0 | 0 | 0 | 0 | 0 | 0 | 0 | 0 | 0 | 0 | 0 | 0 | 0 | 0 | 0 | 0 | 0
NG | 15269.2377 | 15269.2377 | 15269.2377 | 15269.2377 | 0 | 0 | 12761.2894 | 12761.2894 | 12761.2894 | 0 | 0 | 12761.2894 | 12761.2894 | 12761.2894 | 15247.889 | 15247.889 | 15247.889 | 15247.889 | 0 | 0 | 15247.889 | 15247.889 | 15247.889
Oil | 5270.7521 | 1356.095 | 1356.095 | 1356.095 | 0 | 0 | 978.4695 | 978.4695 | 978.4695 | 0 | 0 | 978.4695 | 978.4695 | 978.4695 | 0 | 0 | 0 | 0 | 0 | 0 | 0 | 0 | 0
Wood | 466.5923 | 466.5923 | 466.5923 | 466.5923 | 107 | 107 | 466.5923 | 466.5923 | 466.5923 | 26.9589 | 26.9589 | 466.5923 | 466.5923 | 466.5923 | 466.5923 | 466.5923 | 466.5923 | 466.5923 | 26.9589 | 26.9589 | 466.5923 | 466.5923 | 466.5923
EE | 1396 | 5284 | 5284 | 5284 | 5284 | 5284 | 5284 | 5284 | 5284 | 5284 | 5284 | 5284 | 5284 | 5284 | 0 | 0 | 0 | 0 | 0 | 0 | 0 | 0 | 0
Nuc | 3288.0501 | 3288.0501 | 3288.0501 | 0 | 3288.0501 | 3288.0501 | 3288.0501 | 3288.0501 | 0 | 3288.0501 | 3288.0501 | 3288.0501 | 3288.0501 | 3288.0501 | 3288.0501 | 3288.0501 | 3288.0501 | 0 | 3288.0501 | 3288.0501 | 3288.0501 | 3288.0501 | 3288.0501
PV | 14444 | 16000 | 16000 | 16000 | 49645.9449 | 49645.9449 | 16600 | 16600 | 16600 | 55132.9118 | 55132.9118 | 16600 | 28132 | 16600 | 28132 | 28132 | 28132 | 28132 | 70768 | 70768 | 28132 | 28132 | 33027.6004
LFG/MSW | 471.8641 | 471.8641 | 471.8641 | 471.8641 | 101.8812 | 101.8812 | 471.8641 | 471.8641 | 471.8641 | 27.3596 | 27.3596 | 471.8641 | 471.8641 | 471.8641 | 471.8641 | 471.8641 | 471.8641 | 471.8641 | 27.3596 | 27.3596 | 471.8641 | 471.8641 | 471.8641
Onshore Wind | 1246.85 | 2562.165 | 2562.165 | 2562.165 | 5124.3299 | 5124.3299 | 2562.165 | 2562.165 | 2562.165 | 2625.4642 | 2625.4642 | 2562.165 | 2585 | 2562.165 | 2585 | 2585 | 2585 | 2585 | 2584.85 | 2584.85 | 2585 | 2585 | 7481.6994
Offshore Wind | 3100 | 3100 | 3100 | 3100 | 18963.4672 | 18963.4672 | 8000 | 8000 | 8000 | 21264 | 21264 | 8000 | 16662 | 8000 | 16662 | 16662 | 16662 | 16662 | 26152.1 | 26152.1 | 16662 | 16662 | 27223.8
Hydro | 1699.3982 | 1699.3982 | 1699.3982 | 1699.3982 | 1699.3982 | 1699.3982 | 1699.3982 | 1699.3982 | 1699.3982 | 1699.3982 | 1699.3982 | 1699.3982 | 1699.3982 | 1699.3982 | 1699.3982 | 1699.3982 | 1699.3982 | 1699.3982 | 1699.3982 | 1699.3982 | 1699.3982 | 1699.3982 | 1699.3982
Imports | 3920 | 3920 | 3920 | 3920 | 3920 | 3920 | 4920 | 4920 | 4920 | 4920 | 4920 | 4920 | 4920 | 4920 | 6420.0001 | 6420.0001 | 6420.0001 | 6420.0001 | 6420.0001 | 6420.0001 | 6420.0001 | 4920 | 6420.0001
PS | 1859 | 1859 | 1859 | 1859 | 1859 | 1859 | 1859 | 1859 | 1859 | 1859 | 1859 | 1859 | 1859 | 1859 | 1859 | 1859 | 1859 | 1859 | 1859 | 1859 | 1859 | 1859 | 1859
BESS | 600 | 2000 | 2000 | 2000 | 3940 | 3940 | 3940 | 3940 | 3940 | 31784 | 31784 | 3940 | 600 | 3940 | 600 | 600 | 107960.9994 | 600 | 5921.4 | 5921.4 | 600 | 600 | 22020.1001

## 2. Generation by Subtype
ISO-NE Public
Generation by Subtype (TWh)
| S0 | S1 | S1_A | S1_C | S1_D | S1_E | S2 | S2_A | S2_C | S2_D | S2_E | S2_F | S2_L2R3 | S2_L3R2 | S3 | S3_A | S3_B | S3_C | S3_D | S3_E | S3_F | S3_G | S3_P7
Coal | 1.75 | 0 | 0 | 0 | 0 | 0 | 0 | 0 | 0 | 0 | 0 | 0 | 0 | 0 | 0 | 0 | 0 | 0 | 0 | 0 | 0 | 0 | 0
NG | 38.16 | 37.18 | 36.29 | 63.94 | 0 | 0 | 27.88 | 24.89 | 52.94 | 0 | 0 | 26.98 | 11.64 | 78.34 | 26.24 | 13.72 | 24.79 | 45.84 | 0 | 0 | 25.36 | 32.07 | 4.87
Oil | 0 | 0 | 0 | 0 | 0 | 0 | 0 | 0 | 0 | 0 | 0 | 0 | 0 | 3.65 | 0 | 0 | 0 | 0 | 0 | 0 | 0 | 0 | 0
Wood | 4.04 | 3.87 | 3.87 | 4.04 | 0.47 | 0.47 | 4.03 | 4.03 | 4.06 | 0.24 | 0.24 | 3.75 | 3.4 | 4.06 | 3.88 | 3.88 | 3.94 | 4 | 0.24 | 0.24 | 3.43 | 3.88 | 3.17
EE | 24.15 | 24.15 | 24.15 | 24.21 | 24.14 | 24.14 | 24.15 | 24.15 | 24.22 | 24.19 | 24.18 | 24.15 | 24.15 | 25.37 | 0 | 0 | 0 | 0 | 0 | 0 | 0 | 0 | 0
Nuc | 28.76 | 28.76 | 28.76 | 0 | 29.85 | 29.85 | 28.76 | 28.76 | 0 | 29.85 | 29.85 | 28.76 | 28.76 | 28.76 | 28.76 | 28.76 | 28.76 | 0 | 29.85 | 29.85 | 28.76 | 28.76 | 28.76
PV | 18.37 | 20.05 | 20.05 | 20.05 | 61.77 | 61.7 | 25.96 | 25.96 | 25.96 | 68.6 | 68.52 | 25.96 | 35.01 | 25.96 | 35.68 | 35.68 | 35.68 | 35.68 | 89.64 | 89.64 | 35.68 | 35.68 | 41.88
LFG/MSW | 3.01 | 2.95 | 2.95 | 3.35 | 0.42 | 0.42 | 2.99 | 2.99 | 3.52 | 0.23 | 0.23 | 2.92 | 2.31 | 3.79 | 2.77 | 2.53 | 2.74 | 3.17 | 0.23 | 0.23 | 2.65 | 2.87 | 2.08
Onshore Wind | 3.49 | 8.18 | 8.57 | 8.52 | 2.83 | 2.77 | 8.6 | 8.62 | 8.62 | 4.78 | 4.62 | 8.36 | 5.14 | 8.62 | 7.9 | 7.95 | 7.95 | 7.95 | 6.19 | 6.17 | 6.29 | 7.79 | 22.27
Offshore Wind | 21.37 | 32.32 | 32.67 | 32.65 | 45.79 | 45.94 | 32.41 | 32.41 | 32.41 | 62.01 | 62.37 | 32.3 | 61.92 | 32.41 | 69.76 | 69.77 | 69.77 | 69.77 | 95.67 | 95.87 | 65.09 | 69.72 | 109.29
Hydro | 7.05 | 6.75 | 6.88 | 7.06 | 2.83 | 2.79 | 7.07 | 7.06 | 7.09 | 4.21 | 4.12 | 6.76 | 5.46 | 7.1 | 6.91 | 6.84 | 6.96 | 7.01 | 5.08 | 5.06 | 5.9 | 6.88 | 5.64
Imports* | 25.46 | 26.39 | 27.26 | 26.39 | 26.39 | 26.39 | 32.21 | 35.16 | 34.78 | 3.57 | 3.53 | 34.56 | 16.25 | 35.12 | 33.44 | 46.14 | 34.72 | 39.86 | 4.2 | 4.19 | 42.08 | 27.46 | 12.28
Total | 175.61 | 190.6 | 191.45 | 190.21 | 194.49 | 194.47 | 194.06 | 194.03 | 193.6 | 197.68 | 197.66 | 194.5 | 194.04 | 253.18 | 215.34 | 215.27 | 215.31 | 213.28 | 231.1 | 231.25 | 215.24 | 215.11 | 230.24
*Imports are for imports into New England, and do not reflect net after exports

## 3. Curtailable Resources
ISO-NE Public
Energy Serving Load (TWh)
| S0 | S1 | S1_A | S1_C | S1_D | S1_E | S2 | S2_A | S2_C | S2_D | S2_E | S2_F | S2_L2R3 | S2_L3R2 | S3 | S3_A | S3_B | S3_C | S3_D | S3_E | S3_F | S3_G | S3_P7
Offshore Wind | 21.37 | 32.32 | 32.67 | 32.65 | 45.79 | 45.94 | 32.41 | 32.41 | 32.41 | 62.01 | 62.37 | 32.3 | 61.92 | 32.41 | 69.76 | 69.77 | 69.77 | 69.77 | 95.67 | 95.87 | 65.09 | 69.72 | 109.29
Onshore Wind | 3.49 | 8.18 | 8.57 | 8.52 | 2.83 | 2.77 | 8.6 | 8.62 | 8.62 | 4.78 | 4.62 | 8.36 | 5.14 | 8.62 | 7.9 | 7.95 | 7.95 | 7.95 | 6.19 | 6.17 | 6.29 | 7.79 | 22.27
PV | 18.37 | 20.05 | 20.05 | 20.05 | 61.77 | 61.7 | 25.96 | 25.96 | 25.96 | 68.6 | 68.52 | 25.96 | 35.01 | 25.96 | 35.68 | 35.68 | 35.68 | 35.68 | 89.64 | 89.64 | 35.68 | 35.68 | 41.88
NECEC | 10.32 | 10.51 | 10.51 | 10.51 | 10.51 | 10.51 | 10.24 | 10.51 | 10.48 | 3.32 | 3.24 | 10.51 | 5.78 | 10.51 | 9.04 | 10.51 | 9.62 | 10.01 | 3.7 | 3.69 | 10.51 | 9.02 | 4.47
HQNT | 0 | 0 | 0 | 0 | 0 | 0 | 7.34 | 8.76 | 8.56 | 0.08 | 0.07 | 8.17 | 3.17 | 8.74 | 6.11 | 8.76 | 6.12 | 7.58 | 0.12 | 0.12 | 6.47 | 6.07 | 1.85
HQ Imports | 11.75 | 12.22 | 12.22 | 12.22 | 12.22 | 12.22 | 11.35 | 12.22 | 12.12 | 0.13 | 0.17 | 12.22 | 5.69 | 12.22 | 9.52 | 12.22 | 10.26 | 11.21 | 0.19 | 0.19 | 12.22 | 9.6 | 3.3
NB Imports | 3.39 | 3.66 | 3.66 | 3.66 | 3.66 | 3.66 | 3.28 | 3.66 | 3.62 | 0.04 | 0.04 | 3.66 | 1.6 | 3.65 | 2.75 | 3.66 | 2.77 | 3.29 | 0.05 | 0.05 | 3.66 | 2.77 | 0.91
NY Imports | 0 | 0 | 0 | 0 | 0 | 0 | 0 | 0 | 0 | 0 | 0 | 0 | 0 | 0 | 6.02 | 9.26 | 5.94 | 7.77 | 0.14 | 0.14 | 9.22 | 0 | 1.76
HQ Banked | 0 | 0 | 0.87 | 0 | 0 | 0 | 0 | 2.95 | 0 | 0 | 0 | 0 | 0 | 0 | 0 | 12.78 | 0 | 0 | 0 | 0 | 0 | 0 | 0
Total | 68.7 | 86.93 | 88.54 | 87.61 | 136.78 | 136.79 | 99.18 | 105.09 | 101.77 | 138.95 | 139.04 | 101.17 | 118.32 | 102.11 | 146.78 | 170.59 | 148.12 | 153.26 | 195.69 | 195.87 | 149.13 | 140.64 | 185.73
Curtailment (TWh)
| S0 | S1 | S1_A | S1_C | S1_D | S1_E | S2 | S2_A | S2_C | S2_D | S2_E | S2_F | S2_L2R3 | S2_L3R2 | S3 | S3_A | S3_B | S3_C | S3_D | S3_E | S3_F | S3_G | S3_P7
Offshore Wind | 0.04 | 0.35 | 0 | 0.02 | 34.87 | 35.54 | 0 | 0 | 0 | 19.91 | 21 | 0.11 | 7.85 | 0 | 0.01 | 0 | 0 | 0 | 13.77 | 14.01 | 4.68 | 0.05 | 5.31
Onshore Wind | 0.05 | 0.39 | 0 | 0.05 | 5.74 | 5.8 | 0.02 | 0 | 0 | 3.84 | 4 | 0.26 | 2.83 | 0 | 0.05 | 0 | 0 | 0 | 1.76 | 1.78 | 1.66 | 0.16 | 6.65
PV | 0 | 0 | 0 | 0 | 6.43 | 6.5 | 0 | 0 | 0 | 1.56 | 1.64 | 0 | 0.78 | 0 | 0 | 0 | 0 | 0 | 0.11 | 0.11 | 0 | 0 | 0
NECEC | 0.19 | 0 | 0 | 0 | 0 | 0 | 0.27 | 0 | 0.03 | 7.19 | 7.27 | 0 | 4.73 | 0 | 1.47 | 0 | 0.89 | 0.5 | 6.81 | 6.82 | 0 | 1.49 | 6.04
HQNT | 0 | 0 | 0 | 0 | 0 | 0 | 1.42 | 0 | 0.2 | 8.68 | 8.69 | 0.59 | 5.59 | 0.02 | 2.65 | 0 | 2.64 | 1.18 | 8.64 | 8.64 | 2.29 | 2.69 | 6.91
HQ Imports | 0.47 | 0 | 0 | 0 | 0 | 0 | 0.87 | 0 | 0.1 | 12.09 | 12.05 | 0 | 6.53 | 0 | 2.7 | 0 | 1.96 | 1.01 | 12.03 | 12.03 | 0 | 2.62 | 8.92
NB Imports | 0.27 | 0 | 0 | 0 | 0 | 0 | 0.38 | 0 | 0.04 | 3.62 | 3.62 | 0 | 2.06 | 0.01 | 0.91 | 0 | 0.89 | 0.37 | 3.61 | 3.61 | 0 | 0.89 | 2.75
NY Imports | 0 | 0 | 0 | 0 | 0 | 0 | 0 | 0 | 0 | 0 | 0 | 0 | 0 | 0 | 3.24 | 0 | 3.32 | 1.49 | 9.12 | 9.12 | 0.04 | 0 | 7.5
HQ Banked | 0 | 0 | 0 | 0 | 0 | 0 | 0 | 0 | 0 | 0 | 0 | 0 | 0 | 0 | 0 | 0.07 | 0 | 0 | 0 | 0 | 0 | 0 | 0
Total | 1.01 | 0.74 | 0 | 0.06 | 47.04 | 47.84 | 2.95 | 0 | 0.36 | 56.89 | 58.25 | 0.96 | 30.36 | 0.02 | 11.03 | 0.07 | 9.69 | 4.55 | 55.87 | 56.12 | 8.68 | 7.91 | 44.08
Available Energy (TWh)
| S0 | S1 | S1_A | S1_C | S1_D | S1_E | S2 | S2_A | S2_C | S2_D | S2_E | S2_F | S2_L2R3 | S2_L3R2 | S3 | S3_A | S3_B | S3_C | S3_D | S3_E | S3_F | S3_G | S3_P7
Offshore Wind | 21.41 | 32.67 | 32.67 | 32.67 | 80.66 | 81.48 | 32.41 | 32.41 | 32.41 | 81.92 | 83.37 | 32.41 | 69.77 | 32.41 | 69.77 | 69.77 | 69.77 | 69.77 | 109.44 | 109.88 | 69.77 | 69.77 | 114.6
Onshore Wind | 3.54 | 8.57 | 8.57 | 8.57 | 8.57 | 8.57 | 8.62 | 8.62 | 8.62 | 8.62 | 8.62 | 8.62 | 7.97 | 8.62 | 7.95 | 7.95 | 7.95 | 7.95 | 7.95 | 7.95 | 7.95 | 7.95 | 28.92
PV | 18.37 | 20.05 | 20.05 | 20.05 | 68.2 | 68.2 | 25.96 | 25.96 | 25.96 | 70.16 | 70.16 | 25.96 | 35.79 | 25.96 | 35.68 | 35.68 | 35.68 | 35.68 | 89.75 | 89.75 | 35.68 | 35.68 | 41.88
NECEC | 10.51 | 10.51 | 10.51 | 10.51 | 10.51 | 10.51 | 10.51 | 10.51 | 10.51 | 10.51 | 10.51 | 10.51 | 10.51 | 10.51 | 10.51 | 10.51 | 10.51 | 10.51 | 10.51 | 10.51 | 10.51 | 10.51 | 10.51
HQNT | 0 | 0 | 0 | 0 | 0 | 0 | 8.76 | 8.76 | 8.76 | 8.76 | 8.76 | 8.76 | 8.76 | 8.76 | 8.76 | 8.76 | 8.76 | 8.76 | 8.76 | 8.76 | 8.76 | 8.76 | 8.76
HQ Imports | 12.22 | 12.22 | 12.22 | 12.22 | 12.22 | 12.22 | 12.22 | 12.22 | 12.22 | 12.22 | 12.22 | 12.22 | 12.22 | 12.22 | 12.22 | 12.22 | 12.22 | 12.22 | 12.22 | 12.22 | 12.22 | 12.22 | 12.22
NB Imports | 3.66 | 3.66 | 3.66 | 3.66 | 3.66 | 3.66 | 3.66 | 3.66 | 3.66 | 3.66 | 3.66 | 3.66 | 3.66 | 3.66 | 3.66 | 3.66 | 3.66 | 3.66 | 3.66 | 3.66 | 3.66 | 3.66 | 3.66
NY Imports | 0 | 0 | 0 | 0 | 0 | 0 | 0 | 0 | 0 | 0 | 0 | 0 | 0 | 0 | 9.26 | 9.26 | 9.26 | 9.26 | 9.26 | 9.26 | 9.26 | 0 | 9.26
HQ Banked | 0 | 0 | 0.87 | 0 | 0 | 0 | 0 | 2.95 | 0 | 0 | 0 | 0 | 0 | 0 | 0 | 12.85 | 0 | 0 | 0 | 0 | 0 | 0 | 0
Total | 69.71 | 87.67 | 88.54 | 87.67 | 183.82 | 184.63 | 102.13 | 105.09 | 102.13 | 195.84 | 197.29 | 102.13 | 148.68 | 102.13 | 157.81 | 170.67 | 157.81 | 157.81 | 251.56 | 251.99 | 157.81 | 148.55 | 229.81
Percent of Energy Curtailed (TWh)
| S0 | S1 | S1_A | S1_C | S1_D | S1_E | S2 | S2_A | S2_C | S2_D | S2_E | S2_F | S2_L2R3 | S2_L3R2 | S3 | S3_A | S3_B | S3_C | S3_D | S3_E | S3_F | S3_G | S3_P7
Offshore Wind | 0.1868% | 1.071% | 0% | 0.06122% | 43.23% | 43.62% | 0% | 0% | 0% | 24.3% | 25.19% | 0.3394% | 11.25% | 0% | 0.01433% | 0% | 0% | 0% | 12.58% | 12.75% | 6.708% | 0.07166% | 4.634%
Onshore Wind | 1.412% | 4.551% | 0% | 0.5834% | 66.98% | 67.68% | 0.232% | 0% | 0% | 44.55% | 46.4% | 3.016% | 35.51% | 0% | 0.6289% | 0% | 0% | 0% | 22.14% | 22.39% | 20.88% | 2.013% | 22.99%
PV | 0% | 0% | 0% | 0% | 9.428% | 9.531% | 0% | 0% | 0% | 2.223% | 2.338% | 0% | 2.179% | 0% | 0% | 0% | 0% | 0% | 0.1226% | 0.1226% | 0% | 0% | 0%
NECEC | 1.808% | 0% | 0% | 0% | 0% | 0% | 2.569% | 0% | 0.2854% | 68.41% | 69.17% | 0% | 45% | 0% | 13.99% | 0% | 8.468% | 4.757% | 64.8% | 64.89% | 0% | 14.18% | 57.47%
HQNT | 0% | 0% | 0% | 0% | 0% | 0% | 16.21% | 0% | 2.283% | 99.09% | 99.2% | 6.735% | 63.81% | 0.2283% | 30.25% | 0% | 30.14% | 13.47% | 98.63% | 98.63% | 26.14% | 30.71% | 78.88%
HQ Imports | 3.846% | 0% | 0% | 0% | 0% | 0% | 7.119% | 0% | 0.8183% | 98.94% | 98.61% | 0% | 53.44% | 0% | 22.09% | 0% | 16.04% | 8.265% | 98.45% | 98.45% | 0% | 21.44% | 73%
NB Imports | 7.377% | 0% | 0% | 0% | 0% | 0% | 10.38% | 0% | 1.093% | 98.91% | 98.91% | 0% | 56.28% | 0.2732% | 24.86% | 0% | 24.32% | 10.11% | 98.63% | 98.63% | 0% | 24.32% | 75.14%
NY Imports | 0% | 0% | 0% | 0% | 0% | 0% | 0% | 0% | 0% | 0% | 0% | 0% | 0% | 0% | 34.99% | 0% | 35.85% | 16.09% | 98.49% | 98.49% | 0.432% | 0% | 80.99%
HQ Banked | 0% | 0% | 0% | 0% | 0% | 0% | 0% | 0% | 0% | 0% | 0% | 0% | 0% | 0% | 0% | 0.5447% | 0% | 0% | 0% | 0% | 0% | 0% | 0%
Total | 1.449% | 0.8441% | 0% | 0.06844% | 25.59% | 25.91% | 2.888% | 0% | 0.3525% | 29.05% | 29.53% | 0.94% | 20.42% | 0.01958% | 6.989% | 0.04101% | 6.14% | 2.883% | 22.21% | 22.27% | 5.5% | 5.325% | 19.18%

## 4. Production Cost
ISO-NE Public
Production Cost (Million $)
| S0 | S1 | S1_A | S1_C | S1_D | S1_E | S2 | S2_A | S2_C | S2_D | S2_E | S2_F | S2_L2R3 | S2_L3R2 | S3 | S3_A | S3_B | S3_C | S3_D | S3_E | S3_F | S3_G | S3_P7
Production Cost | 2337.09 | 2142.04 | 2098.34 | 3230.71 | 408.91 | 407.78 | 1662.21 | 1522.83 | 2656.29 | 454.12 | 448.44 | 1620.21 | 863.44 | 5650.34 | 1644.63 | 1016.28 | 1105.47 | 2456.62 | 509.6 | 514.79 | 1601.83 | 1953.63 | 604.81

## 5. Average LMP
ISO-NE Public
Average LMP ($/MWh)
| S0 | S1 | S1_A | S1_C | S1_D | S1_E | S2 | S2_A | S2_C | S2_D | S2_E | S2_F | S2_L2R3 | S2_L3R2 | S3 | S3_A | S3_B | S3_C | S3_D | S3_E | S3_F | S3_G | S3_P7
LMP | 29.6 | 26.47 | 26.83 | 39.18 | -25.73 | -26.01 | 26.31 | 25.61 | 39.78 | 1.22 | -0.51 | 21.74 | 0.08 | 545.35 | 19.43 | 15.04 | 20.62 | 73.37 | 2 | 7.64 | 9.51 | 32.85 | -6.82
Values are load-weighted averages (e.g., not average of all hours using an equal weighting)

## 6. CO2 Emissions
ISO-NE Public
CO2 Emissions (Million Short Tons)
| S0 | S1 | S1_A | S1_C | S1_D | S1_E | S2 | S2_A | S2_C | S2_D | S2_E | S2_F | S2_L2R3 | S2_L3R2 | S3 | S3_A | S3_B | S3_C | S3_D | S3_E | S3_F | S3_G | S3_P7
NG | 16.42 | 15.85 | 15.47 | 27.07 | 0 | 0 | 11.61 | 10.38 | 21.78 | 0 | 0 | 11.22 | 4.97 | 32.78 | 11.21 | 6.02 | 10.59 | 19.58 | 0 | 0 | 10.86 | 13.71 | 2.12
Coal | 1.92 | 0 | 0 | 0 | 0 | 0 | 0 | 0 | 0 | 0 | 0 | 0 | 0 | 0 | 0 | 0 | 0 | 0 | 0 | 0 | 0 | 0 | 0
MSW/LFG | 4.58 | 4.48 | 4.47 | 5.2 | 0.68 | 0.68 | 4.26 | 4.25 | 5.21 | 0.37 | 0.37 | 4.18 | 3.15 | 5.73 | 3.9 | 3.45 | 3.83 | 4.6 | 0.37 | 0.37 | 3.76 | 4.07 | 2.79
Oil | 0 | 0 | 0 | 0 | 0 | 0 | 0 | 0 | 0 | 0 | 0 | 0 | 0 | 0 | 0 | 0 | 0 | 0 | 0 | 0 | 0 | 0 | 0
WDS | 6.55 | 6.26 | 6.26 | 6.55 | 0.76 | 0.76 | 6.53 | 6.53 | 6.58 | 0.38 | 0.38 | 6.07 | 5.47 | 6.59 | 6.28 | 6.28 | 6.39 | 6.49 | 0.38 | 0.38 | 5.53 | 6.27 | 5.09

## 7a. Scenario 0
ISO-NE Public
Values below are in MWs, excepty LMP which is in units of $/MWh | [27 empty] | Curtailment
Date | Hour | LMP ISO-NE | ISO-NE Base Load | Heatpump | EV_Base | EV_Flex | BESS | PS | EE | ADR | Coal | Hydro | LFG | MSW | NG | NUC | Offshore Wind | Oil | Onshore Wind | PV | Tieline HQHG | Tieline HQPHII | Tieline HQNT | Tieline NB | Tieline NECEC | Tieline NY | WDS | Offshore Wind Curtailment | Onshore Wind Curtailment | PV Curtailment | Tieline HQHG Curtailment | Tieline HQPHII Curtailment | Tieline HQNT Curtailment | Tieline NB Curtailment | Tieline NECEC Curtailment | Tieline NY Curtailment
2040-01-01 | 1 | 24.2 | -12936 | -1384 | -801 | 0 | 0 | 0 | 851 | 0 | 220 | 633 | 53 | 235 | 442 | 3288 | 4854 | 0 | 685 | 0 | 220 | 1125 | 0 | 850 | 1200 | 0 | 465 | 0 | 0 | 0 | 0 | 0 | 0 | 0 | 0 | 0
2040-01-01 | 2 | 27.7 | -12538 | -1330 | -727 | 431 | 0 | 1006 | 528 | 0 | 300 | 633 | 53 | 341 | 528 | 3288 | 2874 | 0 | 755 | 0 | 220 | 1121 | 0 | 852 | 1200 | 0 | 465 | 0 | 0 | 0 | 0 | 0 | 0 | 0 | 0 | 0
2040-01-01 | 3 | 27.7 | -12302 | -1272 | -630 | 290 | 59 | 1250 | 528 | 0 | 300 | 633 | 53 | 341 | 508 | 3288 | 2254 | 0 | 839 | 0 | 220 | 1119 | 0 | 857 | 1200 | 0 | 465 | 0 | 0 | 0 | 0 | 0 | 0 | 0 | 0 | 0
2040-01-01 | 4 | 27.7 | -12360 | -1218 | -604 | 377 | 341 | 370 | 528 | 0 | 300 | 633 | 53 | 341 | 508 | 3288 | 3077 | 0 | 890 | 0 | 220 | 1125 | 0 | 465 | 1200 | 0 | 465 | 0 | 0 | 0 | 0 | 0 | 0 | 0 | 0 | 0
2040-01-01 | 5 | 23.49 | -12677 | -1114 | -591 | 0 | 0 | 0 | 528 | 0 | 300 | 633 | 53 | 233 | 138 | 3288 | 4848 | 0 | 906 | 0 | 219 | 1125 | 0 | 445 | 1200 | 0 | 465 | 0 | 0 | 0 | 0 | 0 | 0 | 0 | 0 | 0
2040-01-01 | 6 | 27.7 | -13120 | -1065 | -617 | 304 | 0 | 0 | 528 | 0 | 300 | 633 | 53 | 341 | 269 | 3288 | 4843 | 0 | 816 | 0 | 218 | 1125 | 0 | 418 | 1200 | 0 | 465 | 0 | 0 | 0 | 0 | 0 | 0 | 0 | 0 | 0
2040-01-01 | 7 | 27.7 | -13458 | -966 | -783 | 356 | 0 | 410 | 528 | 0 | 300 | 633 | 53 | 341 | 269 | 3288 | 4863 | 0 | 764 | 0 | 216 | 1131 | 0 | 389 | 1200 | 0 | 465 | 0 | 0 | 0 | 0 | 0 | 0 | 0 | 0 | 0
2040-01-01 | 8 | 27.7 | -13957 | -872 | -964 | 471 | 91 | 1272 | 528 | 0 | 300 | 639 | 53 | 341 | 269 | 3288 | 4351 | 0 | 708 | 76 | 214 | 1140 | 0 | 385 | 1200 | 0 | 465 | 0 | 0 | 0 | 0 | 0 | 0 | 0 | 0 | 0
2040-01-01 | 9 | 27.7 | -14745 | -872 | -1158 | 551 | 8 | 752 | 1073 | 0 | 80 | 639 | 53 | 335 | 269 | 3288 | 4819 | 0 | 697 | 781 | 214 | 1151 | 0 | 399 | 1200 | 0 | 465 | 0 | 0 | 0 | 0 | 0 | 0 | 0 | 0 | 0
2040-01-01 | 10 | 27.7 | -15521 | -786 | -1347 | 5 | 111 | 0 | 1802 | 0 | 80 | 633 | 53 | 319 | 269 | 3288 | 4829 | 0 | 701 | 2112 | 215 | 1154 | 0 | 417 | 1200 | 0 | 465 | 0 | 0 | 0 | 0 | 0 | 0 | 0 | 0 | 0
2040-01-01 | 11 | 15.45 | -16144 | -705 | -1305 | -34 | 0 | -1859 | 2330 | 0 | 80 | 633 | 53 | 160 | 0 | 3288 | 4829 | 0 | 730 | 4490 | 217 | 1163 | 0 | 409 | 1200 | 0 | 465 | 0 | 0 | 0 | 0 | 0 | 0 | 0 | 0 | 0
2040-01-01 | 12 | 5 | -15866 | -625 | -1129 | -908 | -610 | -1859 | 2626 | 0 | 80 | 633 | 53 | 160 | 0 | 3288 | 4829 | 0 | 852 | 6380 | 217 | 213 | 0 | 0 | 1200 | 0 | 465 | 0 | 0 | 0 | 0 | 948 | 0 | 411 | 0 | 0
2040-01-01 | 13 | 5 | -15735 | -705 | -1468 | -908 | -610 | -1859 | 2716 | 0 | 80 | 633 | 53 | 160 | 0 | 3288 | 4807 | 0 | 883 | 6205 | 216 | 580 | 0 | 0 | 1200 | 0 | 465 | 0 | 0 | 0 | 0 | 578 | 0 | 418 | 0 | 0
2040-01-01 | 14 | 10 | -15817 | -786 | -1450 | -908 | -199 | -1859 | 2663 | 0 | 80 | 633 | 53 | 160 | 0 | 3288 | 4807 | 0 | 950 | 5324 | 217 | 1157 | 0 | 22 | 1200 | 0 | 465 | 0 | 0 | 0 | 0 | 0 | 0 | 401 | 0 | 0
2040-01-01 | 15 | 20.5 | -15670 | -872 | -1289 | 0 | 0 | -1531 | 2679 | 0 | 80 | 633 | 53 | 166 | 0 | 3288 | 4819 | 0 | 1070 | 3134 | 217 | 1145 | 0 | 412 | 1200 | 0 | 465 | 0 | 0 | 0 | 0 | 0 | 0 | 0 | 0 | 0
2040-01-01 | 16 | 27.7 | -16478 | -966 | -1704 | 627 | 209 | 328 | 2964 | 0 | 80 | 633 | 53 | 325 | 239 | 3288 | 4819 | 0 | 1072 | 1096 | 219 | 1145 | 0 | 386 | 1200 | 0 | 465 | 0 | 0 | 0 | 0 | 0 | 0 | 0 | 0 | 0
2040-01-01 | 17 | 27.7 | -17341 | -1114 | -2182 | 562 | 393 | 1549 | 4143 | 0 | 80 | 639 | 53 | 341 | 239 | 3288 | 4809 | 0 | 1064 | 71 | 218 | 1124 | 0 | 400 | 1200 | 0 | 465 | 0 | 0 | 0 | 0 | 0 | 0 | 0 | 0 | 0
2040-01-01 | 18 | 27.7 | -17216 | -1218 | -2626 | 509 | 508 | 506 | 5284 | 0 | 80 | 639 | 53 | 341 | 508 | 3288 | 4811 | 0 | 1074 | 0 | 218 | 1136 | 0 | 439 | 1200 | 0 | 465 | 0 | 0 | 0 | 0 | 0 | 0 | 0 | 0 | 0
2040-01-01 | 19 | 27.7 | -17310 | -1272 | -2516 | 515 | 0 | 1273 | 5125 | 0 | 80 | 639 | 53 | 341 | 508 | 3288 | 4732 | 0 | 1053 | 0 | 218 | 1152 | 0 | 454 | 1200 | 0 | 465 | 0 | 0 | 0 | 0 | 0 | 0 | 0 | 0 | 0
2040-01-01 | 20 | 27.7 | -16642 | -1330 | -1775 | 253 | 0 | 770 | 4666 | 0 | 80 | 639 | 53 | 341 | 508 | 3288 | 4649 | 0 | 992 | 0 | 218 | 1155 | 0 | 469 | 1200 | 0 | 465 | 0 | 0 | 0 | 0 | 0 | 0 | 0 | 0 | 0
2040-01-01 | 21 | 27.7 | -15644 | -1384 | -1620 | 19 | 0 | 794 | 4032 | 0 | 80 | 633 | 53 | 341 | 508 | 3288 | 4405 | 0 | 972 | 0 | 218 | 1155 | 0 | 486 | 1200 | 0 | 465 | 0 | 0 | 0 | 0 | 0 | 0 | 0 | 0 | 0
2040-01-01 | 22 | 27.7 | -14428 | -1505 | -1363 | 359 | 0 | 297 | 3107 | 0 | 80 | 633 | 53 | 341 | 508 | 3288 | 4165 | 0 | 925 | 0 | 219 | 1157 | 0 | 499 | 1200 | 0 | 465 | 0 | 0 | 0 | 0 | 0 | 0 | 0 | 0 | 0
2040-01-01 | 23 | 27.7 | -13364 | -1564 | -1140 | 201 | 8 | 1063 | 1987 | 0 | 80 | 639 | 53 | 341 | 508 | 3288 | 3506 | 0 | 864 | 0 | 220 | 1142 | 0 | 502 | 1200 | 0 | 465 | 0 | 0 | 0 | 0 | 0 | 0 | 0 | 0 | 0
2040-01-01 | 24 | 27.7 | -12656 | -1689 | -924 | 46 | 102 | 524 | 1052 | 0 | 80 | 639 | 53 | 341 | 1911 | 3288 | 2992 | 0 | 756 | 0 | 219 | 1136 | 0 | 465 | 1200 | 0 | 465 | 0 | 0 | 0 | 0 | 0 | 0 | 0 | 0 | 0
2040-01-02 | 1 | 32.11 | -12340 | -1752 | -814 | 0 | -163 | -1335 | 528 | 0 | 80 | 639 | 53 | 341 | 4234 | 3288 | 2706 | 0 | 675 | 0 | 220 | 1125 | 0 | 850 | 1200 | 0 | 465 | 0 | 0 | 0 | 0 | 0 | 0 | 0 | 0 | 0
2040-01-02 | 2 | 32.18 | -12314 | -1820 | -735 | 0 | 0 | -1798 | 528 | 0 | 80 | 639 | 53 | 341 | 4234 | 3288 | 3022 | 0 | 623 | 0 | 220 | 1121 | 0 | 852 | 1200 | 0 | 465 | 0 | 0 | 0 | 0 | 0 | 0 | 0 | 0 | 0
2040-01-02 | 3 | 32.11 | -12365 | -1887 | -630 | 0 | -220 | -1859 | 528 | 0 | 80 | 639 | 53 | 341 | 4234 | 3288 | 3339 | 0 | 598 | 0 | 220 | 1119 | 0 | 857 | 1200 | 0 | 465 | 0 | 0 | 0 | 0 | 0 | 0 | 0 | 0 | 0
2040-01-02 | 4 | 32.18 | -12892 | -2026 | -604 | 0 | 0 | -1055 | 528 | 0 | 80 | 639 | 53 | 341 | 4234 | 3288 | 3387 | 0 | 552 | 0 | 220 | 1125 | 0 | 465 | 1200 | 0 | 465 | 0 | 0 | 0 | 0 | 0 | 0 | 0 | 0 | 0
2040-01-02 | 5 | 32.18 | -14425 | -2098 | -604 | 0 | 0 | -199 | 528 | 0 | 80 | 897 | 53 | 341 | 4737 | 3288 | 3394 | 0 | 552 | 0 | 219 | 1125 | 0 | 445 | 1200 | 0 | 465 | 0 | 0 | 0 | 0 | 0 | 0 | 0 | 0 | 0
2040-01-02 | 6 | 40.68 | -16689 | -2098 | -630 | 0 | 0 | 0 | 528 | 0 | 80 | 1355 | 53 | 341 | 6649 | 3288 | 3135 | 0 | 562 | 0 | 218 | 1125 | 0 | 418 | 1200 | 0 | 465 | 0 | 0 | 0 | 0 | 0 | 0 | 0 | 0 | 0
2040-01-02 | 7 | 40.98 | -18008 | -2170 | -788 | 0 | 0 | 0 | 2267 | 0 | 80 | 1320 | 53 | 341 | 6776 | 3288 | 2915 | 0 | 524 | 0 | 216 | 1131 | 0 | 389 | 1200 | 0 | 465 | 0 | 0 | 0 | 0 | 0 | 0 | 0 | 0 | 0
2040-01-02 | 8 | 40.34 | -18137 | -2170 | -972 | 0 | 0 | 0 | 3329 | 0 | 80 | 1126 | 53 | 341 | 6604 | 3288 | 2460 | 0 | 473 | 121 | 214 | 1140 | 0 | 385 | 1200 | 0 | 465 | 0 | 0 | 0 | 0 | 0 | 0 | 0 | 0 | 0
2040-01-02 | 9 | 39.87 | -18109 | -2170 | -1155 | 0 | 0 | 0 | 3530 | 0 | 80 | 1112 | 53 | 341 | 6208 | 3288 | 1648 | 0 | 409 | 1336 | 214 | 1151 | 0 | 399 | 1200 | 0 | 465 | 0 | 0 | 0 | 0 | 0 | 0 | 0 | 0 | 0
2040-01-02 | 10 | 32.18 | -18277 | -2026 | -1339 | 0 | 0 | -638 | 3535 | 0 | 80 | 653 | 53 | 341 | 4921 | 3288 | 1560 | 0 | 334 | 4065 | 215 | 1154 | 0 | 417 | 1200 | 0 | 465 | 0 | 0 | 0 | 0 | 0 | 0 | 0 | 0 | 0
2040-01-02 | 11 | 32.18 | -18445 | -1887 | -1313 | 0 | 0 | -1634 | 3535 | 0 | 80 | 639 | 53 | 341 | 4592 | 3288 | 1266 | 0 | 256 | 5775 | 217 | 1163 | 0 | 409 | 1200 | 0 | 465 | 0 | 0 | 0 | 0 | 0 | 0 | 0 | 0 | 0
2040-01-02 | 12 | 32.11 | -18024 | -1820 | -1129 | 0 | -50 | -1859 | 3482 | 0 | 80 | 633 | 53 | 341 | 4218 | 3288 | 889 | 0 | 211 | 6232 | 217 | 1161 | 0 | 411 | 1200 | 0 | 465 | 0 | 0 | 0 | 0 | 0 | 0 | 0 | 0 | 0
2040-01-02 | 13 | 32.18 | -17996 | -1689 | -1471 | 0 | 0 | -456 | 3308 | 0 | 80 | 639 | 53 | 341 | 3975 | 3288 | 607 | 0 | 174 | 5689 | 216 | 1158 | 0 | 418 | 1200 | 0 | 465 | 0 | 0 | 0 | 0 | 0 | 0 | 0 | 0 | 0
2040-01-02 | 14 | 38.14 | -18116 | -1626 | -1444 | 0 | 0 | 0 | 3229 | 0 | 80 | 639 | 53 | 341 | 4388 | 3288 | 422 | 0 | 134 | 5150 | 217 | 1157 | 0 | 423 | 1200 | 0 | 465 | 0 | 0 | 0 | 0 | 0 | 0 | 0 | 0 | 0
2040-01-02 | 15 | 43.49 | -17938 | -1626 | -1287 | 0 | 0 | 341 | 3202 | 0 | 80 | 1108 | 53 | 341 | 5951 | 3288 | 212 | 0 | 89 | 2745 | 217 | 1145 | 0 | 412 | 1200 | 0 | 465 | 0 | 0 | 0 | 0 | 0 | 0 | 0 | 0 | 0
2040-01-02 | 16 | 43.82 | -18705 | -1689 | -1707 | 0 | 0 | 1859 | 3408 | 0 | 313 | 1472 | 53 | 341 | 7199 | 3288 | 80 | 0 | 86 | 586 | 219 | 1145 | 0 | 386 | 1200 | 0 | 465 | 0 | 0 | 0 | 0 | 0 | 0 | 0 | 0 | 0
2040-01-02 | 17 | 43.82 | -19488 | -1752 | -2180 | 0 | 373 | 1859 | 4359 | 0 | 313 | 1472 | 53 | 341 | 7799 | 3288 | 41 | 0 | 77 | 38 | 218 | 1124 | 0 | 400 | 1200 | 0 | 465 | 0 | 0 | 0 | 0 | 0 | 0 | 0 | 0 | 0
2040-01-02 | 18 | 43.49 | -19421 | -1820 | -2626 | 0 | 0 | 1768 | 5284 | 0 | 313 | 1472 | 53 | 341 | 7756 | 3288 | 45 | 0 | 88 | 0 | 218 | 1136 | 0 | 439 | 1200 | 0 | 465 | 0 | 0 | 0 | 0 | 0 | 0 | 0 | 0 | 0
2040-01-02 | 19 | 43.49 | -19489 | -1887 | -2521 | 0 | 0 | 1822 | 5199 | 0 | 313 | 1472 | 53 | 341 | 7756 | 3288 | 61 | 0 | 102 | 0 | 218 | 1152 | 0 | 454 | 1200 | 0 | 465 | 0 | 0 | 0 | 0 | 0 | 0 | 0 | 0 | 0
2040-01-02 | 20 | 43.49 | -18730 | -1954 | -1786 | 0 | 0 | 366 | 4787 | 0 | 313 | 1472 | 53 | 341 | 8079 | 3288 | 135 | 0 | 128 | 0 | 218 | 1155 | 0 | 469 | 1200 | 0 | 465 | 0 | 0 | 0 | 0 | 0 | 0 | 0 | 0 | 0
2040-01-02 | 21 | 41.44 | -17586 | -1954 | -1628 | 0 | 0 | 0 | 4116 | 0 | 313 | 1366 | 53 | 341 | 7612 | 3288 | 392 | 0 | 163 | 0 | 218 | 1155 | 0 | 486 | 1200 | 0 | 465 | 0 | 0 | 0 | 0 | 0 | 0 | 0 | 0 | 0
2040-01-02 | 22 | 40.18 | -16098 | -1954 | -1366 | 0 | 0 | 0 | 3096 | 0 | 313 | 1126 | 53 | 341 | 6839 | 3288 | 630 | 0 | 192 | 0 | 219 | 1157 | 0 | 499 | 1200 | 0 | 465 | 0 | 0 | 0 | 0 | 0 | 0 | 0 | 0 | 0
2040-01-02 | 23 | 39.27 | -14765 | -1887 | -1129 | 0 | 0 | 0 | 1807 | 0 | 313 | 1126 | 53 | 341 | 6360 | 3288 | 753 | 0 | 211 | 0 | 220 | 1142 | 0 | 502 | 1200 | 0 | 465 | 0 | 0 | 0 | 0 | 0 | 0 | 0 | 0 | 0
2040-01-02 | 24 | 40.06 | -13839 | -1887 | -919 | 0 | 0 | 0 | 697 | 0 | 300 | 1112 | 53 | 341 | 6082 | 3288 | 1054 | 0 | 232 | 0 | 219 | 1136 | 0 | 465 | 1200 | 0 | 465 | 0 | 0 | 0 | 0 | 0 | 0 | 0 | 0 | 0
2040-01-03 | 1 | 37.4 | -13411 | -1887 | -814 | -88 | -118 | -159 | 528 | 0 | 300 | 1108 | 53 | 341 | 5482 | 3288 | 1258 | 0 | 257 | 0 | 220 | 1125 | 0 | 850 | 1200 | 0 | 465 | 0 | 0 | 0 | 0 | 0 | 0 | 0 | 0 | 0
2040-01-03 | 2 | 37.4 | -13218 | -1820 | -735 | -36 | 0 | -282 | 528 | 0 | 300 | 1037 | 53 | 341 | 5372 | 3288 | 1019 | 0 | 294 | 0 | 220 | 1121 | 0 | 852 | 1200 | 0 | 465 | 0 | 0 | 0 | 0 | 0 | 0 | 0 | 0 | 0
2040-01-03 | 3 | 37.4 | -13278 | -1820 | -630 | -103 | -192 | -28 | 528 | 0 | 300 | 1037 | 53 | 341 | 5357 | 3288 | 954 | 0 | 331 | 0 | 220 | 1119 | 0 | 857 | 1200 | 0 | 465 | 0 | 0 | 0 | 0 | 0 | 0 | 0 | 0 | 0
2040-01-03 | 4 | 37.4 | -13684 | -1752 | -604 | 0 | 0 | 0 | 528 | 0 | 300 | 1075 | 53 | 341 | 5410 | 3288 | 1234 | 0 | 335 | 0 | 220 | 1125 | 0 | 465 | 1200 | 0 | 465 | 0 | 0 | 0 | 0 | 0 | 0 | 0 | 0 | 0
2040-01-03 | 5 | 41.82 | -14934 | -1752 | -604 | 0 | 0 | 0 | 528 | 0 | 300 | 1128 | 53 | 341 | 6846 | 3288 | 1028 | 0 | 324 | 0 | 219 | 1125 | 0 | 445 | 1200 | 0 | 465 | 0 | 0 | 0 | 0 | 0 | 0 | 0 | 0 | 0
2040-01-03 | 6 | 43.34 | -17012 | -1752 | -630 | 0 | 0 | 0 | 1057 | 0 | 300 | 1472 | 53 | 341 | 8137 | 3288 | 1022 | 0 | 298 | 0 | 218 | 1125 | 0 | 418 | 1200 | 0 | 465 | 0 | 0 | 0 | 0 | 0 | 0 | 0 | 0 | 0
2040-01-03 | 7 | 43.29 | -18269 | -1689 | -788 | 0 | 0 | 0 | 2695 | 0 | 300 | 1472 | 53 | 341 | 8051 | 3288 | 896 | 0 | 249 | 0 | 216 | 1131 | 0 | 389 | 1200 | 0 | 465 | 0 | 0 | 0 | 0 | 0 | 0 | 0 | 0 | 0
2040-01-03 | 8 | 42.02 | -18462 | -1689 | -972 | 0 | 0 | 0 | 3752 | 0 | 300 | 1320 | 53 | 341 | 7411 | 3288 | 958 | 0 | 236 | 60 | 214 | 1140 | 0 | 385 | 1200 | 0 | 465 | 0 | 0 | 0 | 0 | 0 | 0 | 0 | 0 | 0
2040-01-03 | 9 | 40.08 | -18321 | -1626 | -1155 | 0 | 0 | 0 | 3963 | 0 | 300 | 1126 | 53 | 341 | 6629 | 3288 | 1180 | 0 | 226 | 568 | 214 | 1151 | 0 | 399 | 1200 | 0 | 465 | 0 | 0 | 0 | 0 | 0 | 0 | 0 | 0 | 0
2040-01-03 | 10 | 37.4 | -18322 | -1626 | -1339 | -7 | 0 | -348 | 3984 | 0 | 300 | 936 | 53 | 341 | 5587 | 3288 | 1627 | 0 | 206 | 1871 | 215 | 1154 | 0 | 417 | 1200 | 0 | 465 | 0 | 0 | 0 | 0 | 0 | 0 | 0 | 0 | 0
2040-01-03 | 11 | 37.4 | -18477 | -1505 | -1313 | -38 | -410 | -1859 | 3878 | 0 | 300 | 633 | 53 | 341 | 4012 | 3288 | 3040 | 0 | 166 | 4436 | 217 | 1163 | 0 | 409 | 1200 | 0 | 465 | 0 | 0 | 0 | 0 | 0 | 0 | 0 | 0 | 0
2040-01-03 | 12 | 37.4 | -18076 | -1330 | -1129 | -501 | -610 | -1859 | 3731 | 0 | 300 | 633 | 53 | 341 | 1717 | 3288 | 4181 | 0 | 131 | 5676 | 217 | 1161 | 0 | 411 | 1200 | 0 | 465 | 0 | 0 | 0 | 0 | 0 | 0 | 0 | 0 | 0
2040-01-03 | 13 | 37.4 | -17992 | -1218 | -1471 | -44 | -89 | -921 | 3577 | 0 | 300 | 633 | 53 | 341 | 1717 | 3288 | 3864 | 0 | 121 | 4382 | 216 | 1158 | 0 | 418 | 1200 | 0 | 465 | 0 | 0 | 0 | 0 | 0 | 0 | 0 | 0 | 0
2040-01-03 | 14 | 37.4 | -18045 | -1164 | -1444 | 0 | 0 | -222 | 3461 | 0 | 300 | 633 | 53 | 341 | 1224 | 3288 | 3731 | 0 | 121 | 4261 | 217 | 1157 | 0 | 423 | 1200 | 0 | 465 | 0 | 0 | 0 | 0 | 0 | 0 | 0 | 0 | 0
2040-01-03 | 15 | 50.54 | -17766 | -1164 | -1287 | 0 | 100 | 507 | 3387 | 100 | 300 | 639 | 53 | 388 | 2121 | 3288 | 3026 | 0 | 145 | 2723 | 217 | 1145 | 0 | 412 | 1200 | 0 | 465 | 0 | 0 | 0 | 0 | 0 | 0 | 0 | 0 | 0
2040-01-03 | 16 | 53.22 | -18358 | -1218 | -1707 | 76 | 510 | 1837 | 3514 | 100 | 300 | 1113 | 53 | 388 | 3014 | 3288 | 2554 | 0 | 180 | 940 | 219 | 1145 | 0 | 386 | 1200 | 0 | 465 | 0 | 0 | 0 | 0 | 0 | 0 | 0 | 0 | 0
2040-01-03 | 17 | 53.22 | -19044 | -1272 | -2180 | 626 | 610 | 1859 | 4365 | 96 | 300 | 1376 | 53 | 388 | 3922 | 3288 | 1930 | 0 | 215 | 60 | 218 | 1124 | 0 | 400 | 1200 | 0 | 465 | 0 | 0 | 0 | 0 | 0 | 0 | 0 | 0 | 0
2040-01-03 | 18 | 47.72 | -18977 | -1384 | -2626 | 0 | 0 | 0 | 5284 | 0 | 300 | 1197 | 53 | 341 | 6940 | 3288 | 1869 | 0 | 257 | 0 | 218 | 1136 | 0 | 439 | 1200 | 0 | 465 | 0 | 0 | 0 | 0 | 0 | 0 | 0 | 0 | 0
2040-01-03 | 19 | 43.49 | -19028 | -1442 | -2521 | 0 | 0 | 0 | 5189 | 0 | 300 | 1305 | 53 | 341 | 6848 | 3288 | 1880 | 0 | 298 | 0 | 218 | 1152 | 0 | 454 | 1200 | 0 | 465 | 0 | 0 | 0 | 0 | 0 | 0 | 0 | 0 | 0
2040-01-03 | 20 | 40.08 | -18329 | -1505 | -1786 | 0 | 0 | 0 | 4750 | 0 | 300 | 1126 | 53 | 341 | 5823 | 3288 | 2110 | 0 | 321 | 0 | 218 | 1155 | 0 | 469 | 1200 | 0 | 465 | 0 | 0 | 0 | 0 | 0 | 0 | 0 | 0 | 0
2040-01-03 | 21 | 38.05 | -17218 | -1505 | -1628 | 0 | 0 | 0 | 4095 | 0 | 300 | 1075 | 53 | 341 | 5177 | 3288 | 2209 | 0 | 289 | 0 | 218 | 1155 | 0 | 486 | 1200 | 0 | 465 | 0 | 0 | 0 | 0 | 0 | 0 | 0 | 0 | 0
2040-01-03 | 22 | 33.82 | -15755 | -1564 | -1366 | 0 | 0 | 0 | 3107 | 0 | 300 | 936 | 53 | 341 | 4583 | 3288 | 2253 | 0 | 282 | 0 | 219 | 1157 | 0 | 499 | 1200 | 0 | 465 | 0 | 0 | 0 | 0 | 0 | 0 | 0 | 0 | 0
2040-01-03 | 23 | 33.82 | -14471 | -1564 | -1129 | 0 | 0 | 0 | 1839 | 0 | 300 | 962 | 53 | 341 | 5051 | 3288 | 1515 | 0 | 285 | 0 | 220 | 1142 | 0 | 502 | 1200 | 0 | 465 | 0 | 0 | 0 | 0 | 0 | 0 | 0 | 0 | 0
2040-01-03 | 24 | 36.17 | -13599 | -1564 | -919 | 0 | 0 | 0 | 724 | 0 | 300 | 1037 | 53 | 341 | 5135 | 3288 | 1457 | 0 | 262 | 0 | 219 | 1136 | 0 | 465 | 1200 | 0 | 465 | 0 | 0 | 0 | 0 | 0 | 0 | 0 | 0 | 0
2040-01-04 | 1 | 36.89 | -13064 | -1564 | -814 | 0 | -118 | -358 | 534 | 0 | 300 | 897 | 53 | 341 | 5185 | 3288 | 1178 | 0 | 282 | 0 | 220 | 1125 | 0 | 850 | 1200 | 0 | 465 | 0 | 0 | 0 | 0 | 0 | 0 | 0 | 0 | 0
2040-01-04 | 2 | 36.89 | -12977 | -1626 | -735 | 0 | -1 | -119 | 528 | 0 | 300 | 942 | 53 | 341 | 5185 | 3288 | 662 | 0 | 302 | 0 | 220 | 1121 | 0 | 852 | 1200 | 0 | 465 | 0 | 0 | 0 | 0 | 0 | 0 | 0 | 0 | 0
2040-01-04 | 3 | 37.71 | -12971 | -1564 | -630 | 0 | 0 | 0 | 528 | 0 | 300 | 936 | 53 | 341 | 5011 | 3288 | 553 | 0 | 293 | 0 | 220 | 1119 | 0 | 857 | 1200 | 0 | 465 | 0 | 0 | 0 | 0 | 0 | 0 | 0 | 0 | 0
2040-01-04 | 4 | 40.06 | -13451 | -1626 | -604 | 0 | 0 | 0 | 528 | 0 | 300 | 1075 | 53 | 341 | 5861 | 3288 | 444 | 0 | 315 | 0 | 220 | 1125 | 0 | 465 | 1200 | 0 | 465 | 0 | 0 | 0 | 0 | 0 | 0 | 0 | 0 | 0
2040-01-04 | 5 | 43.34 | -14739 | -1626 | -604 | 0 | 0 | 0 | 528 | 0 | 300 | 1126 | 53 | 341 | 7206 | 3288 | 324 | 0 | 349 | 0 | 219 | 1125 | 0 | 445 | 1200 | 0 | 465 | 0 | 0 | 0 | 0 | 0 | 0 | 0 | 0 | 0
2040-01-04 | 6 | 45.2 | -16893 | -1689 | -630 | 0 | 0 | 0 | 1421 | 0 | 300 | 1472 | 53 | 341 | 8246 | 3288 | 268 | 0 | 396 | 0 | 218 | 1125 | 0 | 418 | 1200 | 0 | 465 | 0 | 0 | 0 | 0 | 0 | 0 | 0 | 0 | 0
2040-01-04 | 7 | 44.2 | -18009 | -1689 | -788 | 0 | 0 | 0 | 3244 | 0 | 300 | 1366 | 53 | 341 | 7770 | 3288 | 282 | 0 | 441 | 0 | 216 | 1131 | 0 | 389 | 1200 | 0 | 465 | 0 | 0 | 0 | 0 | 0 | 0 | 0 | 0 | 0
2040-01-04 | 8 | 41.87 | -18066 | -1752 | -972 | 0 | 0 | 0 | 4291 | 0 | 300 | 1126 | 53 | 341 | 6707 | 3288 | 659 | 0 | 473 | 147 | 214 | 1140 | 0 | 385 | 1200 | 0 | 465 | 0 | 0 | 0 | 0 | 0 | 0 | 0 | 0 | 0
2040-01-04 | 9 | 36.89 | -17993 | -1689 | -1155 | 0 | -53 | -282 | 4407 | 0 | 300 | 709 | 53 | 341 | 5154 | 3288 | 1390 | 0 | 482 | 1619 | 214 | 1151 | 0 | 399 | 1200 | 0 | 465 | 0 | 0 | 0 | 0 | 0 | 0 | 0 | 0 | 0
2040-01-04 | 10 | 36.89 | -18089 | -1505 | -1339 | 0 | -400 | -1101 | 4338 | 0 | 220 | 633 | 53 | 341 | 3975 | 3288 | 2025 | 0 | 428 | 3682 | 215 | 1154 | 0 | 417 | 1200 | 0 | 465 | 0 | 0 | 0 | 0 | 0 | 0 | 0 | 0 | 0
2040-01-04 | 11 | 36.89 | -18226 | -1384 | -1313 | 0 | -600 | -1555 | 4301 | 0 | 220 | 633 | 53 | 341 | 3639 | 3288 | 2537 | 0 | 410 | 4202 | 217 | 1163 | 0 | 409 | 1200 | 0 | 465 | 0 | 0 | 0 | 0 | 0 | 0 | 0 | 0 | 0
2040-01-04 | 12 | 36.89 | -17730 | -1272 | -1129 | 0 | -36 | -1105 | 4180 | 0 | 220 | 633 | 53 | 341 | 143 | 3288 | 3222 | 0 | 383 | 5355 | 217 | 1161 | 0 | 411 | 1200 | 0 | 465 | 0 | 0 | 0 | 0 | 0 | 0 | 0 | 0 | 0
2040-01-04 | 13 | 36.89 | -17665 | -1164 | -1471 | 0 | -210 | -700 | 3947 | 0 | 220 | 633 | 53 | 341 | 139 | 3288 | 3525 | 0 | 366 | 5240 | 216 | 1158 | 0 | 418 | 1200 | 0 | 465 | 0 | 0 | 0 | 0 | 0 | 0 | 0 | 0 | 0
2040-01-04 | 14 | 43.49 | -17692 | -1065 | -1444 | 0 | 0 | 0 | 3804 | 0 | 220 | 633 | 53 | 341 | 514 | 3288 | 3867 | 0 | 349 | 3670 | 217 | 1157 | 0 | 423 | 1200 | 0 | 465 | 0 | 0 | 0 | 0 | 0 | 0 | 0 | 0 | 0
2040-01-04 | 15 | 49.85 | -17397 | -1015 | -1287 | 0 | 102 | 720 | 3667 | 0 | 220 | 639 | 53 | 363 | 713 | 3288 | 4195 | 0 | 322 | 1978 | 217 | 1145 | 0 | 412 | 1200 | 0 | 465 | 0 | 0 | 0 | 0 | 0 | 0 | 0 | 0 | 0
2040-01-04 | 16 | 49.85 | -17919 | -1015 | -1707 | 0 | 508 | 1316 | 3746 | 0 | 220 | 667 | 53 | 363 | 1662 | 3288 | 4446 | 0 | 312 | 644 | 219 | 1145 | 0 | 386 | 1200 | 0 | 465 | 0 | 0 | 0 | 0 | 0 | 0 | 0 | 0 | 0
2040-01-04 | 17 | 49.85 | -18301 | -1065 | -2180 | 0 | 510 | 1823 | 4571 | 0 | 220 | 961 | 53 | 354 | 1587 | 3288 | 4414 | 0 | 316 | 40 | 218 | 1124 | 0 | 400 | 1200 | 0 | 465 | 0 | 0 | 0 | 0 | 0 | 0 | 0 | 0 | 0
2040-01-04 | 18 | 39.22 | -18003 | -1164 | -2626 | 0 | 100 | 4 | 5284 | 0 | 220 | 849 | 53 | 341 | 3575 | 3288 | 4287 | 0 | 333 | 0 | 218 | 1136 | 0 | 439 | 1200 | 0 | 465 | 0 | 0 | 0 | 0 | 0 | 0 | 0 | 0 | 0
2040-01-04 | 19 | 35.45 | -18049 | -1272 | -2521 | 0 | 0 | 0 | 5041 | 0 | 220 | 897 | 53 | 341 | 3847 | 3288 | 4289 | 0 | 375 | 0 | 218 | 1152 | 0 | 454 | 1200 | 0 | 465 | 0 | 0 | 0 | 0 | 0 | 0 | 0 | 0 | 0
2040-01-04 | 20 | 26.76 | -17446 | -1272 | -1786 | 0 | 0 | -76 | 4534 | 0 | 220 | 653 | 53 | 341 | 3521 | 3288 | 4119 | 0 | 343 | 0 | 218 | 1155 | 0 | 469 | 1200 | 0 | 465 | 0 | 0 | 0 | 0 | 0 | 0 | 0 | 0 | 0
2040-01-04 | 21 | 26.76 | -16622 | -1272 | -1628 | 0 | 0 | -372 | 3931 | 0 | 220 | 653 | 53 | 341 | 3961 | 3288 | 3586 | 0 | 335 | 0 | 218 | 1155 | 0 | 486 | 1200 | 0 | 465 | 0 | 0 | 0 | 0 | 0 | 0 | 0 | 0 | 0
2040-01-04 | 22 | 29.8 | -15463 | -1330 | -1366 | 0 | 0 | 0 | 3128 | 0 | 220 | 653 | 53 | 341 | 4079 | 3288 | 2534 | 0 | 322 | 0 | 219 | 1157 | 0 | 499 | 1200 | 0 | 465 | 0 | 0 | 0 | 0 | 0 | 0 | 0 | 0 | 0
2040-01-04 | 23 | 36.17 | -14288 | -1384 | -1129 | 0 | 0 | 113 | 2077 | 0 | 220 | 667 | 53 | 341 | 4437 | 3288 | 1805 | 0 | 271 | 0 | 220 | 1142 | 0 | 502 | 1200 | 0 | 465 | 0 | 0 | 0 | 0 | 0 | 0 | 0 | 0 | 0
2040-01-04 | 24 | 36.17 | -13380 | -1384 | -919 | 0 | 0 | 218 | 999 | 0 | 220 | 849 | 53 | 341 | 4751 | 3288 | 1209 | 0 | 270 | 0 | 219 | 1136 | 0 | 465 | 1200 | 0 | 465 | 0 | 0 | 0 | 0 | 0 | 0 | 0 | 0 | 0
2040-01-05 | 1 | 33.82 | -12761 | -1384 | -814 | 0 | 0 | 0 | 645 | 0 | 220 | 849 | 53 | 341 | 4802 | 3288 | 678 | 0 | 223 | 0 | 220 | 1125 | 0 | 850 | 1200 | 0 | 465 | 0 | 0 | 0 | 0 | 0 | 0 | 0 | 0 | 0
2040-01-05 | 2 | 34.28 | -12497 | -1442 | -735 | 0 | 0 | 0 | 528 | 0 | 220 | 790 | 53 | 341 | 4889 | 3288 | 513 | 0 | 193 | 0 | 220 | 1121 | 0 | 852 | 1200 | 0 | 465 | 0 | 0 | 0 | 0 | 0 | 0 | 0 | 0 | 0
2040-01-05 | 3 | 34.28 | -12407 | -1442 | -630 | 0 | 0 | 0 | 528 | 0 | 220 | 789 | 53 | 341 | 4913 | 3288 | 323 | 0 | 163 | 0 | 220 | 1119 | 0 | 857 | 1200 | 0 | 465 | 0 | 0 | 0 | 0 | 0 | 0 | 0 | 0 | 0
2040-01-05 | 4 | 38.14 | -12526 | -1442 | -604 | 0 | 0 | 0 | 528 | 0 | 220 | 862 | 53 | 341 | 5482 | 3288 | 198 | 0 | 125 | 0 | 220 | 1125 | 0 | 465 | 1200 | 0 | 465 | 0 | 0 | 0 | 0 | 0 | 0 | 0 | 0 | 0
2040-01-05 | 5 | 39.26 | -13010 | -1442 | -604 | 0 | 0 | 0 | 528 | 0 | 220 | 1037 | 53 | 341 | 5804 | 3288 | 220 | 0 | 111 | 0 | 219 | 1125 | 0 | 445 | 1200 | 0 | 465 | 0 | 0 | 0 | 0 | 0 | 0 | 0 | 0 | 0
2040-01-05 | 6 | 39.94 | -13758 | -1442 | -630 | 0 | 0 | 0 | 528 | 0 | 220 | 1112 | 53 | 341 | 6131 | 3288 | 641 | 0 | 89 | 0 | 218 | 1125 | 0 | 418 | 1200 | 0 | 465 | 0 | 0 | 0 | 0 | 0 | 0 | 0 | 0 | 0
2040-01-05 | 7 | 38.05 | -14634 | -1442 | -788 | 0 | 0 | 0 | 1009 | 0 | 220 | 1126 | 53 | 341 | 5547 | 3288 | 1805 | 0 | 73 | 0 | 216 | 1131 | 0 | 389 | 1200 | 0 | 465 | 0 | 0 | 0 | 0 | 0 | 0 | 0 | 0 | 0
2040-01-05 | 8 | 37.34 | -15573 | -1442 | -972 | 0 | 0 | 0 | 1865 | 0 | 220 | 1112 | 53 | 341 | 5315 | 3288 | 2262 | 0 | 70 | 56 | 214 | 1140 | 0 | 385 | 1200 | 0 | 465 | 0 | 0 | 0 | 0 | 0 | 0 | 0 | 0 | 0
2040-01-05 | 9 | 26.23 | -16419 | -1442 | -1155 | 0 | 0 | -281 | 2774 | 0 | 220 | 1011 | 53 | 341 | 4295 | 3288 | 3430 | 0 | 73 | 384 | 214 | 1151 | 0 | 399 | 1200 | 0 | 465 | 0 | 0 | 0 | 0 | 0 | 0 | 0 | 0 | 0
2040-01-05 | 10 | 26.23 | -17045 | -1384 | -1339 | 0 | 0 | -501 | 3556 | 0 | 220 | 813 | 53 | 341 | 4044 | 3288 | 3784 | 0 | 78 | 641 | 215 | 1154 | 0 | 417 | 1200 | 0 | 465 | 0 | 0 | 0 | 0 | 0 | 0 | 0 | 0 | 0
2040-01-05 | 11 | 26.23 | -17415 | -1330 | -1313 | 0 | 0 | -1070 | 3989 | 0 | 220 | 639 | 53 | 341 | 3824 | 3288 | 4272 | 0 | 78 | 969 | 217 | 1163 | 0 | 409 | 1200 | 0 | 465 | 0 | 0 | 0 | 0 | 0 | 0 | 0 | 0 | 0
2040-01-05 | 12 | 26.23 | -17092 | -1330 | -1129 | 0 | 0 | -677 | 4143 | 0 | 220 | 639 | 53 | 341 | 2397 | 3288 | 4683 | 0 | 69 | 941 | 217 | 1161 | 0 | 411 | 1200 | 0 | 465 | 0 | 0 | 0 | 0 | 0 | 0 | 0 | 0 | 0
2040-01-05 | 13 | 26.23 | -16984 | -1330 | -1471 | 0 | 0 | -411 | 4132 | 0 | 220 | 639 | 53 | 341 | 2077 | 3288 | 4681 | 0 | 58 | 1248 | 216 | 1158 | 0 | 418 | 1200 | 0 | 465 | 0 | 0 | 0 | 0 | 0 | 0 | 0 | 0 | 0
2040-01-05 | 14 | 33.57 | -17064 | -1330 | -1444 | 0 | 0 | 0 | 4026 | 0 | 220 | 639 | 53 | 341 | 2193 | 3288 | 4724 | 0 | 50 | 841 | 217 | 1157 | 0 | 423 | 1200 | 0 | 465 | 0 | 0 | 0 | 0 | 0 | 0 | 0 | 0 | 0
2040-01-05 | 15 | 35.45 | -16823 | -1330 | -1287 | 0 | 0 | 0 | 3974 | 0 | 220 | 639 | 53 | 341 | 2203 | 3288 | 4765 | 0 | 56 | 462 | 217 | 1145 | 0 | 412 | 1200 | 0 | 465 | 0 | 0 | 0 | 0 | 0 | 0 | 0 | 0 | 0
2040-01-05 | 16 | 35.45 | -17214 | -1330 | -1707 | 0 | 0 | 886 | 4100 | 0 | 220 | 653 | 53 | 341 | 2354 | 3288 | 4682 | 0 | 57 | 201 | 219 | 1145 | 0 | 386 | 1200 | 0 | 465 | 0 | 0 | 0 | 0 | 0 | 0 | 0 | 0 | 0
2040-01-05 | 17 | 35.45 | -17332 | -1330 | -2180 | 0 | 0 | 915 | 4803 | 0 | 220 | 653 | 53 | 341 | 2833 | 3288 | 4224 | 0 | 74 | 29 | 218 | 1124 | 0 | 400 | 1200 | 0 | 465 | 0 | 0 | 0 | 0 | 0 | 0 | 0 | 0 | 0
2040-01-05 | 18 | 35.45 | -17123 | -1384 | -2626 | 0 | 0 | 374 | 5284 | 0 | 220 | 736 | 53 | 335 | 3908 | 3288 | 3363 | 0 | 114 | 0 | 218 | 1136 | 0 | 439 | 1200 | 0 | 465 | 0 | 0 | 0 | 0 | 0 | 0 | 0 | 0 | 0
2040-01-05 | 19 | 24.2 | -17085 | -1330 | -2521 | 0 | 0 | 0 | 4988 | 0 | 220 | 657 | 53 | 235 | 3690 | 3288 | 4170 | 0 | 145 | 0 | 218 | 1152 | 0 | 454 | 1200 | 0 | 465 | 0 | 0 | 0 | 0 | 0 | 0 | 0 | 0 | 0
2040-01-05 | 20 | 5 | -16561 | -1384 | -1786 | 0 | 0 | -160 | 4423 | 0 | 300 | 639 | 53 | 160 | 3253 | 3288 | 4608 | 0 | 128 | 0 | 218 | 1155 | 0 | 0 | 1200 | 0 | 465 | 0 | 0 | 0 | 0 | 0 | 0 | 469 | 0 | 0
2040-01-05 | 21 | 5 | -15800 | -1384 | -1628 | 0 | 0 | -131 | 3868 | 0 | 300 | 639 | 53 | 160 | 3143 | 3288 | 4599 | 0 | 157 | 0 | 218 | 853 | 0 | 0 | 1200 | 0 | 465 | 0 | 0 | 0 | 0 | 302 | 0 | 486 | 0 | 0
2040-01-05 | 22 | 5 | -14936 | -1505 | -1366 | 0 | 0 | 0 | 3139 | 0 | 300 | 639 | 53 | 160 | 3033 | 3288 | 4385 | 0 | 175 | 0 | 219 | 751 | 0 | 0 | 1200 | 0 | 465 | 0 | 0 | 0 | 0 | 406 | 0 | 499 | 0 | 0
2040-01-05 | 23 | 5 | -14022 | -1505 | -1129 | 0 | 0 | 0 | 2256 | 0 | 300 | 639 | 53 | 160 | 3033 | 3288 | 3780 | 0 | 212 | 0 | 220 | 1049 | 0 | 0 | 1200 | 0 | 465 | 0 | 0 | 0 | 0 | 93 | 0 | 502 | 0 | 0
2040-01-05 | 24 | 6.76 | -12930 | -1505 | -919 | 0 | 0 | 215 | 1347 | 0 | 300 | 639 | 53 | 160 | 2853 | 3288 | 3235 | 0 | 243 | 0 | 219 | 1136 | 0 | 0 | 1200 | 0 | 465 | 0 | 0 | 0 | 0 | 0 | 0 | 465 | 0 | 0
2040-01-06 | 1 | 29.02 | -12479 | -1505 | -1077 | 0 | -294 | -448 | 528 | 0 | 300 | 639 | 53 | 319 | 3124 | 3288 | 3415 | 0 | 275 | 0 | 220 | 1125 | 0 | 850 | 1200 | 0 | 465 | 0 | 0 | 0 | 0 | 0 | 0 | 0 | 0 | 0
2040-01-06 | 2 | 29.02 | -12162 | -1505 | -919 | 0 | -27 | -929 | 528 | 0 | 300 | 639 | 53 | 335 | 3029 | 3288 | 3159 | 0 | 352 | 0 | 220 | 1121 | 0 | 852 | 1200 | 0 | 465 | 0 | 0 | 0 | 0 | 0 | 0 | 0 | 0 | 0
2040-01-06 | 3 | 29.02 | -12174 | -1626 | -814 | 0 | 0 | -435 | 528 | 0 | 300 | 639 | 53 | 341 | 2571 | 3288 | 3079 | 0 | 389 | 0 | 220 | 1119 | 0 | 857 | 1200 | 0 | 465 | 0 | 0 | 0 | 0 | 0 | 0 | 0 | 0 | 0
2040-01-06 | 4 | 29.8 | -12331 | -1564 | -762 | 0 | 0 | 0 | 528 | 0 | 300 | 639 | 53 | 341 | 2590 | 3288 | 3024 | 0 | 416 | 0 | 220 | 1125 | 0 | 465 | 1200 | 0 | 465 | 0 | 0 | 0 | 0 | 0 | 0 | 0 | 0 | 0
2040-01-06 | 5 | 34.28 | -12616 | -1564 | -735 | 0 | 0 | 0 | 528 | 0 | 300 | 639 | 53 | 341 | 2793 | 3288 | 3100 | 0 | 418 | 0 | 219 | 1125 | 0 | 445 | 1200 | 0 | 465 | 0 | 0 | 0 | 0 | 0 | 0 | 0 | 0 | 0
2040-01-06 | 6 | 36.17 | -13234 | -1626 | -762 | 0 | 0 | 0 | 528 | 0 | 300 | 639 | 53 | 341 | 3030 | 3288 | 3562 | 0 | 453 | 0 | 218 | 1125 | 0 | 418 | 1200 | 0 | 465 | 0 | 0 | 0 | 0 | 0 | 0 | 0 | 0 | 0
2040-01-06 | 7 | 39.22 | -13985 | -1626 | -867 | 0 | 0 | 241 | 528 | 0 | 300 | 691 | 53 | 341 | 3904 | 3288 | 3255 | 0 | 475 | 0 | 216 | 1131 | 0 | 389 | 1200 | 0 | 465 | 0 | 0 | 0 | 0 | 0 | 0 | 0 | 0 | 0
2040-01-06 | 8 | 39.22 | -14826 | -1564 | -998 | 0 | 0 | 391 | 872 | 0 | 300 | 1024 | 53 | 341 | 4376 | 3288 | 2775 | 0 | 488 | 75 | 214 | 1140 | 0 | 385 | 1200 | 0 | 465 | 0 | 0 | 0 | 0 | 0 | 0 | 0 | 0 | 0
2040-01-06 | 9 | 34.28 | -15573 | -1564 | -1234 | 0 | 0 | 0 | 1701 | 0 | 300 | 849 | 53 | 341 | 4442 | 3288 | 2895 | 0 | 499 | 573 | 214 | 1151 | 0 | 399 | 1200 | 0 | 465 | 0 | 0 | 0 | 0 | 0 | 0 | 0 | 0 | 0
2040-01-06 | 10 | 29.02 | -16222 | -1442 | -1444 | 0 | 0 | -221 | 2341 | 0 | 300 | 653 | 53 | 341 | 4028 | 3288 | 2706 | 0 | 515 | 1654 | 215 | 1154 | 0 | 417 | 1200 | 0 | 465 | 0 | 0 | 0 | 0 | 0 | 0 | 0 | 0 | 0
2040-01-06 | 11 | 29.02 | -16352 | -1384 | -1313 | 0 | 0 | -1322 | 2695 | 0 | 300 | 639 | 53 | 341 | 3698 | 3288 | 2819 | 0 | 560 | 2523 | 217 | 1163 | 0 | 409 | 1200 | 0 | 465 | 0 | 0 | 0 | 0 | 0 | 0 | 0 | 0 | 0
2040-01-06 | 12 | 29.02 | -16487 | -1330 | -1444 | 0 | -381 | -1859 | 2843 | 0 | 300 | 633 | 53 | 341 | 3499 | 3288 | 3002 | 0 | 629 | 3459 | 217 | 1161 | 0 | 411 | 1200 | 0 | 465 | 0 | 0 | 0 | 0 | 0 | 0 | 0 | 0 | 0
2040-01-06 | 13 | 29.02 | -16392 | -1164 | -1576 | 0 | 0 | -1390 | 2917 | 0 | 300 | 633 | 53 | 341 | 1225 | 3288 | 3748 | 0 | 699 | 3859 | 216 | 1158 | 0 | 418 | 1200 | 0 | 465 | 0 | 0 | 0 | 0 | 0 | 0 | 0 | 0 | 0
2040-01-06 | 14 | 29.02 | -16256 | -1114 | -1628 | 0 | 0 | -1255 | 2838 | 0 | 300 | 633 | 53 | 341 | 1199 | 3288 | 4442 | 0 | 761 | 2937 | 217 | 1157 | 0 | 423 | 1200 | 0 | 465 | 0 | 0 | 0 | 0 | 0 | 0 | 0 | 0 | 0
2040-01-06 | 15 | 29.02 | -16587 | -1218 | -1681 | 0 | -261 | -46 | 2848 | 0 | 300 | 633 | 53 | 341 | 918 | 3288 | 4517 | 0 | 818 | 2636 | 217 | 1145 | 0 | 412 | 1200 | 0 | 465 | 0 | 0 | 0 | 0 | 0 | 0 | 0 | 0 | 0
2040-01-06 | 16 | 40.24 | -17841 | -1272 | -1602 | 0 | 220 | 1813 | 3096 | 0 | 300 | 653 | 53 | 341 | 1183 | 3288 | 4645 | 0 | 857 | 849 | 219 | 1145 | 0 | 386 | 1200 | 0 | 465 | 0 | 0 | 0 | 0 | 0 | 0 | 0 | 0 | 0
2040-01-06 | 17 | 40.24 | -19124 | -1384 | -1576 | 0 | 508 | 1832 | 4159 | 0 | 300 | 937 | 53 | 341 | 1473 | 3288 | 4808 | 0 | 911 | 66 | 218 | 1124 | 0 | 400 | 1200 | 0 | 465 | 0 | 0 | 0 | 0 | 0 | 0 | 0 | 0 | 0
2040-01-06 | 18 | 39.22 | -18934 | -1505 | -1628 | 0 | 100 | 1571 | 5284 | 0 | 300 | 653 | 53 | 275 | 1305 | 3288 | 4833 | 0 | 946 | 0 | 218 | 1136 | 0 | 439 | 1200 | 0 | 465 | 0 | 0 | 0 | 0 | 0 | 0 | 0 | 0 | 0
2040-01-06 | 19 | 16.48 | -18404 | -1626 | -1681 | 0 | 0 | -138 | 5242 | 0 | 300 | 639 | 53 | 178 | 2840 | 3288 | 4841 | 0 | 978 | 0 | 218 | 1152 | 0 | 454 | 1200 | 0 | 465 | 0 | 0 | 0 | 0 | 0 | 0 | 0 | 0 | 0
2040-01-06 | 20 | 22.27 | -17762 | -1752 | -1576 | 0 | 0 | 102 | 4851 | 0 | 300 | 639 | 53 | 168 | 2396 | 3288 | 4784 | 0 | 1000 | 0 | 218 | 1155 | 0 | 469 | 1200 | 0 | 465 | 0 | 0 | 0 | 0 | 0 | 0 | 0 | 0 | 0
2040-01-06 | 21 | 10 | -16628 | -1887 | -1471 | 0 | 0 | 0 | 4380 | 0 | 300 | 639 | 53 | 160 | 1911 | 3288 | 4793 | 0 | 1003 | 0 | 218 | 1155 | 0 | 419 | 1200 | 0 | 465 | 0 | 0 | 0 | 0 | 0 | 0 | 67 | 0 | 0
2040-01-06 | 22 | 5 | -15123 | -2026 | -1339 | 0 | 0 | -154 | 3503 | 0 | 300 | 633 | 53 | 160 | 1911 | 3288 | 4782 | 0 | 994 | 0 | 219 | 1134 | 0 | 0 | 1200 | 0 | 465 | 0 | 0 | 0 | 0 | 23 | 0 | 499 | 0 | 0
2040-01-06 | 23 | 5 | -13982 | -2170 | -1339 | 0 | 0 | 0 | 2446 | 0 | 300 | 633 | 53 | 160 | 1911 | 3288 | 4783 | 0 | 986 | 0 | 220 | 1045 | 0 | 0 | 1200 | 0 | 465 | 0 | 0 | 0 | 0 | 97 | 0 | 502 | 0 | 0
2040-01-06 | 24 | 6.76 | -13294 | -2242 | -1208 | 0 | 0 | 114 | 1527 | 0 | 220 | 638 | 53 | 160 | 1950 | 3288 | 4774 | 0 | 1000 | 0 | 219 | 1136 | 0 | 0 | 1200 | 0 | 465 | 0 | 0 | 0 | 0 | 0 | 0 | 465 | 0 | 0
2040-01-07 | 1 | 31.47 | -13020 | -2318 | -1077 | 0 | 0 | -1076 | 528 | 0 | 220 | 639 | 53 | 319 | 2796 | 3288 | 4774 | 0 | 1011 | 0 | 220 | 1125 | 0 | 850 | 1200 | 0 | 465 | 0 | 0 | 0 | 0 | 0 | 0 | 0 | 0 | 0
2040-01-07 | 2 | 31.47 | -12994 | -2395 | -919 | 0 | 0 | -1181 | 528 | 0 | 220 | 639 | 53 | 335 | 2796 | 3288 | 4759 | 0 | 1011 | 0 | 220 | 1121 | 0 | 852 | 1200 | 0 | 465 | 0 | 0 | 0 | 0 | 0 | 0 | 0 | 0 | 0
2040-01-07 | 3 | 31.47 | -13177 | -2471 | -814 | 0 | 0 | -1028 | 528 | 0 | 220 | 639 | 53 | 341 | 2796 | 3288 | 4760 | 0 | 1002 | 0 | 220 | 1119 | 0 | 857 | 1200 | 0 | 465 | 0 | 0 | 0 | 0 | 0 | 0 | 0 | 0 | 0
2040-01-07 | 4 | 31.47 | -13720 | -2548 | -762 | 0 | 0 | -899 | 528 | 0 | 220 | 639 | 53 | 341 | 3604 | 3288 | 4782 | 0 | 997 | 0 | 220 | 1125 | 0 | 465 | 1200 | 0 | 465 | 0 | 0 | 0 | 0 | 0 | 0 | 0 | 0 | 0
2040-01-07 | 5 | 31.47 | -15240 | -2709 | -735 | 0 | 0 | -391 | 528 | 0 | 220 | 1037 | 53 | 341 | 4382 | 3288 | 4788 | 0 | 984 | 0 | 219 | 1125 | 0 | 445 | 1200 | 0 | 465 | 0 | 0 | 0 | 0 | 0 | 0 | 0 | 0 | 0
2040-01-07 | 6 | 40.68 | -17580 | -2709 | -762 | 0 | 0 | 0 | 1194 | 0 | 220 | 1162 | 53 | 341 | 5609 | 3288 | 4787 | 0 | 970 | 0 | 218 | 1125 | 0 | 418 | 1200 | 0 | 465 | 0 | 0 | 0 | 0 | 0 | 0 | 0 | 0 | 0
2040-01-07 | 7 | 38.14 | -18787 | -2790 | -867 | 0 | 0 | 0 | 2970 | 0 | 220 | 1126 | 53 | 341 | 5310 | 3288 | 4794 | 0 | 940 | 0 | 216 | 1131 | 0 | 389 | 1200 | 0 | 465 | 0 | 0 | 0 | 0 | 0 | 0 | 0 | 0 | 0
2040-01-07 | 8 | 32.18 | -18788 | -2876 | -998 | 0 | 0 | 0 | 3947 | 0 | 220 | 1112 | 53 | 341 | 4474 | 3288 | 4762 | 0 | 915 | 144 | 214 | 1140 | 0 | 385 | 1200 | 0 | 465 | 0 | 0 | 0 | 0 | 0 | 0 | 0 | 0 | 0
2040-01-07 | 9 | 31.47 | -18680 | -2876 | -1234 | 0 | 0 | -1032 | 4090 | 0 | 220 | 653 | 53 | 341 | 4387 | 3288 | 4550 | 0 | 873 | 1937 | 214 | 1151 | 0 | 399 | 1200 | 0 | 465 | 0 | 0 | 0 | 0 | 0 | 0 | 0 | 0 | 0
2040-01-07 | 10 | 28.81 | -19002 | -2709 | -1444 | -103 | -223 | -1859 | 4042 | 0 | 220 | 639 | 53 | 341 | 4059 | 3288 | 4304 | 0 | 782 | 4160 | 215 | 1154 | 0 | 417 | 1200 | 0 | 465 | 0 | 0 | 0 | 0 | 0 | 0 | 0 | 0 | 0
2040-01-07 | 11 | 28.81 | -18794 | -2471 | -1313 | -774 | -610 | -1859 | 4016 | 0 | 220 | 633 | 53 | 341 | 3516 | 3288 | 3565 | 0 | 696 | 6038 | 217 | 1163 | 0 | 409 | 1200 | 0 | 465 | 0 | 0 | 0 | 0 | 0 | 0 | 0 | 0 | 0
2040-01-07 | 12 | 28.81 | -18591 | -2395 | -1444 | -341 | -586 | -1859 | 3889 | 0 | 220 | 633 | 53 | 341 | 2742 | 3288 | 2941 | 0 | 611 | 7042 | 217 | 1161 | 0 | 411 | 1200 | 0 | 465 | 0 | 0 | 0 | 0 | 0 | 0 | 0 | 0 | 0
2040-01-07 | 13 | 31.47 | -18430 | -2242 | -1576 | 0 | 0 | -1473 | 3731 | 0 | 220 | 633 | 53 | 341 | 2885 | 3288 | 2450 | 0 | 512 | 6151 | 216 | 1158 | 0 | 418 | 1200 | 0 | 465 | 0 | 0 | 0 | 0 | 0 | 0 | 0 | 0 | 0
2040-01-07 | 14 | 31.47 | -18286 | -2170 | -1628 | 0 | 0 | -286 | 3598 | 0 | 220 | 639 | 53 | 341 | 2885 | 3288 | 1979 | 0 | 435 | 5470 | 217 | 1157 | 0 | 423 | 1200 | 0 | 465 | 0 | 0 | 0 | 0 | 0 | 0 | 0 | 0 | 0
2040-01-07 | 15 | 42.53 | -18643 | -2098 | -1681 | 0 | 0 | 1003 | 3482 | 0 | 220 | 1038 | 53 | 341 | 4430 | 3288 | 1408 | 0 | 359 | 3360 | 217 | 1145 | 0 | 412 | 1200 | 0 | 465 | 0 | 0 | 0 | 0 | 0 | 0 | 0 | 0 | 0
2040-01-07 | 16 | 43.23 | -19802 | -2026 | -1602 | 138 | 610 | 1859 | 3635 | 0 | 233 | 1472 | 53 | 341 | 6168 | 3288 | 1040 | 0 | 290 | 887 | 219 | 1145 | 0 | 386 | 1200 | 0 | 465 | 0 | 0 | 0 | 0 | 0 | 0 | 0 | 0 | 0
2040-01-07 | 17 | 43.26 | -20817 | -2026 | -1576 | 908 | 610 | 1859 | 4439 | 0 | 233 | 1472 | 53 | 341 | 6832 | 3288 | 695 | 0 | 231 | 50 | 218 | 1124 | 0 | 400 | 1200 | 0 | 465 | 0 | 0 | 0 | 0 | 0 | 0 | 0 | 0 | 0
2040-01-07 | 18 | 42.99 | -20614 | -2170 | -1628 | 0 | 0 | 1859 | 5284 | 0 | 233 | 1472 | 53 | 341 | 7722 | 3288 | 479 | 0 | 223 | 0 | 218 | 1136 | 0 | 439 | 1200 | 0 | 465 | 0 | 0 | 0 | 0 | 0 | 0 | 0 | 0 | 0
2040-01-07 | 19 | 42.58 | -20033 | -2170 | -1681 | 0 | 0 | 1859 | 5162 | 0 | 233 | 1472 | 53 | 341 | 7425 | 3288 | 293 | 0 | 268 | 0 | 218 | 1152 | 0 | 454 | 1200 | 0 | 465 | 0 | 0 | 0 | 0 | 0 | 0 | 0 | 0 | 0
2040-01-07 | 20 | 42.53 | -19173 | -2242 | -1576 | 0 | 0 | 813 | 4724 | 0 | 233 | 1472 | 53 | 341 | 7984 | 3288 | 324 | 0 | 251 | 0 | 218 | 1155 | 0 | 469 | 1200 | 0 | 465 | 0 | 0 | 0 | 0 | 0 | 0 | 0 | 0 | 0
2040-01-07 | 21 | 42.53 | -17928 | -2242 | -1471 | 0 | 0 | 275 | 4048 | 0 | 233 | 1472 | 53 | 341 | 7964 | 3288 | 188 | 0 | 255 | 0 | 218 | 1155 | 0 | 486 | 1200 | 0 | 465 | 0 | 0 | 0 | 0 | 0 | 0 | 0 | 0 | 0
2040-01-07 | 22 | 41.82 | -16198 | -2170 | -1339 | 0 | 0 | 0 | 3033 | 0 | 233 | 1320 | 53 | 341 | 7524 | 3288 | 115 | 0 | 260 | 0 | 219 | 1157 | 0 | 499 | 1200 | 0 | 465 | 0 | 0 | 0 | 0 | 0 | 0 | 0 | 0 | 0
2040-01-07 | 23 | 41.82 | -14848 | -2170 | -1339 | 0 | 0 | 0 | 1812 | 0 | 233 | 1197 | 53 | 341 | 7506 | 3288 | 111 | 0 | 286 | 0 | 220 | 1142 | 0 | 502 | 1200 | 0 | 465 | 0 | 0 | 0 | 0 | 0 | 0 | 0 | 0 | 0
2040-01-07 | 24 | 42.53 | -14186 | -2098 | -1208 | 0 | 0 | 52 | 734 | 0 | 220 | 1320 | 53 | 341 | 7538 | 3288 | 172 | 0 | 289 | 0 | 219 | 1136 | 0 | 465 | 1200 | 0 | 465 | 0 | 0 | 0 | 0 | 0 | 0 | 0 | 0 | 0
2040-01-08 | 1 | 39.94 | -13665 | -2098 | -814 | 0 | 0 | 0 | 708 | 0 | 220 | 1126 | 53 | 341 | 6470 | 3288 | 201 | 0 | 309 | 0 | 220 | 1125 | 0 | 850 | 1200 | 0 | 465 | 0 | 0 | 0 | 0 | 0 | 0 | 0 | 0 | 0
2040-01-08 | 2 | 39.9 | -13481 | -2098 | -735 | 0 | 0 | 0 | 528 | 0 | 220 | 1126 | 53 | 341 | 6252 | 3288 | 297 | 0 | 351 | 0 | 220 | 1121 | 0 | 852 | 1200 | 0 | 465 | 0 | 0 | 0 | 0 | 0 | 0 | 0 | 0 | 0
2040-01-08 | 3 | 39.11 | -13504 | -2098 | -630 | 0 | 0 | 0 | 528 | 0 | 220 | 1112 | 53 | 341 | 5915 | 3288 | 518 | 0 | 395 | 0 | 220 | 1119 | 0 | 857 | 1200 | 0 | 465 | 0 | 0 | 0 | 0 | 0 | 0 | 0 | 0 | 0
2040-01-08 | 4 | 39.9 | -14065 | -2098 | -604 | 0 | 0 | 0 | 528 | 0 | 220 | 1126 | 53 | 341 | 6290 | 3288 | 1012 | 0 | 433 | 0 | 220 | 1125 | 0 | 465 | 1200 | 0 | 465 | 0 | 0 | 0 | 0 | 0 | 0 | 0 | 0 | 0
2040-01-08 | 5 | 41.11 | -15364 | -2026 | -604 | 0 | 0 | 0 | 528 | 0 | 220 | 1196 | 53 | 341 | 6877 | 3288 | 1559 | 0 | 477 | 0 | 219 | 1125 | 0 | 445 | 1200 | 0 | 465 | 0 | 0 | 0 | 0 | 0 | 0 | 0 | 0 | 0
2040-01-08 | 6 | 41.81 | -17348 | -2026 | -630 | 0 | 0 | 0 | 1427 | 0 | 220 | 1452 | 53 | 341 | 7039 | 3288 | 2246 | 0 | 512 | 0 | 218 | 1125 | 0 | 418 | 1200 | 0 | 465 | 0 | 0 | 0 | 0 | 0 | 0 | 0 | 0 | 0
2040-01-08 | 7 | 39.94 | -18601 | -2098 | -788 | 0 | 0 | 0 | 3075 | 0 | 220 | 1304 | 53 | 341 | 6418 | 3288 | 2834 | 0 | 552 | 0 | 216 | 1131 | 0 | 389 | 1200 | 0 | 465 | 0 | 0 | 0 | 0 | 0 | 0 | 0 | 0 | 0
2040-01-08 | 8 | 37.34 | -18900 | -2026 | -972 | 0 | 0 | 0 | 4069 | 0 | 220 | 1126 | 53 | 341 | 5217 | 3288 | 3562 | 0 | 581 | 37 | 214 | 1140 | 0 | 385 | 1200 | 0 | 465 | 0 | 0 | 0 | 0 | 0 | 0 | 0 | 0 | 0
2040-01-08 | 9 | 30.24 | -18964 | -1954 | -1155 | 0 | 0 | 0 | 4349 | 0 | 220 | 1038 | 53 | 341 | 4365 | 3288 | 4168 | 0 | 612 | 211 | 214 | 1151 | 0 | 399 | 1200 | 0 | 465 | 0 | 0 | 0 | 0 | 0 | 0 | 0 | 0 | 0
2040-01-08 | 10 | 29.8 | -19145 | -1887 | -1339 | 0 | 0 | -207 | 4476 | 0 | 300 | 1023 | 53 | 341 | 4093 | 3288 | 4406 | 0 | 617 | 531 | 215 | 1154 | 0 | 417 | 1200 | 0 | 465 | 0 | 0 | 0 | 0 | 0 | 0 | 0 | 0 | 0
2040-01-08 | 11 | 29.8 | -19413 | -1820 | -1313 | 0 | 0 | -499 | 4539 | 0 | 300 | 849 | 53 | 341 | 4093 | 3288 | 4486 | 0 | 604 | 1039 | 217 | 1163 | 0 | 409 | 1200 | 0 | 465 | 0 | 0 | 0 | 0 | 0 | 0 | 0 | 0 | 0
2040-01-08 | 12 | 29.8 | -19001 | -1689 | -1129 | 0 | 0 | -477 | 4513 | 0 | 300 | 653 | 53 | 341 | 3622 | 3288 | 4311 | 0 | 554 | 1208 | 217 | 1161 | 0 | 411 | 1200 | 0 | 465 | 0 | 0 | 0 | 0 | 0 | 0 | 0 | 0 | 0
2040-01-08 | 13 | 29.8 | -18941 | -1626 | -1471 | 0 | 0 | -231 | 4386 | 0 | 300 | 667 | 53 | 341 | 3622 | 3288 | 4208 | 0 | 516 | 1430 | 216 | 1158 | 0 | 418 | 1200 | 0 | 465 | 0 | 0 | 0 | 0 | 0 | 0 | 0 | 0 | 0
2040-01-08 | 14 | 29.8 | -18766 | -1505 | -1444 | 0 | 0 | -138 | 4238 | 0 | 300 | 766 | 53 | 341 | 3605 | 3288 | 4315 | 0 | 464 | 1021 | 217 | 1157 | 0 | 423 | 1200 | 0 | 465 | 0 | 0 | 0 | 0 | 0 | 0 | 0 | 0 | 0
2040-01-08 | 15 | 29.8 | -18432 | -1564 | -1287 | 0 | 0 | 0 | 4037 | 0 | 300 | 850 | 53 | 341 | 3619 | 3288 | 4286 | 0 | 405 | 664 | 217 | 1145 | 0 | 412 | 1200 | 0 | 465 | 0 | 0 | 0 | 0 | 0 | 0 | 0 | 0 | 0
2040-01-08 | 16 | 40.28 | -18780 | -1505 | -1707 | 0 | 0 | 117 | 4048 | 0 | 300 | 1112 | 53 | 341 | 4588 | 3288 | 3949 | 0 | 400 | 381 | 219 | 1145 | 0 | 386 | 1200 | 0 | 465 | 0 | 0 | 0 | 0 | 0 | 0 | 0 | 0 | 0
2040-01-08 | 17 | 40.28 | -19198 | -1505 | -2180 | 0 | 0 | 994 | 4655 | 0 | 300 | 1197 | 53 | 341 | 5055 | 3288 | 3164 | 0 | 375 | 52 | 218 | 1124 | 0 | 400 | 1200 | 0 | 465 | 0 | 0 | 0 | 0 | 0 | 0 | 0 | 0 | 0
2040-01-08 | 18 | 40.28 | -19011 | -1505 | -2626 | 0 | 0 | 37 | 5284 | 0 | 300 | 1206 | 53 | 341 | 6360 | 3288 | 2440 | 0 | 375 | 0 | 218 | 1136 | 0 | 439 | 1200 | 0 | 465 | 0 | 0 | 0 | 0 | 0 | 0 | 0 | 0 | 0
2040-01-08 | 19 | 40.08 | -19025 | -1505 | -2521 | 0 | 0 | 0 | 5062 | 0 | 300 | 1320 | 53 | 341 | 6349 | 3288 | 2473 | 0 | 375 | 0 | 218 | 1152 | 0 | 454 | 1200 | 0 | 465 | 0 | 0 | 0 | 0 | 0 | 0 | 0 | 0 | 0
2040-01-08 | 20 | 37.72 | -18223 | -1505 | -1786 | 0 | 0 | 0 | 4550 | 0 | 300 | 1126 | 53 | 341 | 5668 | 3288 | 2285 | 0 | 397 | 0 | 218 | 1155 | 0 | 469 | 1200 | 0 | 465 | 0 | 0 | 0 | 0 | 0 | 0 | 0 | 0 | 0
2040-01-08 | 21 | 33.57 | -17077 | -1505 | -1628 | 0 | 0 | 0 | 3826 | 0 | 300 | 1075 | 53 | 341 | 4942 | 3288 | 2432 | 0 | 429 | 0 | 218 | 1155 | 0 | 486 | 1200 | 0 | 465 | 0 | 0 | 0 | 0 | 0 | 0 | 0 | 0 | 0
2040-01-08 | 22 | 25.6 | -15549 | -1505 | -1366 | 0 | 0 | 0 | 2785 | 0 | 300 | 865 | 53 | 341 | 4473 | 3288 | 2336 | 0 | 438 | 0 | 219 | 1157 | 0 | 499 | 1200 | 0 | 465 | 0 | 0 | 0 | 0 | 0 | 0 | 0 | 0 | 0
2040-01-08 | 23 | 25.6 | -14210 | -1505 | -1129 | 0 | 0 | 0 | 1474 | 0 | 300 | 812 | 53 | 341 | 4300 | 3288 | 2238 | 0 | 508 | 0 | 220 | 1142 | 0 | 502 | 1200 | 0 | 465 | 0 | 0 | 0 | 0 | 0 | 0 | 0 | 0 | 0
2040-01-08 | 24 | 25.6 | -13359 | -1564 | -919 | 0 | 0 | 0 | 528 | 0 | 300 | 801 | 53 | 341 | 4056 | 3288 | 2440 | 0 | 549 | 0 | 219 | 1136 | 0 | 465 | 1200 | 0 | 465 | 0 | 0 | 0 | 0 | 0 | 0 | 0 | 0 | 0
2040-01-09 | 1 | 29.51 | -12888 | -1505 | -814 | 0 | 0 | -827 | 528 | 0 | 300 | 653 | 53 | 341 | 4031 | 3288 | 2405 | 0 | 574 | 0 | 220 | 1125 | 0 | 850 | 1200 | 0 | 465 | 0 | 0 | 0 | 0 | 0 | 0 | 0 | 0 | 0
2040-01-09 | 2 | 29.51 | -12714 | -1505 | -735 | 0 | 0 | -1360 | 528 | 0 | 300 | 639 | 53 | 341 | 3507 | 3288 | 3198 | 0 | 601 | 0 | 220 | 1121 | 0 | 852 | 1200 | 0 | 465 | 0 | 0 | 0 | 0 | 0 | 0 | 0 | 0 | 0
2040-01-09 | 3 | 29.51 | -12727 | -1505 | -630 | 0 | 0 | -1344 | 528 | 0 | 300 | 639 | 53 | 341 | 2559 | 3288 | 4037 | 0 | 600 | 0 | 220 | 1119 | 0 | 857 | 1200 | 0 | 465 | 0 | 0 | 0 | 0 | 0 | 0 | 0 | 0 | 0
2040-01-09 | 4 | 29.51 | -13207 | -1505 | -604 | 0 | 0 | -753 | 528 | 0 | 300 | 639 | 53 | 341 | 2391 | 3288 | 4453 | 0 | 600 | 0 | 220 | 1125 | 0 | 465 | 1200 | 0 | 465 | 0 | 0 | 0 | 0 | 0 | 0 | 0 | 0 | 0
2040-01-09 | 5 | 36.31 | -14587 | -1505 | -604 | 0 | 0 | 0 | 528 | 0 | 300 | 653 | 53 | 341 | 2820 | 3288 | 4648 | 0 | 610 | 0 | 219 | 1125 | 0 | 445 | 1200 | 0 | 465 | 0 | 0 | 0 | 0 | 0 | 0 | 0 | 0 | 0
2040-01-09 | 6 | 39.87 | -16728 | -1442 | -630 | 0 | 0 | 1372 | 555 | 0 | 300 | 1112 | 53 | 341 | 3045 | 3288 | 4717 | 0 | 591 | 0 | 218 | 1125 | 0 | 418 | 1200 | 0 | 465 | 0 | 0 | 0 | 0 | 0 | 0 | 0 | 0 | 0
2040-01-09 | 7 | 39.87 | -17893 | -1384 | -788 | 0 | 0 | 1204 | 2240 | 0 | 300 | 1037 | 53 | 341 | 2812 | 3288 | 4788 | 0 | 601 | 0 | 216 | 1131 | 0 | 389 | 1200 | 0 | 465 | 0 | 0 | 0 | 0 | 0 | 0 | 0 | 0 | 0
2040-01-09 | 8 | 39.87 | -18049 | -1384 | -972 | 0 | 0 | 595 | 3223 | 0 | 300 | 801 | 53 | 341 | 2869 | 3288 | 4805 | 0 | 636 | 89 | 214 | 1140 | 0 | 385 | 1200 | 0 | 465 | 0 | 0 | 0 | 0 | 0 | 0 | 0 | 0 | 0
2040-01-09 | 9 | 23.17 | -18026 | -1330 | -1155 | 0 | 0 | -289 | 3419 | 0 | 300 | 639 | 53 | 192 | 3016 | 3288 | 4806 | 0 | 643 | 1014 | 214 | 1151 | 0 | 399 | 1200 | 0 | 465 | 0 | 0 | 0 | 0 | 0 | 0 | 0 | 0 | 0
2040-01-09 | 10 | 23.17 | -18273 | -1330 | -1339 | 0 | 0 | -1267 | 3530 | 0 | 300 | 633 | 53 | 177 | 2501 | 3288 | 4798 | 0 | 652 | 2826 | 215 | 1154 | 0 | 417 | 1200 | 0 | 465 | 0 | 0 | 0 | 0 | 0 | 0 | 0 | 0 | 0
2040-01-09 | 11 | 23.17 | -18515 | -1218 | -1313 | 0 | 0 | -1329 | 3620 | 0 | 300 | 633 | 53 | 171 | 2181 | 3288 | 4814 | 0 | 673 | 3188 | 217 | 1163 | 0 | 409 | 1200 | 0 | 465 | 0 | 0 | 0 | 0 | 0 | 0 | 0 | 0 | 0
2040-01-09 | 12 | 23.17 | -18163 | -1218 | -1129 | 0 | 0 | -820 | 3662 | 0 | 300 | 633 | 53 | 171 | 1381 | 3288 | 4806 | 0 | 682 | 2899 | 217 | 1161 | 0 | 411 | 1200 | 0 | 465 | 0 | 0 | 0 | 0 | 0 | 0 | 0 | 0 | 0
2040-01-09 | 13 | 23.17 | -18191 | -1218 | -1471 | 0 | 0 | -697 | 3635 | 0 | 300 | 633 | 53 | 171 | 1381 | 3288 | 4806 | 0 | 694 | 3157 | 216 | 1158 | 0 | 418 | 1200 | 0 | 465 | 0 | 0 | 0 | 0 | 0 | 0 | 0 | 0 | 0
2040-01-09 | 14 | 24.22 | -18216 | -1218 | -1444 | 0 | 0 | 0 | 3646 | 0 | 300 | 639 | 53 | 311 | 1448 | 3288 | 4826 | 0 | 741 | 2163 | 217 | 1157 | 0 | 423 | 1200 | 0 | 465 | 0 | 0 | 0 | 0 | 0 | 0 | 0 | 0 | 0
2040-01-09 | 15 | 23.37 | -17918 | -1218 | -1287 | 0 | 0 | 0 | 3546 | 0 | 300 | 633 | 53 | 228 | 1213 | 3288 | 4819 | 0 | 775 | 2127 | 217 | 1145 | 0 | 412 | 1200 | 0 | 465 | 0 | 0 | 0 | 0 | 0 | 0 | 0 | 0 | 0
2040-01-09 | 16 | 31.31 | -18362 | -1218 | -1707 | 0 | 0 | 1467 | 3625 | 0 | 300 | 653 | 53 | 341 | 1794 | 3288 | 4828 | 0 | 814 | 708 | 219 | 1145 | 0 | 386 | 1200 | 0 | 465 | 0 | 0 | 0 | 0 | 0 | 0 | 0 | 0 | 0
2040-01-09 | 17 | 31.31 | -19105 | -1272 | -2180 | 0 | 0 | 1497 | 4354 | 0 | 300 | 1038 | 53 | 341 | 2529 | 3288 | 4850 | 0 | 824 | 75 | 218 | 1124 | 0 | 400 | 1200 | 0 | 465 | 0 | 0 | 0 | 0 | 0 | 0 | 0 | 0 | 0
2040-01-09 | 18 | 31.31 | -18979 | -1330 | -2626 | 0 | 0 | 294 | 5284 | 0 | 300 | 932 | 53 | 341 | 3330 | 3288 | 4850 | 0 | 805 | 0 | 218 | 1136 | 0 | 439 | 1200 | 0 | 465 | 0 | 0 | 0 | 0 | 0 | 0 | 0 | 0 | 0
2040-01-09 | 19 | 29.8 | -19046 | -1384 | -2521 | 0 | 0 | 0 | 5141 | 0 | 300 | 1004 | 53 | 335 | 3689 | 3288 | 4858 | 0 | 794 | 0 | 218 | 1152 | 0 | 454 | 1200 | 0 | 465 | 0 | 0 | 0 | 0 | 0 | 0 | 0 | 0 | 0
2040-01-09 | 20 | 19.28 | -18310 | -1442 | -1786 | 0 | 0 | 0 | 4708 | 0 | 300 | 653 | 53 | 175 | 3164 | 3288 | 4851 | 0 | 838 | 0 | 218 | 1155 | 0 | 469 | 1200 | 0 | 465 | 0 | 0 | 0 | 0 | 0 | 0 | 0 | 0 | 0
2040-01-09 | 21 | 10 | -17167 | -1505 | -1628 | 0 | 0 | 0 | 4074 | 0 | 300 | 639 | 53 | 160 | 2685 | 3288 | 4852 | 0 | 834 | 0 | 218 | 1155 | 0 | 377 | 1200 | 0 | 465 | 0 | 0 | 0 | 0 | 0 | 0 | 109 | 0 | 0
2040-01-09 | 22 | 10 | -15766 | -1564 | -1366 | 0 | 0 | 0 | 3065 | 0 | 300 | 639 | 53 | 160 | 2169 | 3288 | 4844 | 0 | 834 | 0 | 219 | 1157 | 0 | 301 | 1200 | 0 | 465 | 0 | 0 | 0 | 0 | 0 | 0 | 198 | 0 | 0
2040-01-09 | 23 | 10 | -14483 | -1564 | -1129 | 0 | 0 | 0 | 1839 | 0 | 300 | 639 | 53 | 160 | 2001 | 3288 | 4836 | 0 | 837 | 0 | 220 | 1142 | 0 | 196 | 1200 | 0 | 465 | 0 | 0 | 0 | 0 | 0 | 0 | 306 | 0 | 0
2040-01-09 | 24 | 10 | -13654 | -1626 | -919 | 0 | 0 | 0 | 777 | 0 | 300 | 639 | 53 | 160 | 2250 | 3288 | 4857 | 0 | 827 | 0 | 219 | 1136 | 0 | 28 | 1200 | 0 | 465 | 0 | 0 | 0 | 0 | 0 | 0 | 437 | 0 | 0
2040-01-10 | 1 | 24.81 | -13158 | -1626 | -814 | 0 | -118 | -1316 | 528 | 0 | 300 | 639 | 53 | 319 | 2393 | 3288 | 4857 | 0 | 794 | 0 | 220 | 1125 | 0 | 850 | 1200 | 0 | 465 | 0 | 0 | 0 | 0 | 0 | 0 | 0 | 0 | 0
2040-01-10 | 2 | 24.81 | -13020 | -1689 | -735 | 0 | -224 | -1328 | 528 | 0 | 300 | 633 | 53 | 335 | 2393 | 3288 | 4858 | 0 | 751 | 0 | 220 | 1121 | 0 | 852 | 1200 | 0 | 465 | 0 | 0 | 0 | 0 | 0 | 0 | 0 | 0 | 0
2040-01-10 | 3 | 24.81 | -13053 | -1689 | -630 | 0 | 0 | -1138 | 528 | 0 | 300 | 633 | 53 | 341 | 1928 | 3288 | 4849 | 0 | 729 | 0 | 220 | 1119 | 0 | 857 | 1200 | 0 | 465 | 0 | 0 | 0 | 0 | 0 | 0 | 0 | 0 | 0
2040-01-10 | 4 | 24.81 | -13547 | -1689 | -604 | 0 | -7 | -691 | 528 | 0 | 300 | 639 | 53 | 341 | 2331 | 3288 | 4869 | 0 | 713 | 0 | 220 | 1125 | 0 | 465 | 1200 | 0 | 465 | 0 | 0 | 0 | 0 | 0 | 0 | 0 | 0 | 0
2040-01-10 | 5 | 24.81 | -14936 | -1689 | -604 | 0 | 0 | -161 | 528 | 0 | 300 | 653 | 53 | 341 | 3181 | 3288 | 4869 | 0 | 722 | 0 | 219 | 1125 | 0 | 445 | 1200 | 0 | 465 | 0 | 0 | 0 | 0 | 0 | 0 | 0 | 0 | 0
2040-01-10 | 6 | 33.53 | -17196 | -1689 | -630 | 0 | 0 | 1141 | 528 | 0 | 300 | 1126 | 53 | 341 | 3703 | 3288 | 4869 | 0 | 739 | 0 | 218 | 1125 | 0 | 418 | 1200 | 0 | 465 | 0 | 0 | 0 | 0 | 0 | 0 | 0 | 0 | 0
2040-01-10 | 7 | 33.53 | -18296 | -1689 | -788 | 0 | 0 | 398 | 2230 | 0 | 300 | 1112 | 53 | 341 | 4038 | 3288 | 4883 | 0 | 729 | 0 | 216 | 1131 | 0 | 389 | 1200 | 0 | 465 | 0 | 0 | 0 | 0 | 0 | 0 | 0 | 0 | 0
2040-01-10 | 8 | 30.24 | -18365 | -1752 | -972 | 0 | 0 | 0 | 3170 | 0 | 300 | 1037 | 53 | 341 | 3790 | 3288 | 4841 | 0 | 751 | 113 | 214 | 1140 | 0 | 385 | 1200 | 0 | 465 | 0 | 0 | 0 | 0 | 0 | 0 | 0 | 0 | 0
2040-01-10 | 9 | 24.81 | -18413 | -1752 | -1155 | 0 | 0 | -471 | 3334 | 0 | 300 | 805 | 53 | 341 | 3846 | 3288 | 4841 | 0 | 776 | 778 | 214 | 1151 | 0 | 399 | 1200 | 0 | 465 | 0 | 0 | 0 | 0 | 0 | 0 | 0 | 0 | 0
2040-01-10 | 10 | 24.81 | -18676 | -1752 | -1339 | 0 | 0 | -495 | 3498 | 0 | 300 | 653 | 53 | 341 | 3484 | 3288 | 4833 | 0 | 822 | 1539 | 215 | 1154 | 0 | 417 | 1200 | 0 | 465 | 0 | 0 | 0 | 0 | 0 | 0 | 0 | 0 | 0
2040-01-10 | 11 | 24.81 | -18919 | -1752 | -1313 | 0 | 0 | -837 | 3672 | 0 | 300 | 653 | 53 | 341 | 3484 | 3288 | 4833 | 0 | 821 | 1923 | 217 | 1163 | 0 | 409 | 1200 | 0 | 465 | 0 | 0 | 0 | 0 | 0 | 0 | 0 | 0 | 0
2040-01-10 | 12 | 24.81 | -18486 | -1752 | -1129 | 0 | 0 | -1774 | 3715 | 0 | 300 | 639 | 53 | 341 | 3091 | 3288 | 4831 | 0 | 833 | 2597 | 217 | 1161 | 0 | 411 | 1200 | 0 | 465 | 0 | 0 | 0 | 0 | 0 | 0 | 0 | 0 | 0
2040-01-10 | 13 | 24.81 | -18483 | -1752 | -1471 | 0 | 0 | -1259 | 3630 | 0 | 300 | 633 | 53 | 341 | 2060 | 3288 | 4822 | 0 | 857 | 3524 | 216 | 1158 | 0 | 418 | 1200 | 0 | 465 | 0 | 0 | 0 | 0 | 0 | 0 | 0 | 0 | 0
2040-01-10 | 14 | 24.81 | -18511 | -1752 | -1444 | 0 | 0 | -1044 | 3620 | 0 | 300 | 633 | 53 | 341 | 2060 | 3288 | 4823 | 0 | 876 | 3295 | 217 | 1157 | 0 | 423 | 1200 | 0 | 465 | 0 | 0 | 0 | 0 | 0 | 0 | 0 | 0 | 0
2040-01-10 | 15 | 24.81 | -18240 | -1752 | -1287 | 0 | -78 | -718 | 3530 | 0 | 300 | 633 | 53 | 341 | 1852 | 3288 | 4776 | 0 | 893 | 2970 | 217 | 1145 | 0 | 412 | 1200 | 0 | 465 | 0 | 0 | 0 | 0 | 0 | 0 | 0 | 0 | 0
2040-01-10 | 16 | 33.53 | -18625 | -1752 | -1707 | 0 | 0 | 1141 | 3625 | 0 | 300 | 653 | 53 | 341 | 2110 | 3288 | 4812 | 0 | 881 | 1466 | 219 | 1145 | 0 | 386 | 1200 | 0 | 465 | 0 | 0 | 0 | 0 | 0 | 0 | 0 | 0 | 0
2040-01-10 | 17 | 35.34 | -19430 | -1887 | -2180 | 0 | 368 | 1859 | 4333 | 0 | 300 | 1126 | 53 | 341 | 2665 | 3288 | 4809 | 0 | 860 | 87 | 218 | 1124 | 0 | 400 | 1200 | 0 | 465 | 0 | 0 | 0 | 0 | 0 | 0 | 0 | 0 | 0
2040-01-10 | 18 | 33.53 | -19421 | -1954 | -2626 | 0 | 0 | 1666 | 5284 | 0 | 300 | 1112 | 53 | 341 | 2788 | 3288 | 4828 | 0 | 883 | 0 | 218 | 1136 | 0 | 439 | 1200 | 0 | 465 | 0 | 0 | 0 | 0 | 0 | 0 | 0 | 0 | 0
2040-01-10 | 19 | 33.53 | -19566 | -2026 | -2521 | 0 | 0 | 1293 | 5242 | 0 | 300 | 1112 | 53 | 341 | 3246 | 3288 | 4828 | 0 | 921 | 0 | 218 | 1152 | 0 | 454 | 1200 | 0 | 465 | 0 | 0 | 0 | 0 | 0 | 0 | 0 | 0 | 0
2040-01-10 | 20 | 33.53 | -18888 | -2098 | -1786 | 0 | 0 | 527 | 4893 | 0 | 300 | 1009 | 53 | 341 | 3116 | 3288 | 4846 | 0 | 892 | 0 | 218 | 1155 | 0 | 469 | 1200 | 0 | 465 | 0 | 0 | 0 | 0 | 0 | 0 | 0 | 0 | 0
2040-01-10 | 21 | 33.53 | -17900 | -2170 | -1628 | 0 | 0 | 288 | 4333 | 0 | 300 | 807 | 53 | 325 | 3029 | 3288 | 4826 | 0 | 924 | 0 | 218 | 1155 | 0 | 486 | 1200 | 0 | 465 | 0 | 0 | 0 | 0 | 0 | 0 | 0 | 0 | 0
2040-01-10 | 22 | 10 | -16443 | -2170 | -1366 | 0 | 0 | 0 | 3435 | 0 | 300 | 653 | 53 | 166 | 2902 | 3288 | 4797 | 0 | 931 | 0 | 219 | 1157 | 0 | 413 | 1200 | 0 | 465 | 0 | 0 | 0 | 0 | 0 | 0 | 86 | 0 | 0
2040-01-10 | 23 | 10 | -15220 | -2242 | -1129 | 0 | 0 | 0 | 2267 | 0 | 300 | 639 | 53 | 160 | 2902 | 3288 | 4797 | 0 | 954 | 0 | 220 | 1142 | 0 | 204 | 1200 | 0 | 465 | 0 | 0 | 0 | 0 | 0 | 0 | 298 | 0 | 0
2040-01-10 | 24 | 10 | -14432 | -2242 | -919 | 0 | 0 | 0 | 1247 | 0 | 300 | 639 | 53 | 160 | 2682 | 3288 | 4795 | 0 | 966 | 0 | 219 | 1136 | 0 | 442 | 1200 | 0 | 465 | 0 | 0 | 0 | 0 | 0 | 0 | 23 | 0 | 0
2040-01-11 | 1 | 28.77 | -13963 | -2242 | -814 | 0 | -150 | -876 | 528 | 0 | 300 | 647 | 53 | 319 | 3286 | 3288 | 4786 | 0 | 976 | 0 | 220 | 1125 | 0 | 850 | 1200 | 0 | 465 | 0 | 0 | 0 | 0 | 0 | 0 | 0 | 0 | 0
2040-01-11 | 2 | 28.77 | -13845 | -2318 | -735 | 0 | -188 | -944 | 528 | 0 | 300 | 639 | 53 | 335 | 3286 | 3288 | 4756 | 0 | 986 | 0 | 220 | 1121 | 0 | 852 | 1200 | 0 | 465 | 0 | 0 | 0 | 0 | 0 | 0 | 0 | 0 | 0
2040-01-11 | 3 | 28.77 | -13885 | -2318 | -630 | 0 | -49 | -944 | 528 | 0 | 300 | 639 | 53 | 341 | 3118 | 3288 | 4698 | 0 | 999 | 0 | 220 | 1119 | 0 | 857 | 1200 | 0 | 465 | 0 | 0 | 0 | 0 | 0 | 0 | 0 | 0 | 0
2040-01-11 | 4 | 28.77 | -14424 | -2395 | -604 | 0 | 0 | -203 | 528 | 0 | 300 | 653 | 53 | 341 | 3358 | 3288 | 4619 | 0 | 1009 | 0 | 220 | 1125 | 0 | 465 | 1200 | 0 | 465 | 0 | 0 | 0 | 0 | 0 | 0 | 0 | 0 | 0
2040-01-11 | 5 | 35.45 | -15675 | -2395 | -604 | 0 | 0 | 0 | 528 | 0 | 300 | 1037 | 53 | 341 | 4162 | 3288 | 4488 | 0 | 1022 | 0 | 219 | 1125 | 0 | 445 | 1200 | 0 | 465 | 0 | 0 | 0 | 0 | 0 | 0 | 0 | 0 | 0
2040-01-11 | 6 | 38.88 | -17912 | -2548 | -630 | 0 | 0 | 412 | 1421 | 0 | 300 | 1126 | 53 | 341 | 5327 | 3288 | 4388 | 0 | 1007 | 0 | 218 | 1125 | 0 | 418 | 1200 | 0 | 465 | 0 | 0 | 0 | 0 | 0 | 0 | 0 | 0 | 0
2040-01-11 | 7 | 38.05 | -19054 | -2548 | -788 | 0 | 0 | 0 | 3128 | 0 | 300 | 1126 | 53 | 341 | 5191 | 3288 | 4569 | 0 | 991 | 0 | 216 | 1131 | 0 | 389 | 1200 | 0 | 465 | 0 | 0 | 0 | 0 | 0 | 0 | 0 | 0 | 0
2040-01-11 | 8 | 34.28 | -19044 | -2628 | -972 | 0 | 0 | 0 | 4100 | 0 | 300 | 1112 | 53 | 341 | 4602 | 3288 | 4299 | 0 | 986 | 158 | 214 | 1140 | 0 | 385 | 1200 | 0 | 465 | 0 | 0 | 0 | 0 | 0 | 0 | 0 | 0 | 0
2040-01-11 | 9 | 28.77 | -18786 | -2628 | -1155 | 0 | 0 | -704 | 4201 | 0 | 220 | 653 | 53 | 341 | 4085 | 3288 | 4105 | 0 | 987 | 1912 | 214 | 1151 | 0 | 399 | 1200 | 0 | 465 | 0 | 0 | 0 | 0 | 0 | 0 | 0 | 0 | 0
2040-01-11 | 10 | 28.77 | -18902 | -2628 | -1339 | 0 | -393 | -1859 | 4143 | 0 | 220 | 633 | 53 | 341 | 3659 | 3288 | 3850 | 0 | 969 | 4516 | 215 | 1154 | 0 | 417 | 1200 | 0 | 465 | 0 | 0 | 0 | 0 | 0 | 0 | 0 | 0 | 0
2040-01-11 | 11 | 28.77 | -19121 | -2471 | -1313 | 0 | 0 | -1637 | 4100 | 0 | 220 | 633 | 53 | 341 | 1233 | 3288 | 3442 | 0 | 952 | 6825 | 217 | 1163 | 0 | 409 | 1200 | 0 | 465 | 0 | 0 | 0 | 0 | 0 | 0 | 0 | 0 | 0
2040-01-11 | 12 | 27.8 | -18655 | -2318 | -1129 | -103 | -610 | -1859 | 4021 | 0 | 220 | 633 | 53 | 341 | 895 | 3288 | 2979 | 0 | 922 | 7868 | 217 | 1161 | 0 | 411 | 1200 | 0 | 465 | 0 | 0 | 0 | 0 | 0 | 0 | 0 | 0 | 0
2040-01-11 | 13 | 28.77 | -18516 | -2242 | -1471 | 0 | -4 | -1859 | 3852 | 0 | 220 | 633 | 53 | 341 | 895 | 3288 | 2603 | 0 | 887 | 7862 | 216 | 1158 | 0 | 418 | 1200 | 0 | 465 | 0 | 0 | 0 | 0 | 0 | 0 | 0 | 0 | 0
2040-01-11 | 14 | 28.77 | -18585 | -2242 | -1444 | 0 | 0 | -213 | 3741 | 0 | 220 | 633 | 53 | 341 | 891 | 3288 | 2915 | 0 | 883 | 6057 | 217 | 1157 | 0 | 423 | 1200 | 0 | 465 | 0 | 0 | 0 | 0 | 0 | 0 | 0 | 0 | 0
2040-01-11 | 15 | 38.88 | -18413 | -2242 | -1287 | 0 | 0 | 1620 | 3688 | 0 | 220 | 639 | 53 | 341 | 1329 | 3288 | 3223 | 0 | 902 | 3200 | 217 | 1145 | 0 | 412 | 1200 | 0 | 465 | 0 | 0 | 0 | 0 | 0 | 0 | 0 | 0 | 0
2040-01-11 | 16 | 42.06 | -18705 | -2242 | -1707 | 89 | 610 | 1859 | 3847 | 0 | 220 | 1112 | 53 | 341 | 2398 | 3288 | 3381 | 0 | 897 | 1144 | 219 | 1145 | 0 | 386 | 1200 | 0 | 465 | 0 | 0 | 0 | 0 | 0 | 0 | 0 | 0 | 0
2040-01-11 | 17 | 39.94 | -19225 | -2395 | -2180 | 0 | 589 | 1859 | 4491 | 0 | 220 | 1126 | 53 | 341 | 3660 | 3288 | 3758 | 0 | 926 | 81 | 218 | 1124 | 0 | 400 | 1200 | 0 | 465 | 0 | 0 | 0 | 0 | 0 | 0 | 0 | 0 | 0
2040-01-11 | 18 | 38.88 | -19008 | -2548 | -2626 | 0 | 0 | 1034 | 5284 | 0 | 220 | 1126 | 53 | 341 | 4383 | 3288 | 4051 | 0 | 943 | 0 | 218 | 1136 | 0 | 439 | 1200 | 0 | 465 | 0 | 0 | 0 | 0 | 0 | 0 | 0 | 0 | 0
2040-01-11 | 19 | 38.88 | -19189 | -2709 | -2521 | 0 | 0 | 1428 | 5162 | 0 | 220 | 1126 | 53 | 341 | 4516 | 3288 | 3840 | 0 | 956 | 0 | 218 | 1152 | 0 | 454 | 1200 | 0 | 465 | 0 | 0 | 0 | 0 | 0 | 0 | 0 | 0 | 0
2040-01-11 | 20 | 34.28 | -18618 | -2790 | -1786 | 0 | 0 | 0 | 4856 | 0 | 220 | 1085 | 53 | 341 | 4639 | 3288 | 4211 | 0 | 993 | 0 | 218 | 1155 | 0 | 469 | 1200 | 0 | 465 | 0 | 0 | 0 | 0 | 0 | 0 | 0 | 0 | 0
2040-01-11 | 21 | 25.6 | -17888 | -2876 | -1628 | 0 | 0 | 0 | 4396 | 0 | 220 | 1037 | 53 | 325 | 4104 | 3288 | 4457 | 0 | 987 | 0 | 218 | 1155 | 0 | 486 | 1200 | 0 | 465 | 0 | 0 | 0 | 0 | 0 | 0 | 0 | 0 | 0
2040-01-11 | 22 | 21.94 | -16722 | -2961 | -1366 | 0 | 0 | 0 | 3757 | 0 | 220 | 862 | 53 | 166 | 3829 | 3288 | 4368 | 0 | 965 | 0 | 219 | 1157 | 0 | 499 | 1200 | 0 | 465 | 0 | 0 | 0 | 0 | 0 | 0 | 0 | 0 | 0
2040-01-11 | 23 | 21.94 | -15599 | -3046 | -1129 | 0 | 0 | 0 | 2827 | 0 | 220 | 667 | 53 | 160 | 3579 | 3288 | 4479 | 0 | 972 | 0 | 220 | 1142 | 0 | 502 | 1200 | 0 | 465 | 0 | 0 | 0 | 0 | 0 | 0 | 0 | 0 | 0
2040-01-11 | 24 | 25.6 | -14719 | -3132 | -919 | 0 | 0 | 0 | 1950 | 0 | 220 | 658 | 53 | 319 | 3458 | 3288 | 4383 | 0 | 956 | 0 | 219 | 1136 | 0 | 465 | 1200 | 0 | 465 | 0 | 0 | 0 | 0 | 0 | 0 | 0 | 0 | 0
2040-01-12 | 1 | 31.36 | -14190 | -3132 | -814 | -176 | -265 | -448 | 1749 | 0 | 220 | 653 | 53 | 335 | 3688 | 3288 | 4261 | 0 | 917 | 0 | 220 | 1125 | 0 | 850 | 1200 | 0 | 465 | 0 | 0 | 0 | 0 | 0 | 0 | 0 | 0 | 0
2040-01-12 | 2 | 31.36 | -14052 | -3221 | -735 | 0 | 0 | -297 | 1379 | 0 | 220 | 752 | 53 | 341 | 3688 | 3288 | 3843 | 0 | 883 | 0 | 220 | 1121 | 0 | 852 | 1200 | 0 | 465 | 0 | 0 | 0 | 0 | 0 | 0 | 0 | 0 | 0
2040-01-12 | 3 | 31.36 | -13998 | -3221 | -630 | 0 | 0 | -197 | 1210 | 0 | 220 | 757 | 53 | 341 | 3688 | 3288 | 3771 | 0 | 857 | 0 | 220 | 1119 | 0 | 857 | 1200 | 0 | 465 | 0 | 0 | 0 | 0 | 0 | 0 | 0 | 0 | 0
2040-01-12 | 4 | 37.72 | -14166 | -3221 | -604 | 0 | 0 | 0 | 1152 | 0 | 220 | 876 | 53 | 341 | 4086 | 3288 | 3668 | 0 | 833 | 0 | 220 | 1125 | 0 | 465 | 1200 | 0 | 465 | 0 | 0 | 0 | 0 | 0 | 0 | 0 | 0 | 0
2040-01-12 | 5 | 37.72 | -14679 | -3221 | -604 | 0 | 0 | 0 | 1284 | 0 | 220 | 1037 | 53 | 341 | 4327 | 3288 | 3681 | 0 | 819 | 0 | 219 | 1125 | 0 | 445 | 1200 | 0 | 465 | 0 | 0 | 0 | 0 | 0 | 0 | 0 | 0 | 0
2040-01-12 | 6 | 33.82 | -15492 | -3221 | -630 | 0 | 0 | 0 | 1686 | 0 | 220 | 1075 | 53 | 341 | 4762 | 3288 | 3669 | 0 | 823 | 0 | 218 | 1125 | 0 | 418 | 1200 | 0 | 465 | 0 | 0 | 0 | 0 | 0 | 0 | 0 | 0 | 0
2040-01-12 | 7 | 35.65 | -16346 | -3221 | -788 | 0 | 0 | 0 | 2399 | 0 | 220 | 1112 | 53 | 341 | 5003 | 3288 | 3716 | 0 | 821 | 0 | 216 | 1131 | 0 | 389 | 1200 | 0 | 465 | 0 | 0 | 0 | 0 | 0 | 0 | 0 | 0 | 0
2040-01-12 | 8 | 37.61 | -17361 | -3221 | -972 | 0 | 0 | 0 | 3155 | 0 | 220 | 1126 | 53 | 341 | 5308 | 3288 | 3706 | 0 | 815 | 138 | 214 | 1140 | 0 | 385 | 1200 | 0 | 465 | 0 | 0 | 0 | 0 | 0 | 0 | 0 | 0 | 0
2040-01-12 | 9 | 31.36 | -17988 | -3132 | -1155 | -62 | 0 | -191 | 3963 | 0 | 220 | 897 | 53 | 341 | 4607 | 3288 | 3288 | 0 | 796 | 1647 | 214 | 1151 | 0 | 399 | 1200 | 0 | 465 | 0 | 0 | 0 | 0 | 0 | 0 | 0 | 0 | 0
2040-01-12 | 10 | 31.36 | -18371 | -2961 | -1339 | -60 | 0 | -1776 | 4423 | 0 | 220 | 639 | 53 | 341 | 4507 | 3288 | 2957 | 0 | 769 | 3859 | 215 | 1154 | 0 | 417 | 1200 | 0 | 465 | 0 | 0 | 0 | 0 | 0 | 0 | 0 | 0 | 0
2040-01-12 | 11 | 31.36 | -18608 | -2709 | -1313 | 0 | 0 | -1603 | 4491 | 0 | 220 | 633 | 53 | 341 | 2065 | 3288 | 3035 | 0 | 705 | 5947 | 217 | 1163 | 0 | 409 | 1200 | 0 | 465 | 0 | 0 | 0 | 0 | 0 | 0 | 0 | 0 | 0
2040-01-12 | 12 | 31.36 | -18044 | -2548 | -1129 | -270 | -606 | -1859 | 4412 | 0 | 220 | 633 | 53 | 341 | 1235 | 3288 | 2688 | 0 | 709 | 7423 | 217 | 1161 | 0 | 411 | 1200 | 0 | 465 | 0 | 0 | 0 | 0 | 0 | 0 | 0 | 0 | 0
2040-01-12 | 13 | 31.36 | -17878 | -2395 | -1471 | -365 | 0 | -1859 | 4106 | 0 | 220 | 633 | 53 | 341 | 1235 | 3288 | 2245 | 0 | 734 | 7656 | 216 | 1158 | 0 | 418 | 1200 | 0 | 465 | 0 | 0 | 0 | 0 | 0 | 0 | 0 | 0 | 0
2040-01-12 | 14 | 31.36 | -17820 | -2098 | -1444 | 0 | -9 | -687 | 3757 | 0 | 220 | 633 | 53 | 341 | 1034 | 3288 | 1912 | 0 | 752 | 6606 | 217 | 1157 | 0 | 423 | 1200 | 0 | 465 | 0 | 0 | 0 | 0 | 0 | 0 | 0 | 0 | 0
2040-01-12 | 15 | 42.39 | -17594 | -2098 | -1287 | 0 | 0 | 860 | 3593 | 0 | 220 | 638 | 53 | 341 | 1862 | 3288 | 1543 | 0 | 747 | 4394 | 217 | 1145 | 0 | 412 | 1200 | 0 | 465 | 0 | 0 | 0 | 0 | 0 | 0 | 0 | 0 | 0
2040-01-12 | 16 | 50.06 | -18050 | -2098 | -1707 | 770 | 508 | 1859 | 3725 | 90 | 220 | 1108 | 53 | 360 | 2377 | 3288 | 1559 | 0 | 746 | 1775 | 219 | 1145 | 0 | 386 | 1200 | 0 | 465 | 0 | 0 | 0 | 0 | 0 | 0 | 0 | 0 | 0
2040-01-12 | 17 | 42.96 | -18586 | -2170 | -2180 | 33 | 249 | 1859 | 4460 | 0 | 220 | 1366 | 53 | 341 | 5267 | 3288 | 1501 | 0 | 770 | 122 | 218 | 1124 | 0 | 400 | 1200 | 0 | 465 | 0 | 0 | 0 | 0 | 0 | 0 | 0 | 0 | 0
2040-01-12 | 18 | 42.39 | -18419 | -2318 | -2626 | 0 | 0 | 1087 | 5284 | 0 | 220 | 1197 | 53 | 341 | 5824 | 3288 | 1814 | 0 | 796 | 0 | 218 | 1136 | 0 | 439 | 1200 | 0 | 465 | 0 | 0 | 0 | 0 | 0 | 0 | 0 | 0 | 0
2040-01-12 | 19 | 42.39 | -18470 | -2395 | -2521 | 0 | 0 | 933 | 5131 | 0 | 300 | 1320 | 53 | 341 | 6137 | 3288 | 1581 | 0 | 812 | 0 | 218 | 1152 | 0 | 454 | 1200 | 0 | 465 | 0 | 0 | 0 | 0 | 0 | 0 | 0 | 0 | 0
2040-01-12 | 20 | 41.11 | -17914 | -2471 | -1786 | 0 | 0 | 0 | 4708 | 0 | 300 | 1126 | 53 | 341 | 6014 | 3288 | 2016 | 0 | 817 | 0 | 218 | 1155 | 0 | 469 | 1200 | 0 | 465 | 0 | 0 | 0 | 0 | 0 | 0 | 0 | 0 | 0
2040-01-12 | 21 | 39.11 | -17228 | -2548 | -1628 | 0 | 0 | 0 | 4238 | 0 | 300 | 1126 | 53 | 341 | 5884 | 3288 | 1899 | 0 | 751 | 0 | 218 | 1155 | 0 | 486 | 1200 | 0 | 465 | 0 | 0 | 0 | 0 | 0 | 0 | 0 | 0 | 0
2040-01-12 | 22 | 37.4 | -16343 | -2628 | -1366 | 0 | 0 | 0 | 3604 | 0 | 300 | 1112 | 53 | 341 | 5576 | 3288 | 1871 | 0 | 651 | 0 | 219 | 1157 | 0 | 499 | 1200 | 0 | 465 | 0 | 0 | 0 | 0 | 0 | 0 | 0 | 0 | 0
2040-01-12 | 23 | 38.05 | -15217 | -2628 | -1129 | 0 | 0 | 0 | 2785 | 0 | 300 | 1095 | 53 | 341 | 5633 | 3288 | 1386 | 0 | 565 | 0 | 220 | 1142 | 0 | 502 | 1200 | 0 | 465 | 0 | 0 | 0 | 0 | 0 | 0 | 0 | 0 | 0
2040-01-12 | 24 | 38.05 | -14158 | -2790 | -919 | 0 | 0 | 0 | 1923 | 0 | 300 | 1075 | 53 | 341 | 5693 | 3288 | 1172 | 0 | 536 | 0 | 219 | 1136 | 0 | 465 | 1200 | 0 | 465 | 0 | 0 | 0 | 0 | 0 | 0 | 0 | 0 | 0
2040-01-13 | 1 | 38.81 | -13636 | -2790 | -1077 | 0 | -11 | 0 | 1136 | 0 | 300 | 1126 | 53 | 341 | 5942 | 3288 | 978 | 0 | 489 | 0 | 220 | 1125 | 0 | 850 | 1200 | 0 | 465 | 0 | 0 | 0 | 0 | 0 | 0 | 0 | 0 | 0
2040-01-13 | 2 | 39.9 | -13449 | -2876 | -919 | 0 | 0 | 0 | 719 | 0 | 300 | 1126 | 53 | 341 | 6200 | 3288 | 895 | 0 | 464 | 0 | 220 | 1121 | 0 | 852 | 1200 | 0 | 465 | 0 | 0 | 0 | 0 | 0 | 0 | 0 | 0 | 0
2040-01-13 | 3 | 39.94 | -13325 | -2876 | -814 | 0 | 0 | 0 | 528 | 0 | 300 | 1126 | 53 | 341 | 6307 | 3288 | 767 | 0 | 443 | 0 | 220 | 1119 | 0 | 857 | 1200 | 0 | 465 | 0 | 0 | 0 | 0 | 0 | 0 | 0 | 0 | 0
2040-01-13 | 4 | 41.76 | -13389 | -2961 | -762 | 0 | 0 | 0 | 528 | 0 | 300 | 1126 | 53 | 341 | 6935 | 3288 | 652 | 0 | 413 | 0 | 220 | 1125 | 0 | 465 | 1200 | 0 | 465 | 0 | 0 | 0 | 0 | 0 | 0 | 0 | 0 | 0
2040-01-13 | 5 | 41.94 | -13759 | -3046 | -735 | 0 | 0 | 0 | 550 | 0 | 300 | 1230 | 53 | 341 | 7336 | 3288 | 569 | 0 | 420 | 0 | 219 | 1125 | 0 | 445 | 1200 | 0 | 465 | 0 | 0 | 0 | 0 | 0 | 0 | 0 | 0 | 0
2040-01-13 | 6 | 42.44 | -14458 | -3046 | -762 | 0 | 0 | 0 | 840 | 0 | 313 | 1426 | 53 | 341 | 7717 | 3288 | 429 | 0 | 432 | 0 | 218 | 1125 | 0 | 418 | 1200 | 0 | 465 | 0 | 0 | 0 | 0 | 0 | 0 | 0 | 0 | 0
2040-01-13 | 7 | 42.58 | -15209 | -3046 | -867 | 0 | 0 | 0 | 1427 | 0 | 313 | 1452 | 53 | 341 | 8028 | 3288 | 387 | 0 | 431 | 0 | 216 | 1131 | 0 | 389 | 1200 | 0 | 465 | 0 | 0 | 0 | 0 | 0 | 0 | 0 | 0 | 0
2040-01-13 | 8 | 42.99 | -16110 | -3132 | -998 | 0 | 0 | 0 | 2129 | 0 | 313 | 1472 | 53 | 341 | 8380 | 3288 | 348 | 0 | 404 | 106 | 214 | 1140 | 0 | 385 | 1200 | 0 | 465 | 0 | 0 | 0 | 0 | 0 | 0 | 0 | 0 | 0
2040-01-13 | 9 | 41.44 | -16721 | -3132 | -1234 | 0 | 0 | 0 | 2954 | 0 | 313 | 1197 | 53 | 341 | 7348 | 3288 | 440 | 0 | 346 | 1378 | 214 | 1151 | 0 | 399 | 1200 | 0 | 465 | 0 | 0 | 0 | 0 | 0 | 0 | 0 | 0 | 0
2040-01-13 | 10 | 38.81 | -17394 | -3046 | -1444 | 0 | -108 | -223 | 3477 | 0 | 313 | 936 | 53 | 341 | 5820 | 3288 | 501 | 0 | 261 | 3773 | 215 | 1154 | 0 | 417 | 1200 | 0 | 465 | 0 | 0 | 0 | 0 | 0 | 0 | 0 | 0 | 0
2040-01-13 | 11 | 38.81 | -17542 | -2790 | -1313 | 0 | -478 | -1007 | 3688 | 0 | 313 | 633 | 53 | 341 | 4483 | 3288 | 597 | 0 | 185 | 6094 | 217 | 1163 | 0 | 409 | 1200 | 0 | 465 | 0 | 0 | 0 | 0 | 0 | 0 | 0 | 0 | 0
2040-01-13 | 12 | 38.81 | -17660 | -2628 | -1444 | 0 | -560 | -1859 | 3757 | 0 | 313 | 633 | 53 | 341 | 4121 | 3288 | 613 | 0 | 140 | 7439 | 217 | 1161 | 0 | 411 | 1200 | 0 | 465 | 0 | 0 | 0 | 0 | 0 | 0 | 0 | 0 | 0
2040-01-13 | 13 | 38.81 | -17359 | -2318 | -1576 | 0 | -263 | -871 | 3704 | 0 | 313 | 633 | 53 | 341 | 2489 | 3288 | 611 | 0 | 112 | 7386 | 216 | 1158 | 0 | 418 | 1200 | 0 | 465 | 0 | 0 | 0 | 0 | 0 | 0 | 0 | 0 | 0
2040-01-13 | 14 | 38.81 | -17139 | -2170 | -1628 | 0 | 0 | -61 | 3403 | 0 | 300 | 633 | 53 | 341 | 2475 | 3288 | 696 | 0 | 102 | 6245 | 217 | 1157 | 0 | 423 | 1200 | 0 | 465 | 0 | 0 | 0 | 0 | 0 | 0 | 0 | 0 | 0
2040-01-13 | 15 | 52.44 | -17434 | -2098 | -1681 | 0 | 102 | 273 | 3229 | 100 | 300 | 738 | 53 | 388 | 4410 | 3288 | 905 | 0 | 93 | 3895 | 217 | 1145 | 0 | 412 | 1200 | 0 | 465 | 0 | 0 | 0 | 0 | 0 | 0 | 0 | 0 | 0
2040-01-13 | 16 | 52.44 | -18342 | -2098 | -1602 | 0 | 508 | 1346 | 3392 | 100 | 300 | 1126 | 53 | 388 | 4908 | 3288 | 1496 | 0 | 94 | 1628 | 219 | 1145 | 0 | 386 | 1200 | 0 | 465 | 0 | 0 | 0 | 0 | 0 | 0 | 0 | 0 | 0
2040-01-13 | 17 | 52.44 | -19765 | -2170 | -1576 | 0 | 610 | 1357 | 4095 | 90 | 300 | 1472 | 53 | 378 | 5701 | 3288 | 2513 | 0 | 110 | 135 | 218 | 1124 | 0 | 400 | 1200 | 0 | 465 | 0 | 0 | 0 | 0 | 0 | 0 | 0 | 0 | 0
2040-01-13 | 18 | 49.2 | -19495 | -2318 | -1628 | 0 | 0 | 0 | 5284 | 0 | 300 | 1196 | 53 | 358 | 6098 | 3288 | 3264 | 0 | 141 | 0 | 218 | 1136 | 0 | 439 | 1200 | 0 | 465 | 0 | 0 | 0 | 0 | 0 | 0 | 0 | 0 | 0
2040-01-13 | 19 | 38.81 | -19013 | -2471 | -1681 | 0 | 0 | 0 | 5210 | 0 | 300 | 1126 | 53 | 341 | 5483 | 3288 | 3659 | 0 | 216 | 0 | 218 | 1152 | 0 | 454 | 1200 | 0 | 465 | 0 | 0 | 0 | 0 | 0 | 0 | 0 | 0 | 0
2040-01-13 | 20 | 32.18 | -18288 | -2471 | -1576 | 0 | 0 | 0 | 4787 | 0 | 300 | 1112 | 53 | 325 | 4583 | 3288 | 4160 | 0 | 218 | 0 | 218 | 1155 | 0 | 469 | 1200 | 0 | 465 | 0 | 0 | 0 | 0 | 0 | 0 | 0 | 0 | 0
2040-01-13 | 21 | 10 | -17038 | -2548 | -1471 | 0 | 0 | 0 | 4232 | 0 | 300 | 949 | 53 | 166 | 4068 | 3288 | 4484 | 0 | 206 | 0 | 218 | 1155 | 0 | 272 | 1200 | 0 | 465 | 0 | 0 | 0 | 0 | 0 | 0 | 214 | 0 | 0
2040-01-13 | 22 | 10 | -15526 | -2628 | -1339 | 0 | 0 | 0 | 3287 | 0 | 300 | 667 | 53 | 160 | 3738 | 3288 | 4685 | 0 | 229 | 0 | 219 | 1157 | 0 | 46 | 1200 | 0 | 465 | 0 | 0 | 0 | 0 | 0 | 0 | 453 | 0 | 0
2040-01-13 | 23 | 10 | -14331 | -2628 | -1339 | 0 | 0 | 0 | 2188 | 0 | 300 | 653 | 53 | 160 | 3573 | 3288 | 4739 | 0 | 225 | 0 | 220 | 1142 | 0 | 93 | 1200 | 0 | 465 | 0 | 0 | 0 | 0 | 0 | 0 | 409 | 0 | 0
2040-01-13 | 24 | 10 | -13576 | -2709 | -1208 | 0 | 0 | 0 | 1289 | 0 | 300 | 653 | 53 | 160 | 3541 | 3288 | 4789 | 0 | 219 | 0 | 219 | 1136 | 0 | 181 | 1200 | 0 | 465 | 0 | 0 | 0 | 0 | 0 | 0 | 284 | 0 | 0
2040-01-14 | 1 | 30.29 | -13361 | -2790 | -1077 | -339 | -279 | -542 | 528 | 0 | 300 | 859 | 53 | 319 | 4191 | 3288 | 4798 | 0 | 190 | 0 | 220 | 1125 | 0 | 850 | 1200 | 0 | 465 | 0 | 0 | 0 | 0 | 0 | 0 | 0 | 0 | 0
2040-01-14 | 2 | 30.29 | -13330 | -2790 | -919 | -137 | -600 | -292 | 528 | 0 | 300 | 810 | 53 | 335 | 3917 | 3288 | 4806 | 0 | 173 | 0 | 220 | 1121 | 0 | 852 | 1200 | 0 | 465 | 0 | 0 | 0 | 0 | 0 | 0 | 0 | 0 | 0
2040-01-14 | 3 | 30.29 | -13477 | -2790 | -814 | 0 | 0 | -877 | 528 | 0 | 300 | 849 | 53 | 341 | 3782 | 3288 | 4817 | 0 | 138 | 0 | 220 | 1119 | 0 | 857 | 1200 | 0 | 465 | 0 | 0 | 0 | 0 | 0 | 0 | 0 | 0 | 0
2040-01-14 | 4 | 30.29 | -14134 | -2790 | -762 | 0 | 0 | -375 | 528 | 0 | 300 | 1037 | 53 | 341 | 4097 | 3288 | 4820 | 0 | 122 | 0 | 220 | 1125 | 0 | 465 | 1200 | 0 | 465 | 0 | 0 | 0 | 0 | 0 | 0 | 0 | 0 | 0
2040-01-14 | 5 | 39.26 | -15592 | -2709 | -735 | 0 | 0 | 0 | 528 | 0 | 300 | 1126 | 53 | 341 | 4997 | 3288 | 4820 | 0 | 129 | 0 | 219 | 1125 | 0 | 445 | 1200 | 0 | 465 | 0 | 0 | 0 | 0 | 0 | 0 | 0 | 0 | 0
2040-01-14 | 6 | 40.93 | -17885 | -2709 | -762 | 0 | 0 | 521 | 1532 | 0 | 300 | 1452 | 53 | 341 | 5481 | 3288 | 4825 | 0 | 136 | 0 | 218 | 1125 | 0 | 418 | 1200 | 0 | 465 | 0 | 0 | 0 | 0 | 0 | 0 | 0 | 0 | 0
2040-01-14 | 7 | 40.93 | -19205 | -2790 | -867 | 0 | 0 | 228 | 3292 | 0 | 300 | 1366 | 53 | 341 | 5630 | 3288 | 4824 | 0 | 138 | 0 | 216 | 1131 | 0 | 389 | 1200 | 0 | 465 | 0 | 0 | 0 | 0 | 0 | 0 | 0 | 0 | 0
2040-01-14 | 8 | 38.05 | -19288 | -2790 | -998 | 0 | 0 | 0 | 4296 | 0 | 300 | 1126 | 53 | 341 | 5193 | 3288 | 4824 | 0 | 123 | 128 | 214 | 1140 | 0 | 385 | 1200 | 0 | 465 | 0 | 0 | 0 | 0 | 0 | 0 | 0 | 0 | 0
2040-01-14 | 9 | 30.29 | -19283 | -2790 | -1234 | 0 | 0 | -422 | 4497 | 0 | 300 | 1108 | 53 | 341 | 4526 | 3288 | 4824 | 0 | 91 | 1272 | 214 | 1151 | 0 | 399 | 1200 | 0 | 465 | 0 | 0 | 0 | 0 | 0 | 0 | 0 | 0 | 0
2040-01-14 | 10 | 30.29 | -19456 | -2628 | -1444 | 0 | 0 | -1235 | 4523 | 0 | 300 | 653 | 53 | 341 | 4327 | 3288 | 4811 | 0 | 64 | 2952 | 215 | 1154 | 0 | 417 | 1200 | 0 | 465 | 0 | 0 | 0 | 0 | 0 | 0 | 0 | 0 | 0
2040-01-14 | 11 | 30.29 | -19223 | -2471 | -1313 | 0 | -15 | -1421 | 4444 | 0 | 300 | 633 | 53 | 341 | 2243 | 3288 | 4787 | 0 | 31 | 4869 | 217 | 1163 | 0 | 409 | 1200 | 0 | 465 | 0 | 0 | 0 | 0 | 0 | 0 | 0 | 0 | 0
2040-01-14 | 12 | 30.29 | -18951 | -2318 | -1444 | 0 | -10 | -1314 | 4254 | 0 | 300 | 633 | 53 | 341 | 1023 | 3288 | 4789 | 0 | 26 | 5877 | 217 | 1161 | 0 | 411 | 1200 | 0 | 465 | 0 | 0 | 0 | 0 | 0 | 0 | 0 | 0 | 0
2040-01-14 | 13 | 30.29 | -18767 | -2098 | -1576 | 0 | -21 | -1500 | 3989 | 0 | 300 | 633 | 53 | 341 | 784 | 3288 | 4788 | 0 | 27 | 6301 | 216 | 1158 | 0 | 418 | 1200 | 0 | 465 | 0 | 0 | 0 | 0 | 0 | 0 | 0 | 0 | 0
2040-01-14 | 14 | 30.29 | -18477 | -1954 | -1628 | -103 | -375 | -491 | 3794 | 0 | 300 | 633 | 53 | 341 | 784 | 3288 | 4709 | 0 | 32 | 5632 | 217 | 1157 | 0 | 423 | 1200 | 0 | 465 | 0 | 0 | 0 | 0 | 0 | 0 | 0 | 0 | 0
2040-01-14 | 15 | 40.93 | -18678 | -1887 | -1681 | 0 | 0 | 518 | 3572 | 0 | 300 | 639 | 53 | 341 | 1268 | 3288 | 4661 | 0 | 43 | 4123 | 217 | 1145 | 0 | 412 | 1200 | 0 | 465 | 0 | 0 | 0 | 0 | 0 | 0 | 0 | 0 | 0
2040-01-14 | 16 | 44.95 | -19596 | -1820 | -1602 | 451 | 508 | 1802 | 3620 | 0 | 300 | 1112 | 53 | 341 | 1666 | 3288 | 4585 | 0 | 51 | 1825 | 219 | 1145 | 0 | 386 | 1200 | 0 | 465 | 0 | 0 | 0 | 0 | 0 | 0 | 0 | 0 | 0
2040-01-14 | 17 | 42.96 | -20789 | -1820 | -1576 | 46 | 610 | 1859 | 4259 | 0 | 300 | 1472 | 53 | 341 | 3877 | 3288 | 4494 | 0 | 69 | 108 | 218 | 1124 | 0 | 400 | 1200 | 0 | 465 | 0 | 0 | 0 | 0 | 0 | 0 | 0 | 0 | 0
2040-01-14 | 18 | 40.93 | -20600 | -2026 | -1628 | 0 | 0 | 1049 | 5284 | 0 | 300 | 1418 | 53 | 341 | 5028 | 3288 | 3899 | 0 | 136 | 0 | 218 | 1136 | 0 | 439 | 1200 | 0 | 465 | 0 | 0 | 0 | 0 | 0 | 0 | 0 | 0 | 0
2040-01-14 | 19 | 40.93 | -20236 | -2170 | -1681 | 0 | 0 | 241 | 5268 | 0 | 300 | 1452 | 53 | 341 | 5948 | 3288 | 3522 | 0 | 183 | 0 | 218 | 1152 | 0 | 454 | 1200 | 0 | 465 | 0 | 0 | 0 | 0 | 0 | 0 | 0 | 0 | 0
2040-01-14 | 20 | 40.93 | -19315 | -2170 | -1576 | 0 | 0 | 49 | 4941 | 0 | 300 | 1236 | 53 | 341 | 5941 | 3288 | 3150 | 0 | 255 | 0 | 218 | 1155 | 0 | 469 | 1200 | 0 | 465 | 0 | 0 | 0 | 0 | 0 | 0 | 0 | 0 | 0
2040-01-14 | 21 | 38.81 | -18045 | -2318 | -1471 | 0 | 0 | 0 | 4317 | 0 | 300 | 1126 | 53 | 341 | 5667 | 3288 | 2902 | 0 | 316 | 0 | 218 | 1155 | 0 | 486 | 1200 | 0 | 465 | 0 | 0 | 0 | 0 | 0 | 0 | 0 | 0 | 0
2040-01-14 | 22 | 33.82 | -16309 | -2318 | -1339 | 0 | 0 | 0 | 3329 | 0 | 300 | 1112 | 53 | 341 | 4953 | 3288 | 2677 | 0 | 373 | 0 | 219 | 1157 | 0 | 499 | 1200 | 0 | 465 | 0 | 0 | 0 | 0 | 0 | 0 | 0 | 0 | 0
2040-01-14 | 23 | 32.18 | -14940 | -2395 | -1339 | 0 | 0 | 0 | 2151 | 0 | 300 | 1112 | 53 | 341 | 4759 | 3288 | 2707 | 0 | 434 | 0 | 220 | 1142 | 0 | 502 | 1200 | 0 | 465 | 0 | 0 | 0 | 0 | 0 | 0 | 0 | 0 | 0
2040-01-14 | 24 | 37.4 | -14446 | -2471 | -1208 | 0 | 0 | 0 | 1157 | 0 | 300 | 1126 | 53 | 341 | 5326 | 3288 | 2530 | 0 | 518 | 0 | 219 | 1136 | 0 | 465 | 1200 | 0 | 465 | 0 | 0 | 0 | 0 | 0 | 0 | 0 | 0 | 0
2040-01-15 | 1 | 33.53 | -13945 | -2471 | -814 | 0 | 0 | -286 | 793 | 0 | 300 | 1075 | 53 | 341 | 4769 | 3288 | 2506 | 0 | 531 | 0 | 220 | 1125 | 0 | 850 | 1200 | 0 | 465 | 0 | 0 | 0 | 0 | 0 | 0 | 0 | 0 | 0
2040-01-15 | 2 | 33.82 | -13880 | -2628 | -735 | 0 | 0 | 0 | 528 | 0 | 300 | 1112 | 53 | 341 | 4648 | 3288 | 2544 | 0 | 571 | 0 | 220 | 1121 | 0 | 852 | 1200 | 0 | 465 | 0 | 0 | 0 | 0 | 0 | 0 | 0 | 0 | 0
2040-01-15 | 3 | 35.45 | -13932 | -2628 | -630 | 0 | 0 | 0 | 528 | 0 | 300 | 1112 | 53 | 341 | 4784 | 3288 | 2310 | 0 | 612 | 0 | 220 | 1119 | 0 | 857 | 1200 | 0 | 465 | 0 | 0 | 0 | 0 | 0 | 0 | 0 | 0 | 0
2040-01-15 | 4 | 40.06 | -14484 | -2709 | -604 | 0 | 0 | 0 | 528 | 0 | 300 | 1126 | 53 | 341 | 5759 | 3288 | 2313 | 0 | 614 | 0 | 220 | 1125 | 0 | 465 | 1200 | 0 | 465 | 0 | 0 | 0 | 0 | 0 | 0 | 0 | 0 | 0
2040-01-15 | 5 | 42.06 | -15919 | -2709 | -604 | 0 | 0 | 0 | 867 | 0 | 313 | 1366 | 53 | 341 | 6853 | 3288 | 2089 | 0 | 609 | 0 | 219 | 1125 | 0 | 445 | 1200 | 0 | 465 | 0 | 0 | 0 | 0 | 0 | 0 | 0 | 0 | 0
2040-01-15 | 6 | 45.14 | -18222 | -2709 | -630 | 0 | 0 | 0 | 1929 | 0 | 313 | 1472 | 53 | 341 | 8218 | 3288 | 1952 | 0 | 569 | 0 | 218 | 1125 | 0 | 418 | 1200 | 0 | 465 | 0 | 0 | 0 | 0 | 0 | 0 | 0 | 0 | 0
2040-01-15 | 7 | 44.56 | -19295 | -2709 | -788 | 0 | 0 | 0 | 3709 | 0 | 313 | 1472 | 53 | 341 | 7894 | 3288 | 1804 | 0 | 516 | 0 | 216 | 1131 | 0 | 389 | 1200 | 0 | 465 | 0 | 0 | 0 | 0 | 0 | 0 | 0 | 0 | 0
2040-01-15 | 8 | 43.49 | -19342 | -2709 | -972 | 0 | 0 | 0 | 4587 | 0 | 313 | 1452 | 53 | 341 | 7447 | 3288 | 1527 | 0 | 469 | 141 | 214 | 1140 | 0 | 385 | 1200 | 0 | 465 | 0 | 0 | 0 | 0 | 0 | 0 | 0 | 0 | 0
2040-01-15 | 9 | 39.94 | -19183 | -2471 | -1155 | 0 | 0 | 0 | 4560 | 0 | 313 | 1126 | 53 | 341 | 6384 | 3288 | 1383 | 0 | 405 | 1527 | 214 | 1151 | 0 | 399 | 1200 | 0 | 465 | 0 | 0 | 0 | 0 | 0 | 0 | 0 | 0 | 0
2040-01-15 | 10 | 34.28 | -19136 | -2242 | -1339 | 0 | 0 | 0 | 4402 | 0 | 313 | 849 | 53 | 341 | 4935 | 3288 | 1259 | 0 | 326 | 3500 | 215 | 1154 | 0 | 417 | 1200 | 0 | 465 | 0 | 0 | 0 | 0 | 0 | 0 | 0 | 0 | 0
2040-01-15 | 11 | 33.52 | -19265 | -2098 | -1313 | 0 | 0 | -800 | 4243 | 0 | 313 | 639 | 53 | 341 | 4626 | 3288 | 832 | 0 | 252 | 5434 | 217 | 1163 | 0 | 409 | 1200 | 0 | 465 | 0 | 0 | 0 | 0 | 0 | 0 | 0 | 0 | 0
2040-01-15 | 12 | 33.38 | -18761 | -1887 | -1129 | 0 | -332 | -1859 | 4058 | 0 | 313 | 633 | 53 | 341 | 4225 | 3288 | 554 | 0 | 201 | 6848 | 217 | 1161 | 0 | 411 | 1200 | 0 | 465 | 0 | 0 | 0 | 0 | 0 | 0 | 0 | 0 | 0
2040-01-15 | 13 | 33.52 | -18596 | -1752 | -1471 | 0 | 0 | -671 | 3820 | 0 | 300 | 639 | 53 | 341 | 3735 | 3288 | 475 | 0 | 193 | 6187 | 216 | 1158 | 0 | 418 | 1200 | 0 | 465 | 0 | 0 | 0 | 0 | 0 | 0 | 0 | 0 | 0
2040-01-15 | 14 | 35.65 | -18675 | -1689 | -1444 | 0 | 0 | 0 | 3641 | 0 | 300 | 639 | 53 | 341 | 3875 | 3288 | 495 | 0 | 196 | 5519 | 217 | 1157 | 0 | 423 | 1200 | 0 | 465 | 0 | 0 | 0 | 0 | 0 | 0 | 0 | 0 | 0
2040-01-15 | 15 | 42.99 | -18433 | -1564 | -1287 | 0 | 0 | 0 | 3503 | 0 | 300 | 1037 | 53 | 341 | 5508 | 3288 | 493 | 0 | 171 | 3149 | 217 | 1145 | 0 | 412 | 1200 | 0 | 465 | 0 | 0 | 0 | 0 | 0 | 0 | 0 | 0 | 0
2040-01-15 | 16 | 45.31 | -18791 | -1564 | -1707 | 0 | 0 | 769 | 3609 | 0 | 300 | 1366 | 53 | 341 | 6858 | 3288 | 555 | 0 | 167 | 1340 | 219 | 1145 | 0 | 386 | 1200 | 0 | 465 | 0 | 0 | 0 | 0 | 0 | 0 | 0 | 0 | 0
2040-01-15 | 17 | 45.31 | -19655 | -1626 | -2180 | 0 | 106 | 1475 | 4254 | 0 | 300 | 1472 | 53 | 341 | 7849 | 3288 | 628 | 0 | 160 | 127 | 218 | 1124 | 0 | 400 | 1200 | 0 | 465 | 0 | 0 | 0 | 0 | 0 | 0 | 0 | 0 | 0
2040-01-15 | 18 | 45.31 | -19601 | -1752 | -2626 | 0 | 77 | 235 | 5284 | 0 | 300 | 1472 | 53 | 341 | 8739 | 3288 | 574 | 0 | 157 | 0 | 218 | 1136 | 0 | 439 | 1200 | 0 | 465 | 0 | 0 | 0 | 0 | 0 | 0 | 0 | 0 | 0
2040-01-15 | 19 | 45.31 | -19688 | -1887 | -2521 | 0 | 102 | 196 | 5258 | 0 | 300 | 1472 | 53 | 341 | 8989 | 3288 | 446 | 0 | 162 | 0 | 218 | 1152 | 0 | 454 | 1200 | 0 | 465 | 0 | 0 | 0 | 0 | 0 | 0 | 0 | 0 | 0
2040-01-15 | 20 | 42.96 | -18900 | -1954 | -1786 | 0 | 0 | 0 | 4861 | 0 | 300 | 1472 | 53 | 341 | 8239 | 3288 | 412 | 0 | 167 | 0 | 218 | 1155 | 0 | 469 | 1200 | 0 | 465 | 0 | 0 | 0 | 0 | 0 | 0 | 0 | 0 | 0
2040-01-15 | 21 | 41.76 | -17761 | -2026 | -1628 | 0 | 0 | 0 | 4222 | 0 | 313 | 1443 | 53 | 341 | 7628 | 3288 | 420 | 0 | 183 | 0 | 218 | 1155 | 0 | 486 | 1200 | 0 | 465 | 0 | 0 | 0 | 0 | 0 | 0 | 0 | 0 | 0
2040-01-15 | 22 | 41.05 | -16358 | -2098 | -1366 | 0 | 0 | 0 | 3266 | 0 | 313 | 1197 | 53 | 341 | 7323 | 3288 | 345 | 0 | 156 | 0 | 219 | 1157 | 0 | 499 | 1200 | 0 | 465 | 0 | 0 | 0 | 0 | 0 | 0 | 0 | 0 | 0
2040-01-15 | 23 | 41.05 | -15163 | -2026 | -1129 | 0 | 0 | 0 | 2040 | 0 | 313 | 1126 | 53 | 341 | 7213 | 3288 | 265 | 0 | 150 | 0 | 220 | 1142 | 0 | 502 | 1200 | 0 | 465 | 0 | 0 | 0 | 0 | 0 | 0 | 0 | 0 | 0
2040-01-15 | 24 | 41.09 | -14338 | -2026 | -919 | 0 | 0 | 0 | 1041 | 0 | 313 | 1126 | 53 | 341 | 7241 | 3288 | 246 | 0 | 150 | 0 | 219 | 1136 | 0 | 465 | 1200 | 0 | 465 | 0 | 0 | 0 | 0 | 0 | 0 | 0 | 0 | 0
2040-01-16 | 1 | 40.69 | -13868 | -2098 | -814 | 0 | 0 | 0 | 592 | 0 | 313 | 1126 | 53 | 341 | 6771 | 3288 | 280 | 0 | 155 | 0 | 220 | 1125 | 0 | 850 | 1200 | 0 | 465 | 0 | 0 | 0 | 0 | 0 | 0 | 0 | 0 | 0
2040-01-16 | 2 | 40.31 | -13640 | -2170 | -735 | 0 | 0 | 0 | 528 | 0 | 313 | 1126 | 53 | 341 | 6548 | 3288 | 323 | 0 | 167 | 0 | 220 | 1121 | 0 | 852 | 1200 | 0 | 465 | 0 | 0 | 0 | 0 | 0 | 0 | 0 | 0 | 0
2040-01-16 | 3 | 40.68 | -13811 | -2318 | -630 | 0 | 0 | 0 | 528 | 0 | 313 | 1126 | 53 | 341 | 6646 | 3288 | 380 | 0 | 223 | 0 | 220 | 1119 | 0 | 857 | 1200 | 0 | 465 | 0 | 0 | 0 | 0 | 0 | 0 | 0 | 0 | 0
2040-01-16 | 4 | 41.87 | -14349 | -2242 | -604 | 0 | 0 | 0 | 528 | 0 | 313 | 1196 | 53 | 341 | 7143 | 3288 | 570 | 0 | 287 | 0 | 220 | 1125 | 0 | 465 | 1200 | 0 | 465 | 0 | 0 | 0 | 0 | 0 | 0 | 0 | 0 | 0
2040-01-16 | 5 | 42.99 | -15652 | -2242 | -604 | 0 | 0 | 0 | 587 | 0 | 313 | 1472 | 53 | 341 | 7771 | 3288 | 878 | 0 | 341 | 0 | 219 | 1125 | 0 | 445 | 1200 | 0 | 465 | 0 | 0 | 0 | 0 | 0 | 0 | 0 | 0 | 0
2040-01-16 | 6 | 44.87 | -17961 | -2318 | -630 | 0 | 0 | 0 | 1627 | 0 | 313 | 1472 | 53 | 341 | 8819 | 3288 | 1196 | 0 | 374 | 0 | 218 | 1125 | 0 | 418 | 1200 | 0 | 465 | 0 | 0 | 0 | 0 | 0 | 0 | 0 | 0 | 0
2040-01-16 | 7 | 41.95 | -19058 | -2242 | -788 | 0 | 0 | 0 | 3376 | 0 | 313 | 1472 | 53 | 341 | 7781 | 3288 | 1632 | 0 | 430 | 0 | 216 | 1131 | 0 | 389 | 1200 | 0 | 465 | 0 | 0 | 0 | 0 | 0 | 0 | 0 | 0 | 0
2040-01-16 | 8 | 39.87 | -19144 | -2242 | -972 | 0 | 0 | 0 | 4285 | 0 | 300 | 1126 | 53 | 341 | 6438 | 3288 | 2502 | 0 | 461 | 160 | 214 | 1140 | 0 | 385 | 1200 | 0 | 465 | 0 | 0 | 0 | 0 | 0 | 0 | 0 | 0 | 0
2040-01-16 | 9 | 33.82 | -19091 | -2098 | -1155 | 0 | 0 | 0 | 4354 | 0 | 300 | 1037 | 53 | 341 | 4702 | 3288 | 2912 | 0 | 493 | 1435 | 214 | 1151 | 0 | 399 | 1200 | 0 | 465 | 0 | 0 | 0 | 0 | 0 | 0 | 0 | 0 | 0
2040-01-16 | 10 | 31.81 | -19195 | -1887 | -1339 | 0 | 0 | -838 | 4285 | 0 | 300 | 653 | 53 | 341 | 4328 | 3288 | 3540 | 0 | 479 | 2540 | 215 | 1154 | 0 | 417 | 1200 | 0 | 465 | 0 | 0 | 0 | 0 | 0 | 0 | 0 | 0 | 0
2040-01-16 | 11 | 31.81 | -19365 | -1820 | -1313 | 0 | 0 | -1199 | 4291 | 0 | 300 | 653 | 53 | 341 | 4328 | 3288 | 3948 | 0 | 490 | 2551 | 217 | 1163 | 0 | 409 | 1200 | 0 | 465 | 0 | 0 | 0 | 0 | 0 | 0 | 0 | 0 | 0
2040-01-16 | 12 | 31.81 | -18812 | -1689 | -1129 | 0 | 0 | -697 | 4195 | 0 | 300 | 633 | 53 | 341 | 2158 | 3288 | 4403 | 0 | 541 | 2961 | 217 | 1161 | 0 | 411 | 1200 | 0 | 465 | 0 | 0 | 0 | 0 | 0 | 0 | 0 | 0 | 0
2040-01-16 | 13 | 33.57 | -18823 | -1626 | -1471 | 0 | 0 | 0 | 3968 | 0 | 300 | 639 | 53 | 341 | 2203 | 3288 | 4621 | 0 | 575 | 2474 | 216 | 1158 | 0 | 418 | 1200 | 0 | 465 | 0 | 0 | 0 | 0 | 0 | 0 | 0 | 0 | 0
2040-01-16 | 14 | 36.96 | -18776 | -1505 | -1444 | 0 | 0 | 0 | 3878 | 0 | 300 | 639 | 53 | 341 | 2288 | 3288 | 4757 | 0 | 591 | 2128 | 217 | 1157 | 0 | 423 | 1200 | 0 | 465 | 0 | 0 | 0 | 0 | 0 | 0 | 0 | 0 | 0
2040-01-16 | 15 | 37.34 | -18474 | -1505 | -1287 | 0 | 0 | 0 | 3731 | 0 | 300 | 639 | 53 | 341 | 2287 | 3288 | 4797 | 0 | 621 | 1769 | 217 | 1145 | 0 | 412 | 1200 | 0 | 465 | 0 | 0 | 0 | 0 | 0 | 0 | 0 | 0 | 0
2040-01-16 | 16 | 42.99 | -18824 | -1442 | -1707 | 0 | 0 | 395 | 3757 | 0 | 300 | 849 | 53 | 341 | 2989 | 3288 | 4715 | 0 | 638 | 1233 | 219 | 1145 | 0 | 386 | 1200 | 0 | 465 | 0 | 0 | 0 | 0 | 0 | 0 | 0 | 0 | 0
2040-01-16 | 17 | 42.99 | -19597 | -1442 | -2180 | 0 | 0 | 1629 | 4354 | 0 | 300 | 1126 | 53 | 341 | 3305 | 3288 | 4614 | 0 | 667 | 135 | 218 | 1124 | 0 | 400 | 1200 | 0 | 465 | 0 | 0 | 0 | 0 | 0 | 0 | 0 | 0 | 0
2040-01-16 | 18 | 34.28 | -19597 | -1505 | -2626 | 0 | 0 | 0 | 5284 | 0 | 300 | 1112 | 53 | 341 | 4346 | 3288 | 4719 | 0 | 827 | 0 | 218 | 1136 | 0 | 439 | 1200 | 0 | 465 | 0 | 0 | 0 | 0 | 0 | 0 | 0 | 0 | 0
2040-01-16 | 19 | 34.28 | -19657 | -1505 | -2521 | 0 | 0 | 0 | 5199 | 0 | 300 | 1112 | 53 | 325 | 4344 | 3288 | 4678 | 0 | 893 | 0 | 218 | 1152 | 0 | 454 | 1200 | 0 | 465 | 0 | 0 | 0 | 0 | 0 | 0 | 0 | 0 | 0
2040-01-16 | 20 | 12.56 | -18952 | -1564 | -1786 | 0 | 0 | 0 | 4771 | 0 | 300 | 862 | 53 | 166 | 3646 | 3288 | 4733 | 0 | 975 | 0 | 218 | 1155 | 0 | 469 | 1200 | 0 | 465 | 0 | 0 | 0 | 0 | 0 | 0 | 0 | 0 | 0
2040-01-16 | 21 | 10 | -17799 | -1564 | -1628 | 0 | 0 | 0 | 4132 | 0 | 300 | 653 | 53 | 160 | 3508 | 3288 | 4750 | 0 | 995 | 0 | 218 | 1155 | 0 | 113 | 1200 | 0 | 465 | 0 | 0 | 0 | 0 | 0 | 0 | 373 | 0 | 0
2040-01-16 | 22 | 5 | -16295 | -1689 | -1366 | 0 | 0 | -140 | 3192 | 0 | 300 | 639 | 53 | 160 | 3256 | 3288 | 4743 | 0 | 983 | 0 | 219 | 991 | 0 | 0 | 1200 | 0 | 465 | 0 | 0 | 0 | 0 | 166 | 0 | 499 | 0 | 0
2040-01-16 | 23 | 5 | -14980 | -1820 | -1129 | 0 | 0 | 0 | 2018 | 0 | 300 | 639 | 53 | 160 | 3256 | 3288 | 4565 | 0 | 963 | 0 | 220 | 801 | 0 | 0 | 1200 | 0 | 465 | 0 | 0 | 0 | 0 | 341 | 0 | 502 | 0 | 0
2040-01-16 | 24 | 6.76 | -14143 | -1954 | -919 | 0 | 0 | 103 | 1020 | 0 | 300 | 639 | 53 | 160 | 2903 | 3288 | 4603 | 0 | 926 | 0 | 219 | 1136 | 0 | 0 | 1200 | 0 | 465 | 0 | 0 | 0 | 0 | 0 | 0 | 465 | 0 | 0
2040-01-17 | 1 | 33.97 | -13770 | -2098 | -814 | 0 | 0 | -1202 | 528 | 0 | 300 | 653 | 53 | 319 | 3908 | 3288 | 4076 | 0 | 899 | 0 | 220 | 1125 | 0 | 850 | 1200 | 0 | 465 | 0 | 0 | 0 | 0 | 0 | 0 | 0 | 0 | 0
2040-01-17 | 2 | 33.97 | -13654 | -2170 | -735 | 0 | 0 | -1154 | 528 | 0 | 300 | 652 | 53 | 335 | 3663 | 3288 | 4153 | 0 | 882 | 0 | 220 | 1121 | 0 | 852 | 1200 | 0 | 465 | 0 | 0 | 0 | 0 | 0 | 0 | 0 | 0 | 0
2040-01-17 | 3 | 33.97 | -13658 | -2318 | -630 | 0 | 0 | -861 | 528 | 0 | 300 | 653 | 53 | 341 | 3663 | 3288 | 3920 | 0 | 860 | 0 | 220 | 1119 | 0 | 857 | 1200 | 0 | 465 | 0 | 0 | 0 | 0 | 0 | 0 | 0 | 0 | 0
2040-01-17 | 4 | 34.28 | -14164 | -2471 | -604 | 0 | 0 | 0 | 528 | 0 | 300 | 907 | 53 | 341 | 4063 | 3288 | 3471 | 0 | 813 | 0 | 220 | 1125 | 0 | 465 | 1200 | 0 | 465 | 0 | 0 | 0 | 0 | 0 | 0 | 0 | 0 | 0
2040-01-17 | 5 | 41.61 | -15645 | -2628 | -604 | 0 | 0 | 0 | 528 | 0 | 300 | 1126 | 53 | 341 | 5995 | 3288 | 3035 | 0 | 757 | 0 | 219 | 1125 | 0 | 445 | 1200 | 0 | 465 | 0 | 0 | 0 | 0 | 0 | 0 | 0 | 0 | 0
2040-01-17 | 6 | 43.61 | -17898 | -2709 | -630 | 0 | 0 | 0 | 1548 | 0 | 300 | 1472 | 53 | 341 | 7302 | 3288 | 2793 | 0 | 713 | 0 | 218 | 1125 | 0 | 418 | 1200 | 0 | 465 | 0 | 0 | 0 | 0 | 0 | 0 | 0 | 0 | 0
2040-01-17 | 7 | 42.99 | -18974 | -2790 | -788 | 0 | 0 | 0 | 3324 | 0 | 300 | 1452 | 53 | 341 | 7114 | 3288 | 2624 | 0 | 655 | 0 | 216 | 1131 | 0 | 389 | 1200 | 0 | 465 | 0 | 0 | 0 | 0 | 0 | 0 | 0 | 0 | 0
2040-01-17 | 8 | 41.11 | -18974 | -2961 | -972 | 0 | 0 | 0 | 4317 | 0 | 300 | 1331 | 53 | 341 | 6744 | 3288 | 2369 | 0 | 607 | 153 | 214 | 1140 | 0 | 385 | 1200 | 0 | 465 | 0 | 0 | 0 | 0 | 0 | 0 | 0 | 0 | 0
2040-01-17 | 9 | 37.4 | -18714 | -2961 | -1155 | 0 | 0 | 0 | 4428 | 0 | 300 | 1112 | 53 | 341 | 5640 | 3288 | 1885 | 0 | 536 | 1818 | 214 | 1151 | 0 | 399 | 1200 | 0 | 465 | 0 | 0 | 0 | 0 | 0 | 0 | 0 | 0 | 0
2040-01-17 | 10 | 33.97 | -18779 | -2790 | -1339 | 0 | 0 | -410 | 4243 | 0 | 300 | 653 | 53 | 341 | 5073 | 3288 | 1284 | 0 | 461 | 4171 | 215 | 1154 | 0 | 417 | 1200 | 0 | 465 | 0 | 0 | 0 | 0 | 0 | 0 | 0 | 0 | 0
2040-01-17 | 11 | 33.97 | -18949 | -2628 | -1313 | 0 | 0 | -1642 | 4164 | 0 | 300 | 639 | 53 | 341 | 4650 | 3288 | 996 | 0 | 419 | 6228 | 217 | 1163 | 0 | 409 | 1200 | 0 | 465 | 0 | 0 | 0 | 0 | 0 | 0 | 0 | 0 | 0
2040-01-17 | 12 | 31.11 | -18467 | -2471 | -1129 | -571 | -610 | -1859 | 4042 | 0 | 300 | 633 | 53 | 341 | 3995 | 3288 | 851 | 0 | 393 | 7757 | 217 | 1161 | 0 | 411 | 1200 | 0 | 465 | 0 | 0 | 0 | 0 | 0 | 0 | 0 | 0 | 0
2040-01-17 | 13 | 33.9 | -18375 | -2318 | -1471 | 0 | -550 | -1859 | 3810 | 0 | 300 | 633 | 53 | 341 | 3745 | 3288 | 697 | 0 | 334 | 7915 | 216 | 1158 | 0 | 418 | 1200 | 0 | 465 | 0 | 0 | 0 | 0 | 0 | 0 | 0 | 0 | 0
2040-01-17 | 14 | 33.97 | -18378 | -2170 | -1444 | 0 | 0 | -772 | 3630 | 0 | 300 | 633 | 53 | 341 | 3745 | 3288 | 569 | 0 | 270 | 6473 | 217 | 1157 | 0 | 423 | 1200 | 0 | 465 | 0 | 0 | 0 | 0 | 0 | 0 | 0 | 0 | 0
2040-01-17 | 15 | 42.96 | -18195 | -2098 | -1287 | 0 | 0 | 0 | 3472 | 0 | 300 | 849 | 53 | 341 | 5222 | 3288 | 442 | 0 | 205 | 3969 | 217 | 1145 | 0 | 412 | 1200 | 0 | 465 | 0 | 0 | 0 | 0 | 0 | 0 | 0 | 0 | 0
2040-01-17 | 16 | 45.9 | -18592 | -2098 | -1707 | 0 | 12 | 1845 | 3620 | 0 | 313 | 1463 | 53 | 341 | 6211 | 3288 | 265 | 0 | 132 | 1440 | 219 | 1145 | 0 | 386 | 1200 | 0 | 465 | 0 | 0 | 0 | 0 | 0 | 0 | 0 | 0 | 0
2040-01-17 | 17 | 45.9 | -19475 | -2170 | -2180 | 463 | 508 | 1859 | 4291 | 0 | 313 | 1472 | 53 | 341 | 7437 | 3288 | 127 | 0 | 107 | 158 | 218 | 1124 | 0 | 400 | 1200 | 0 | 465 | 0 | 0 | 0 | 0 | 0 | 0 | 0 | 0 | 0
2040-01-17 | 18 | 45.9 | -19504 | -2242 | -2626 | 28 | 377 | 1809 | 5284 | 0 | 313 | 1472 | 53 | 341 | 7706 | 3288 | 126 | 0 | 116 | 0 | 218 | 1136 | 0 | 439 | 1200 | 0 | 465 | 0 | 0 | 0 | 0 | 0 | 0 | 0 | 0 | 0
2040-01-17 | 19 | 45.9 | -19784 | -2318 | -2521 | 0 | 100 | 1709 | 5273 | 0 | 313 | 1472 | 53 | 341 | 8402 | 3288 | 59 | 0 | 124 | 0 | 218 | 1152 | 0 | 454 | 1200 | 0 | 465 | 0 | 0 | 0 | 0 | 0 | 0 | 0 | 0 | 0
2040-01-17 | 20 | 45.13 | -19010 | -2242 | -1786 | 0 | 0 | 0 | 4919 | 0 | 313 | 1472 | 53 | 341 | 8886 | 3288 | 78 | 0 | 180 | 0 | 218 | 1155 | 0 | 469 | 1200 | 0 | 465 | 0 | 0 | 0 | 0 | 0 | 0 | 0 | 0 | 0
2040-01-17 | 21 | 42.6 | -18030 | -2318 | -1628 | 0 | 0 | 0 | 4296 | 0 | 313 | 1472 | 53 | 341 | 8379 | 3288 | 115 | 0 | 195 | 0 | 218 | 1155 | 0 | 486 | 1200 | 0 | 465 | 0 | 0 | 0 | 0 | 0 | 0 | 0 | 0 | 0
2040-01-17 | 22 | 41.21 | -16531 | -2242 | -1366 | 0 | 0 | 0 | 3366 | 0 | 313 | 1342 | 53 | 341 | 7466 | 3288 | 221 | 0 | 209 | 0 | 219 | 1157 | 0 | 499 | 1200 | 0 | 465 | 0 | 0 | 0 | 0 | 0 | 0 | 0 | 0 | 0
2040-01-17 | 23 | 41.09 | -15243 | -2242 | -1129 | 0 | 0 | 0 | 2129 | 0 | 313 | 1197 | 53 | 341 | 7312 | 3288 | 253 | 0 | 198 | 0 | 220 | 1142 | 0 | 502 | 1200 | 0 | 465 | 0 | 0 | 0 | 0 | 0 | 0 | 0 | 0 | 0
2040-01-17 | 24 | 40.98 | -14399 | -2242 | -919 | 0 | 0 | 0 | 1078 | 0 | 300 | 1164 | 53 | 341 | 7140 | 3288 | 497 | 0 | 214 | 0 | 219 | 1136 | 0 | 465 | 1200 | 0 | 465 | 0 | 0 | 0 | 0 | 0 | 0 | 0 | 0 | 0
2040-01-18 | 1 | 37.72 | -13939 | -2242 | -814 | 0 | 0 | 0 | 1205 | 0 | 300 | 1126 | 53 | 341 | 5866 | 3288 | 699 | 0 | 256 | 0 | 220 | 1125 | 0 | 850 | 1200 | 0 | 465 | 0 | 0 | 0 | 0 | 0 | 0 | 0 | 0 | 0
2040-01-18 | 2 | 39.22 | -13758 | -2242 | -735 | 0 | 0 | 0 | 808 | 0 | 300 | 1126 | 53 | 341 | 6073 | 3288 | 599 | 0 | 289 | 0 | 220 | 1121 | 0 | 852 | 1200 | 0 | 465 | 0 | 0 | 0 | 0 | 0 | 0 | 0 | 0 | 0
2040-01-18 | 3 | 39.26 | -13796 | -2242 | -630 | 0 | 0 | 0 | 597 | 0 | 300 | 1126 | 53 | 341 | 6105 | 3288 | 674 | 0 | 323 | 0 | 220 | 1119 | 0 | 857 | 1200 | 0 | 465 | 0 | 0 | 0 | 0 | 0 | 0 | 0 | 0 | 0
2040-01-18 | 4 | 40.69 | -14185 | -2242 | -604 | 0 | 0 | 0 | 613 | 0 | 300 | 1126 | 53 | 341 | 6479 | 3288 | 987 | 0 | 368 | 0 | 220 | 1125 | 0 | 465 | 1200 | 0 | 465 | 0 | 0 | 0 | 0 | 0 | 0 | 0 | 0 | 0
2040-01-18 | 5 | 42.06 | -15529 | -2318 | -604 | 0 | 0 | 0 | 972 | 0 | 300 | 1366 | 53 | 341 | 7094 | 3288 | 1194 | 0 | 390 | 0 | 219 | 1125 | 0 | 445 | 1200 | 0 | 465 | 0 | 0 | 0 | 0 | 0 | 0 | 0 | 0 | 0
2040-01-18 | 6 | 43.34 | -17675 | -2318 | -630 | 0 | 0 | 0 | 2018 | 0 | 300 | 1472 | 53 | 341 | 7696 | 3288 | 1619 | 0 | 409 | 0 | 218 | 1125 | 0 | 418 | 1200 | 0 | 465 | 0 | 0 | 0 | 0 | 0 | 0 | 0 | 0 | 0
2040-01-18 | 7 | 42.69 | -18965 | -2318 | -788 | 0 | 0 | 0 | 3767 | 0 | 300 | 1472 | 53 | 341 | 7480 | 3288 | 1549 | 0 | 420 | 0 | 216 | 1131 | 0 | 389 | 1200 | 0 | 465 | 0 | 0 | 0 | 0 | 0 | 0 | 0 | 0 | 0
2040-01-18 | 8 | 41.76 | -19063 | -2242 | -972 | 0 | 0 | 0 | 4803 | 0 | 300 | 1244 | 53 | 341 | 7001 | 3288 | 1333 | 0 | 428 | 81 | 214 | 1140 | 0 | 385 | 1200 | 0 | 465 | 0 | 0 | 0 | 0 | 0 | 0 | 0 | 0 | 0
2040-01-18 | 9 | 39.87 | -19160 | -2242 | -1155 | 0 | 0 | 0 | 4988 | 0 | 300 | 1126 | 53 | 341 | 6146 | 3288 | 1703 | 0 | 427 | 757 | 214 | 1151 | 0 | 399 | 1200 | 0 | 465 | 0 | 0 | 0 | 0 | 0 | 0 | 0 | 0 | 0
2040-01-18 | 10 | 39.11 | -19322 | -2098 | -1339 | 0 | 0 | 0 | 5088 | 0 | 300 | 1112 | 53 | 341 | 5727 | 3288 | 1528 | 0 | 416 | 1454 | 215 | 1154 | 0 | 417 | 1200 | 0 | 465 | 0 | 0 | 0 | 0 | 0 | 0 | 0 | 0 | 0
2040-01-18 | 11 | 38.05 | -19380 | -1954 | -1313 | 0 | 0 | 0 | 5078 | 0 | 300 | 1075 | 53 | 341 | 5542 | 3288 | 1355 | 0 | 385 | 1776 | 217 | 1163 | 0 | 409 | 1200 | 0 | 465 | 0 | 0 | 0 | 0 | 0 | 0 | 0 | 0 | 0
2040-01-18 | 12 | 33.82 | -18850 | -1820 | -1129 | 0 | 0 | 0 | 4882 | 0 | 300 | 653 | 53 | 341 | 4724 | 3288 | 976 | 0 | 344 | 2783 | 217 | 1161 | 0 | 411 | 1200 | 0 | 465 | 0 | 0 | 0 | 0 | 0 | 0 | 0 | 0 | 0
2040-01-18 | 13 | 36.31 | -18651 | -1626 | -1471 | 0 | 0 | 0 | 4571 | 0 | 300 | 746 | 53 | 341 | 5028 | 3288 | 600 | 0 | 333 | 3032 | 216 | 1158 | 0 | 418 | 1200 | 0 | 465 | 0 | 0 | 0 | 0 | 0 | 0 | 0 | 0 | 0
2040-01-18 | 14 | 39.22 | -18548 | -1564 | -1444 | 0 | 0 | 0 | 4354 | 0 | 300 | 903 | 53 | 341 | 5492 | 3288 | 273 | 0 | 343 | 2746 | 217 | 1157 | 0 | 423 | 1200 | 0 | 465 | 0 | 0 | 0 | 0 | 0 | 0 | 0 | 0 | 0
2040-01-18 | 15 | 40.98 | -18174 | -1505 | -1287 | 0 | 0 | 0 | 4122 | 0 | 300 | 1108 | 53 | 341 | 6174 | 3288 | 129 | 0 | 365 | 1647 | 217 | 1145 | 0 | 412 | 1200 | 0 | 465 | 0 | 0 | 0 | 0 | 0 | 0 | 0 | 0 | 0
2040-01-18 | 16 | 43.49 | -18398 | -1442 | -1707 | 0 | 0 | 0 | 4095 | 0 | 300 | 1196 | 53 | 341 | 7459 | 3288 | 40 | 0 | 402 | 957 | 219 | 1145 | 0 | 386 | 1200 | 0 | 465 | 0 | 0 | 0 | 0 | 0 | 0 | 0 | 0 | 0
2040-01-18 | 17 | 44.49 | -18845 | -1442 | -2180 | 0 | 0 | 0 | 4613 | 0 | 313 | 1472 | 53 | 341 | 8371 | 3288 | 65 | 0 | 428 | 115 | 218 | 1124 | 0 | 400 | 1200 | 0 | 465 | 0 | 0 | 0 | 0 | 0 | 0 | 0 | 0 | 0
2040-01-18 | 18 | 42.96 | -18604 | -1442 | -2626 | 0 | 0 | 0 | 5284 | 0 | 313 | 1452 | 53 | 341 | 7882 | 3288 | 121 | 0 | 479 | 0 | 218 | 1136 | 0 | 439 | 1200 | 0 | 465 | 0 | 0 | 0 | 0 | 0 | 0 | 0 | 0 | 0
2040-01-18 | 19 | 42.24 | -18574 | -1505 | -2521 | 0 | 0 | 0 | 5062 | 0 | 313 | 1452 | 53 | 341 | 7870 | 3288 | 216 | 0 | 516 | 0 | 218 | 1152 | 0 | 454 | 1200 | 0 | 465 | 0 | 0 | 0 | 0 | 0 | 0 | 0 | 0 | 0
2040-01-18 | 20 | 41.01 | -17943 | -1564 | -1786 | 0 | 0 | 0 | 4550 | 0 | 313 | 1146 | 53 | 341 | 7134 | 3288 | 402 | 0 | 559 | 0 | 218 | 1155 | 0 | 469 | 1200 | 0 | 465 | 0 | 0 | 0 | 0 | 0 | 0 | 0 | 0 | 0
2040-01-18 | 21 | 39.9 | -17176 | -1626 | -1628 | 0 | 0 | 0 | 3995 | 0 | 313 | 1126 | 53 | 341 | 6463 | 3288 | 692 | 0 | 635 | 0 | 218 | 1155 | 0 | 486 | 1200 | 0 | 465 | 0 | 0 | 0 | 0 | 0 | 0 | 0 | 0 | 0
2040-01-18 | 22 | 37.72 | -16080 | -1626 | -1366 | 0 | 0 | 0 | 3229 | 0 | 313 | 1075 | 53 | 341 | 5566 | 3288 | 989 | 0 | 678 | 0 | 219 | 1157 | 0 | 499 | 1200 | 0 | 465 | 0 | 0 | 0 | 0 | 0 | 0 | 0 | 0 | 0
2040-01-18 | 23 | 34.28 | -14918 | -1626 | -1129 | 0 | 0 | 0 | 2219 | 0 | 313 | 874 | 53 | 341 | 5021 | 3288 | 1318 | 0 | 717 | 0 | 220 | 1142 | 0 | 502 | 1200 | 0 | 465 | 0 | 0 | 0 | 0 | 0 | 0 | 0 | 0 | 0
2040-01-18 | 24 | 35.65 | -14058 | -1689 | -919 | 0 | 0 | 0 | 1236 | 0 | 313 | 850 | 53 | 341 | 5012 | 3288 | 1374 | 0 | 714 | 0 | 219 | 1136 | 0 | 465 | 1200 | 0 | 465 | 0 | 0 | 0 | 0 | 0 | 0 | 0 | 0 | 0
2040-01-19 | 1 | 31.79 | -13541 | -1689 | -814 | 0 | 0 | -68 | 565 | 0 | 300 | 849 | 53 | 341 | 4643 | 3288 | 1456 | 0 | 757 | 0 | 220 | 1125 | 0 | 850 | 1200 | 0 | 465 | 0 | 0 | 0 | 0 | 0 | 0 | 0 | 0 | 0
2040-01-19 | 2 | 32.18 | -13260 | -1752 | -735 | 0 | 0 | 0 | 528 | 0 | 300 | 686 | 53 | 341 | 4506 | 3288 | 1448 | 0 | 738 | 0 | 220 | 1121 | 0 | 852 | 1200 | 0 | 465 | 0 | 0 | 0 | 0 | 0 | 0 | 0 | 0 | 0
2040-01-19 | 3 | 33.57 | -13143 | -1887 | -630 | 0 | 0 | 0 | 528 | 0 | 300 | 820 | 53 | 341 | 4507 | 3288 | 1291 | 0 | 670 | 0 | 220 | 1119 | 0 | 857 | 1200 | 0 | 465 | 0 | 0 | 0 | 0 | 0 | 0 | 0 | 0 | 0
2040-01-19 | 4 | 37.61 | -13378 | -2026 | -604 | 0 | 0 | 0 | 528 | 0 | 300 | 880 | 53 | 341 | 5018 | 3288 | 1465 | 0 | 661 | 0 | 220 | 1125 | 0 | 465 | 1200 | 0 | 465 | 0 | 0 | 0 | 0 | 0 | 0 | 0 | 0 | 0
2040-01-19 | 5 | 39.22 | -13907 | -2026 | -604 | 0 | 0 | 0 | 528 | 0 | 300 | 1072 | 53 | 341 | 5448 | 3288 | 1449 | 0 | 603 | 0 | 219 | 1125 | 0 | 445 | 1200 | 0 | 465 | 0 | 0 | 0 | 0 | 0 | 0 | 0 | 0 | 0
2040-01-19 | 6 | 41.82 | -14723 | -2098 | -630 | 0 | 0 | 0 | 661 | 0 | 300 | 1126 | 53 | 341 | 6514 | 3288 | 1186 | 0 | 556 | 0 | 218 | 1125 | 0 | 418 | 1200 | 0 | 465 | 0 | 0 | 0 | 0 | 0 | 0 | 0 | 0 | 0
2040-01-19 | 7 | 42.69 | -15737 | -2242 | -788 | 0 | 0 | 0 | 1506 | 0 | 300 | 1162 | 53 | 341 | 7048 | 3288 | 1158 | 0 | 508 | 0 | 216 | 1131 | 0 | 389 | 1200 | 0 | 465 | 0 | 0 | 0 | 0 | 0 | 0 | 0 | 0 | 0
2040-01-19 | 8 | 42.96 | -16663 | -2170 | -972 | 0 | 0 | 50 | 2362 | 0 | 300 | 1162 | 53 | 341 | 7090 | 3288 | 1151 | 0 | 465 | 137 | 214 | 1140 | 0 | 385 | 1200 | 0 | 465 | 0 | 0 | 0 | 0 | 0 | 0 | 0 | 0 | 0
2040-01-19 | 9 | 39 | -17218 | -2170 | -1155 | 0 | 0 | 0 | 3192 | 0 | 300 | 1056 | 53 | 341 | 5599 | 3288 | 1319 | 0 | 400 | 1567 | 214 | 1151 | 0 | 399 | 1200 | 0 | 465 | 0 | 0 | 0 | 0 | 0 | 0 | 0 | 0 | 0
2040-01-19 | 10 | 31.26 | -17660 | -2026 | -1339 | 0 | 0 | -378 | 3635 | 0 | 300 | 644 | 53 | 341 | 4608 | 3288 | 1130 | 0 | 281 | 3672 | 215 | 1154 | 0 | 417 | 1200 | 0 | 465 | 0 | 0 | 0 | 0 | 0 | 0 | 0 | 0 | 0
2040-01-19 | 11 | 31.26 | -17922 | -1954 | -1313 | 0 | 0 | -407 | 3889 | 0 | 300 | 639 | 53 | 341 | 4142 | 3288 | 1114 | 0 | 193 | 4182 | 217 | 1163 | 0 | 409 | 1200 | 0 | 465 | 0 | 0 | 0 | 0 | 0 | 0 | 0 | 0 | 0
2040-01-19 | 12 | 31.26 | -17438 | -1887 | -1129 | 0 | 0 | -343 | 3900 | 0 | 300 | 639 | 53 | 341 | 4042 | 3288 | 1219 | 0 | 140 | 3421 | 217 | 1161 | 0 | 411 | 1200 | 0 | 465 | 0 | 0 | 0 | 0 | 0 | 0 | 0 | 0 | 0
2040-01-19 | 13 | 39.22 | -17321 | -1887 | -1471 | 0 | 0 | 0 | 3762 | 0 | 300 | 667 | 53 | 341 | 4939 | 3288 | 1296 | 0 | 96 | 2478 | 216 | 1158 | 0 | 418 | 1200 | 0 | 465 | 0 | 0 | 0 | 0 | 0 | 0 | 0 | 0 | 0
2040-01-19 | 14 | 40.31 | -17505 | -1887 | -1444 | 0 | 0 | 0 | 3662 | 0 | 300 | 1037 | 53 | 341 | 5441 | 3288 | 1596 | 0 | 74 | 1582 | 217 | 1157 | 0 | 423 | 1200 | 0 | 465 | 0 | 0 | 0 | 0 | 0 | 0 | 0 | 0 | 0
2040-01-19 | 15 | 41.76 | -17327 | -1887 | -1287 | 0 | 0 | 0 | 3694 | 0 | 300 | 1112 | 53 | 341 | 5843 | 3288 | 1732 | 0 | 49 | 649 | 217 | 1145 | 0 | 412 | 1200 | 0 | 465 | 0 | 0 | 0 | 0 | 0 | 0 | 0 | 0 | 0
2040-01-19 | 16 | 42.24 | -17722 | -1954 | -1707 | 0 | 0 | 353 | 3910 | 0 | 300 | 1126 | 53 | 341 | 6120 | 3288 | 2008 | 0 | 46 | 423 | 219 | 1145 | 0 | 386 | 1200 | 0 | 465 | 0 | 0 | 0 | 0 | 0 | 0 | 0 | 0 | 0
2040-01-19 | 17 | 42.24 | -18233 | -1954 | -2180 | 0 | 0 | 481 | 4571 | 0 | 300 | 1196 | 53 | 341 | 6592 | 3288 | 2028 | 0 | 46 | 63 | 218 | 1124 | 0 | 400 | 1200 | 0 | 465 | 0 | 0 | 0 | 0 | 0 | 0 | 0 | 0 | 0
2040-01-19 | 18 | 41.61 | -18047 | -1954 | -2626 | 0 | 0 | 0 | 5284 | 0 | 300 | 1126 | 53 | 341 | 6412 | 3288 | 2306 | 0 | 59 | 0 | 218 | 1136 | 0 | 439 | 1200 | 0 | 465 | 0 | 0 | 0 | 0 | 0 | 0 | 0 | 0 | 0
2040-01-19 | 19 | 40.31 | -18157 | -2026 | -2521 | 0 | 0 | 0 | 5110 | 0 | 300 | 1126 | 53 | 341 | 6557 | 3288 | 2359 | 0 | 82 | 0 | 218 | 1152 | 0 | 454 | 1200 | 0 | 465 | 0 | 0 | 0 | 0 | 0 | 0 | 0 | 0 | 0
2040-01-19 | 20 | 36.17 | -17450 | -2026 | -1786 | 0 | 0 | 0 | 4660 | 0 | 300 | 1075 | 53 | 341 | 5345 | 3288 | 2559 | 0 | 133 | 0 | 218 | 1155 | 0 | 469 | 1200 | 0 | 465 | 0 | 0 | 0 | 0 | 0 | 0 | 0 | 0 | 0
2040-01-19 | 21 | 34.28 | -16671 | -2098 | -1628 | 0 | 0 | 0 | 4048 | 0 | 300 | 936 | 53 | 335 | 4961 | 3288 | 2791 | 0 | 161 | 0 | 218 | 1155 | 0 | 486 | 1200 | 0 | 465 | 0 | 0 | 0 | 0 | 0 | 0 | 0 | 0 | 0
2040-01-19 | 22 | 14.27 | -15710 | -2170 | -1366 | 0 | 0 | -168 | 3324 | 0 | 300 | 764 | 53 | 175 | 4126 | 3288 | 3661 | 0 | 183 | 0 | 219 | 1157 | 0 | 499 | 1200 | 0 | 465 | 0 | 0 | 0 | 0 | 0 | 0 | 0 | 0 | 0
2040-01-19 | 23 | 14.27 | -14727 | -2170 | -1129 | 0 | 0 | -18 | 2420 | 0 | 300 | 653 | 53 | 160 | 3518 | 3288 | 3917 | 0 | 206 | 0 | 220 | 1142 | 0 | 502 | 1200 | 0 | 465 | 0 | 0 | 0 | 0 | 0 | 0 | 0 | 0 | 0
2040-01-19 | 24 | 19.28 | -13726 | -2170 | -919 | 0 | 0 | 138 | 1522 | 0 | 300 | 653 | 53 | 160 | 3023 | 3288 | 3953 | 0 | 241 | 0 | 219 | 1136 | 0 | 465 | 1200 | 0 | 465 | 0 | 0 | 0 | 0 | 0 | 0 | 0 | 0 | 0
2040-01-20 | 1 | 28.44 | -13317 | -2170 | -1077 | 0 | 0 | -751 | 528 | 0 | 300 | 653 | 53 | 319 | 3370 | 3288 | 4666 | 0 | 276 | 0 | 220 | 1125 | 0 | 850 | 1200 | 0 | 465 | 0 | 0 | 0 | 0 | 0 | 0 | 0 | 0 | 0
2040-01-20 | 2 | 28.44 | -13118 | -2170 | -919 | 0 | 0 | -1091 | 528 | 0 | 300 | 639 | 53 | 335 | 3275 | 3288 | 4706 | 0 | 316 | 0 | 220 | 1121 | 0 | 852 | 1200 | 0 | 465 | 0 | 0 | 0 | 0 | 0 | 0 | 0 | 0 | 0
2040-01-20 | 3 | 28.44 | -13015 | -2170 | -814 | 0 | 0 | -647 | 528 | 0 | 300 | 639 | 53 | 341 | 2467 | 3288 | 4782 | 0 | 386 | 0 | 220 | 1119 | 0 | 857 | 1200 | 0 | 465 | 0 | 0 | 0 | 0 | 0 | 0 | 0 | 0 | 0
2040-01-20 | 4 | 28.44 | -13116 | -2242 | -762 | 0 | 0 | -252 | 528 | 0 | 300 | 639 | 53 | 341 | 2467 | 3288 | 4799 | 0 | 481 | 0 | 220 | 1125 | 0 | 465 | 1200 | 0 | 465 | 0 | 0 | 0 | 0 | 0 | 0 | 0 | 0 | 0
2040-01-20 | 5 | 28.44 | -13388 | -2242 | -735 | 0 | 0 | -71 | 528 | 0 | 300 | 639 | 53 | 341 | 2467 | 3288 | 4795 | 0 | 571 | 0 | 219 | 1125 | 0 | 445 | 1200 | 0 | 465 | 0 | 0 | 0 | 0 | 0 | 0 | 0 | 0 | 0
2040-01-20 | 6 | 35.45 | -13930 | -2318 | -762 | 0 | 0 | 0 | 528 | 0 | 300 | 653 | 53 | 341 | 2972 | 3288 | 4798 | 0 | 649 | 0 | 218 | 1125 | 0 | 418 | 1200 | 0 | 465 | 0 | 0 | 0 | 0 | 0 | 0 | 0 | 0 | 0
2040-01-20 | 7 | 38.43 | -14644 | -2318 | -867 | 0 | 0 | 126 | 528 | 0 | 300 | 850 | 53 | 341 | 3415 | 3288 | 4765 | 0 | 761 | 0 | 216 | 1131 | 0 | 389 | 1200 | 0 | 465 | 0 | 0 | 0 | 0 | 0 | 0 | 0 | 0 | 0
2040-01-20 | 8 | 38.43 | -15562 | -2318 | -998 | 0 | 0 | 279 | 930 | 0 | 300 | 1037 | 53 | 341 | 3973 | 3288 | 4360 | 0 | 868 | 44 | 214 | 1140 | 0 | 385 | 1200 | 0 | 465 | 0 | 0 | 0 | 0 | 0 | 0 | 0 | 0 | 0
2040-01-20 | 9 | 28.44 | -16543 | -2395 | -1234 | 0 | 0 | -13 | 1807 | 0 | 300 | 1038 | 53 | 341 | 4059 | 3288 | 4786 | 0 | 885 | 199 | 214 | 1151 | 0 | 399 | 1200 | 0 | 465 | 0 | 0 | 0 | 0 | 0 | 0 | 0 | 0 | 0
2040-01-20 | 10 | 30.24 | -17561 | -2471 | -1444 | 0 | 0 | 0 | 2711 | 0 | 300 | 1089 | 53 | 341 | 4144 | 3288 | 4788 | 0 | 896 | 415 | 215 | 1154 | 0 | 417 | 1200 | 0 | 465 | 0 | 0 | 0 | 0 | 0 | 0 | 0 | 0 | 0
2040-01-20 | 11 | 38.43 | -18156 | -2548 | -1313 | 0 | 0 | 61 | 3408 | 0 | 300 | 1038 | 53 | 341 | 4811 | 3288 | 3901 | 0 | 866 | 494 | 217 | 1163 | 0 | 409 | 1200 | 0 | 465 | 0 | 0 | 0 | 0 | 0 | 0 | 0 | 0 | 0
2040-01-20 | 12 | 38.43 | -18448 | -2548 | -1444 | 0 | 0 | 795 | 3921 | 0 | 300 | 1037 | 53 | 341 | 5027 | 3288 | 2862 | 0 | 841 | 521 | 217 | 1161 | 0 | 411 | 1200 | 0 | 465 | 0 | 0 | 0 | 0 | 0 | 0 | 0 | 0 | 0
2040-01-20 | 13 | 38.43 | -18384 | -2548 | -1576 | 0 | 0 | 830 | 4211 | 0 | 300 | 1075 | 53 | 341 | 5027 | 3288 | 2433 | 0 | 808 | 684 | 216 | 1158 | 0 | 418 | 1200 | 0 | 465 | 0 | 0 | 0 | 0 | 0 | 0 | 0 | 0 | 0
2040-01-20 | 14 | 35.45 | -18371 | -2471 | -1628 | 0 | 0 | 0 | 4143 | 0 | 300 | 819 | 53 | 341 | 4686 | 3288 | 3253 | 0 | 818 | 1307 | 217 | 1157 | 0 | 423 | 1200 | 0 | 465 | 0 | 0 | 0 | 0 | 0 | 0 | 0 | 0 | 0
2040-01-20 | 15 | 32.18 | -18299 | -2318 | -1681 | 0 | 0 | 0 | 4058 | 0 | 300 | 709 | 53 | 341 | 4679 | 3288 | 3112 | 0 | 840 | 1479 | 217 | 1145 | 0 | 412 | 1200 | 0 | 465 | 0 | 0 | 0 | 0 | 0 | 0 | 0 | 0 | 0
2040-01-20 | 16 | 25.02 | -18859 | -2471 | -1602 | 0 | 0 | -632 | 4058 | 0 | 300 | 910 | 53 | 341 | 4257 | 3288 | 4848 | 0 | 880 | 1213 | 219 | 1145 | 0 | 386 | 1200 | 0 | 465 | 0 | 0 | 0 | 0 | 0 | 0 | 0 | 0 | 0
2040-01-20 | 17 | 33.82 | -19951 | -2471 | -1576 | 0 | 0 | 467 | 4460 | 0 | 300 | 1126 | 53 | 341 | 4695 | 3288 | 4845 | 0 | 839 | 176 | 218 | 1124 | 0 | 400 | 1200 | 0 | 465 | 0 | 0 | 0 | 0 | 0 | 0 | 0 | 0 | 0
2040-01-20 | 18 | 27.7 | -19504 | -2471 | -1628 | 0 | 0 | 0 | 5284 | 0 | 300 | 1108 | 53 | 325 | 4168 | 3288 | 4847 | 0 | 771 | 0 | 218 | 1136 | 0 | 439 | 1200 | 0 | 465 | 0 | 0 | 0 | 0 | 0 | 0 | 0 | 0 | 0
2040-01-20 | 19 | 19.28 | -18603 | -2548 | -1681 | 0 | 0 | 0 | 5025 | 0 | 300 | 1037 | 53 | 166 | 3825 | 3288 | 4857 | 0 | 791 | 0 | 218 | 1152 | 0 | 454 | 1200 | 0 | 465 | 0 | 0 | 0 | 0 | 0 | 0 | 0 | 0 | 0
2040-01-20 | 20 | 17.38 | -17833 | -2709 | -1576 | 0 | 0 | -75 | 4417 | 0 | 300 | 936 | 53 | 160 | 3794 | 3288 | 4864 | 0 | 874 | 0 | 218 | 1155 | 0 | 469 | 1200 | 0 | 465 | 0 | 0 | 0 | 0 | 0 | 0 | 0 | 0 | 0
2040-01-20 | 21 | 17.38 | -16822 | -2961 | -1471 | 0 | 0 | -102 | 3979 | 0 | 300 | 767 | 53 | 160 | 3543 | 3288 | 4857 | 0 | 883 | 0 | 218 | 1155 | 0 | 486 | 1200 | 0 | 465 | 0 | 0 | 0 | 0 | 0 | 0 | 0 | 0 | 0
2040-01-20 | 22 | 21.94 | -15933 | -3221 | -1339 | 0 | 0 | 0 | 3355 | 0 | 300 | 674 | 53 | 160 | 3351 | 3288 | 4849 | 0 | 923 | 0 | 219 | 1157 | 0 | 499 | 1200 | 0 | 465 | 0 | 0 | 0 | 0 | 0 | 0 | 0 | 0 | 0
2040-01-20 | 23 | 19.28 | -14935 | -3496 | -1339 | 0 | 0 | 0 | 2922 | 0 | 300 | 653 | 53 | 160 | 3080 | 3288 | 4855 | 0 | 929 | 0 | 220 | 1142 | 0 | 502 | 1200 | 0 | 465 | 0 | 0 | 0 | 0 | 0 | 0 | 0 | 0 | 0
2040-01-20 | 24 | 23.49 | -14171 | -3684 | -1208 | 0 | 0 | 131 | 2251 | 0 | 300 | 653 | 53 | 212 | 2880 | 3288 | 4856 | 0 | 954 | 0 | 219 | 1136 | 0 | 465 | 1200 | 0 | 465 | 0 | 0 | 0 | 0 | 0 | 0 | 0 | 0 | 0
2040-01-21 | 1 | 33.57 | -13780 | -3779 | -1077 | 0 | 0 | 0 | 528 | 0 | 300 | 1037 | 53 | 319 | 3423 | 3288 | 4857 | 0 | 969 | 0 | 220 | 1125 | 0 | 850 | 1200 | 0 | 465 | 0 | 0 | 0 | 0 | 0 | 0 | 0 | 0 | 0
2040-01-21 | 2 | 34.28 | -13694 | -3976 | -919 | 0 | 0 | 0 | 528 | 0 | 300 | 1037 | 53 | 335 | 3372 | 3288 | 4857 | 0 | 961 | 0 | 220 | 1121 | 0 | 852 | 1200 | 0 | 465 | 0 | 0 | 0 | 0 | 0 | 0 | 0 | 0 | 0
2040-01-21 | 3 | 39.22 | -13868 | -4075 | -814 | 0 | 0 | 0 | 528 | 0 | 300 | 1038 | 53 | 341 | 3541 | 3288 | 4864 | 0 | 943 | 0 | 220 | 1119 | 0 | 857 | 1200 | 0 | 465 | 0 | 0 | 0 | 0 | 0 | 0 | 0 | 0 | 0
2040-01-21 | 4 | 40.06 | -14298 | -4075 | -762 | 0 | 0 | 0 | 528 | 0 | 300 | 1112 | 53 | 341 | 4235 | 3288 | 4864 | 0 | 938 | 0 | 220 | 1125 | 0 | 465 | 1200 | 0 | 465 | 0 | 0 | 0 | 0 | 0 | 0 | 0 | 0 | 0
2040-01-21 | 5 | 40.34 | -15234 | -4178 | -735 | 0 | 0 | 0 | 528 | 0 | 300 | 1126 | 53 | 341 | 5219 | 3288 | 4886 | 0 | 952 | 0 | 219 | 1125 | 0 | 445 | 1200 | 0 | 465 | 0 | 0 | 0 | 0 | 0 | 0 | 0 | 0 | 0
2040-01-21 | 6 | 42.11 | -16692 | -4282 | -762 | 0 | 0 | 0 | 528 | 0 | 300 | 1472 | 53 | 341 | 6478 | 3288 | 4892 | 0 | 956 | 0 | 218 | 1125 | 0 | 418 | 1200 | 0 | 465 | 0 | 0 | 0 | 0 | 0 | 0 | 0 | 0 | 0
2040-01-21 | 7 | 42.58 | -17838 | -4282 | -867 | 0 | 0 | 0 | 1416 | 0 | 300 | 1472 | 53 | 341 | 6897 | 3288 | 4892 | 0 | 925 | 0 | 216 | 1131 | 0 | 389 | 1200 | 0 | 465 | 0 | 0 | 0 | 0 | 0 | 0 | 0 | 0 | 0
2040-01-21 | 8 | 42.58 | -18731 | -4385 | -998 | 0 | 0 | 0 | 2251 | 0 | 300 | 1472 | 53 | 341 | 7076 | 3288 | 4880 | 0 | 908 | 140 | 214 | 1140 | 0 | 385 | 1200 | 0 | 465 | 0 | 0 | 0 | 0 | 0 | 0 | 0 | 0 | 0
2040-01-21 | 9 | 40.34 | -19587 | -4489 | -1234 | 0 | 0 | 0 | 2996 | 0 | 300 | 1462 | 53 | 341 | 6171 | 3288 | 4874 | 0 | 905 | 1490 | 214 | 1151 | 0 | 399 | 1200 | 0 | 465 | 0 | 0 | 0 | 0 | 0 | 0 | 0 | 0 | 0
2040-01-21 | 10 | 37.71 | -20434 | -4385 | -1444 | 0 | 0 | 0 | 3583 | 0 | 300 | 1126 | 53 | 341 | 5315 | 3288 | 4872 | 0 | 929 | 3006 | 215 | 1154 | 0 | 417 | 1200 | 0 | 465 | 0 | 0 | 0 | 0 | 0 | 0 | 0 | 0 | 0
2040-01-21 | 11 | 32.18 | -20705 | -4385 | -1313 | 0 | -244 | -1143 | 4016 | 0 | 300 | 661 | 53 | 341 | 4567 | 3288 | 4881 | 0 | 918 | 5310 | 217 | 1163 | 0 | 409 | 1200 | 0 | 465 | 0 | 0 | 0 | 0 | 0 | 0 | 0 | 0 | 0
2040-01-21 | 12 | 32.18 | -20668 | -4282 | -1444 | 0 | 0 | -1329 | 4190 | 0 | 300 | 653 | 53 | 341 | 3969 | 3288 | 4884 | 0 | 921 | 5670 | 217 | 1161 | 0 | 411 | 1200 | 0 | 465 | 0 | 0 | 0 | 0 | 0 | 0 | 0 | 0 | 0
2040-01-21 | 13 | 32.18 | -20563 | -4178 | -1576 | 0 | -35 | -1859 | 4169 | 0 | 300 | 639 | 53 | 341 | 3569 | 3288 | 4900 | 0 | 938 | 6556 | 216 | 1158 | 0 | 418 | 1200 | 0 | 465 | 0 | 0 | 0 | 0 | 0 | 0 | 0 | 0 | 0
2040-01-21 | 14 | 32.18 | -20428 | -4075 | -1628 | 0 | 0 | -480 | 4074 | 0 | 300 | 653 | 53 | 341 | 3569 | 3288 | 4907 | 0 | 922 | 5041 | 217 | 1157 | 0 | 423 | 1200 | 0 | 465 | 0 | 0 | 0 | 0 | 0 | 0 | 0 | 0 | 0
2040-01-21 | 15 | 41.05 | -20640 | -4075 | -1681 | 0 | 0 | 0 | 4021 | 0 | 300 | 1126 | 53 | 341 | 5231 | 3288 | 4916 | 0 | 922 | 2758 | 217 | 1145 | 0 | 412 | 1200 | 0 | 465 | 0 | 0 | 0 | 0 | 0 | 0 | 0 | 0 | 0
2040-01-21 | 16 | 43.49 | -21381 | -3976 | -1602 | 0 | 0 | 858 | 4048 | 0 | 300 | 1472 | 53 | 341 | 6187 | 3288 | 4916 | 0 | 924 | 1157 | 219 | 1145 | 0 | 386 | 1200 | 0 | 465 | 0 | 0 | 0 | 0 | 0 | 0 | 0 | 0 | 0
2040-01-21 | 17 | 43.91 | -22618 | -3976 | -1576 | 0 | 240 | 1859 | 4491 | 0 | 313 | 1472 | 53 | 341 | 6712 | 3288 | 4916 | 0 | 944 | 134 | 218 | 1124 | 0 | 400 | 1200 | 0 | 465 | 0 | 0 | 0 | 0 | 0 | 0 | 0 | 0 | 0
2040-01-21 | 18 | 43.49 | -22434 | -3976 | -1628 | 0 | 0 | 778 | 5284 | 0 | 313 | 1472 | 53 | 341 | 7165 | 3288 | 4915 | 0 | 971 | 0 | 218 | 1136 | 0 | 439 | 1200 | 0 | 465 | 0 | 0 | 0 | 0 | 0 | 0 | 0 | 0 | 0
2040-01-21 | 19 | 43.49 | -21930 | -3976 | -1681 | 0 | 0 | 65 | 5178 | 0 | 313 | 1472 | 53 | 341 | 7473 | 3288 | 4915 | 0 | 999 | 0 | 218 | 1152 | 0 | 454 | 1200 | 0 | 465 | 0 | 0 | 0 | 0 | 0 | 0 | 0 | 0 | 0
2040-01-21 | 20 | 41.87 | -20984 | -3976 | -1576 | 0 | 0 | 0 | 4808 | 0 | 313 | 1472 | 53 | 341 | 6851 | 3288 | 4893 | 0 | 1010 | 0 | 218 | 1155 | 0 | 469 | 1200 | 0 | 465 | 0 | 0 | 0 | 0 | 0 | 0 | 0 | 0 | 0
2040-01-21 | 21 | 39.22 | -19646 | -3976 | -1471 | 0 | 0 | 0 | 4159 | 0 | 313 | 1452 | 53 | 341 | 6088 | 3288 | 4856 | 0 | 1018 | 0 | 218 | 1155 | 0 | 486 | 1200 | 0 | 465 | 0 | 0 | 0 | 0 | 0 | 0 | 0 | 0 | 0
2040-01-21 | 22 | 36.17 | -17924 | -3976 | -1339 | 0 | 0 | 0 | 3266 | 0 | 313 | 1196 | 53 | 341 | 5350 | 3288 | 4865 | 0 | 1027 | 0 | 219 | 1157 | 0 | 499 | 1200 | 0 | 465 | 0 | 0 | 0 | 0 | 0 | 0 | 0 | 0 | 0
2040-01-21 | 23 | 35.65 | -16691 | -3976 | -1339 | 0 | 0 | 0 | 2209 | 0 | 313 | 1126 | 53 | 341 | 5266 | 3288 | 4859 | 0 | 1023 | 0 | 220 | 1142 | 0 | 502 | 1200 | 0 | 465 | 0 | 0 | 0 | 0 | 0 | 0 | 0 | 0 | 0
2040-01-21 | 24 | 37.34 | -16135 | -3877 | -1208 | 0 | 0 | 0 | 1326 | 0 | 313 | 1162 | 53 | 341 | 5354 | 3288 | 4859 | 0 | 1038 | 0 | 219 | 1136 | 0 | 465 | 1200 | 0 | 465 | 0 | 0 | 0 | 0 | 0 | 0 | 0 | 0 | 0
2040-01-22 | 1 | 31.75 | -15774 | -3877 | -814 | 0 | 0 | -824 | 1797 | 0 | 300 | 1108 | 53 | 341 | 4615 | 3288 | 4859 | 0 | 1069 | 0 | 220 | 1125 | 0 | 850 | 1200 | 0 | 465 | 0 | 0 | 0 | 0 | 0 | 0 | 0 | 0 | 0
2040-01-22 | 2 | 31.75 | -15661 | -3877 | -735 | 0 | 0 | -699 | 1517 | 0 | 300 | 1112 | 53 | 341 | 4583 | 3288 | 4859 | 0 | 1063 | 0 | 220 | 1121 | 0 | 852 | 1200 | 0 | 465 | 0 | 0 | 0 | 0 | 0 | 0 | 0 | 0 | 0
2040-01-22 | 3 | 31.75 | -15690 | -3877 | -630 | 0 | 0 | -654 | 1374 | 0 | 300 | 1112 | 53 | 341 | 4583 | 3288 | 4867 | 0 | 1073 | 0 | 220 | 1119 | 0 | 857 | 1200 | 0 | 465 | 0 | 0 | 0 | 0 | 0 | 0 | 0 | 0 | 0
2040-01-22 | 4 | 34.28 | -16137 | -3877 | -604 | 0 | 0 | 0 | 1379 | 0 | 300 | 1126 | 53 | 341 | 4729 | 3288 | 4875 | 0 | 1052 | 0 | 220 | 1125 | 0 | 465 | 1200 | 0 | 465 | 0 | 0 | 0 | 0 | 0 | 0 | 0 | 0 | 0
2040-01-22 | 5 | 39.87 | -17372 | -3877 | -604 | 0 | 0 | 0 | 1680 | 0 | 300 | 1197 | 53 | 341 | 5596 | 3288 | 4883 | 0 | 1061 | 0 | 219 | 1125 | 0 | 445 | 1200 | 0 | 465 | 0 | 0 | 0 | 0 | 0 | 0 | 0 | 0 | 0
2040-01-22 | 6 | 41.61 | -19370 | -3877 | -630 | 0 | 0 | 0 | 2520 | 0 | 300 | 1472 | 53 | 341 | 6533 | 3288 | 4882 | 0 | 1061 | 0 | 218 | 1125 | 0 | 418 | 1200 | 0 | 465 | 0 | 0 | 0 | 0 | 0 | 0 | 0 | 0 | 0
2040-01-22 | 7 | 40.98 | -20523 | -3877 | -788 | 0 | 0 | 0 | 3952 | 0 | 300 | 1472 | 53 | 341 | 6428 | 3288 | 4882 | 0 | 1070 | 0 | 216 | 1131 | 0 | 389 | 1200 | 0 | 465 | 0 | 0 | 0 | 0 | 0 | 0 | 0 | 0 | 0
2040-01-22 | 8 | 39.87 | -20707 | -3877 | -972 | 0 | 0 | 0 | 4814 | 0 | 300 | 1366 | 53 | 341 | 5900 | 3288 | 4852 | 0 | 1073 | 165 | 214 | 1140 | 0 | 385 | 1200 | 0 | 465 | 0 | 0 | 0 | 0 | 0 | 0 | 0 | 0 | 0
2040-01-22 | 9 | 31.75 | -20680 | -3877 | -1155 | 0 | 0 | -211 | 5041 | 0 | 300 | 1112 | 53 | 341 | 4682 | 3288 | 4843 | 0 | 1045 | 1789 | 214 | 1151 | 0 | 399 | 1200 | 0 | 465 | 0 | 0 | 0 | 0 | 0 | 0 | 0 | 0 | 0
2040-01-22 | 10 | 31.75 | -20884 | -3590 | -1339 | 0 | 0 | -791 | 4946 | 0 | 300 | 709 | 53 | 341 | 4093 | 3288 | 4842 | 0 | 997 | 3584 | 215 | 1154 | 0 | 417 | 1200 | 0 | 465 | 0 | 0 | 0 | 0 | 0 | 0 | 0 | 0 | 0
2040-01-22 | 11 | 31.32 | -21171 | -3221 | -1313 | -200 | -236 | -1859 | 4819 | 0 | 300 | 639 | 53 | 341 | 3620 | 3288 | 4830 | 0 | 968 | 5688 | 217 | 1163 | 0 | 409 | 1200 | 0 | 465 | 0 | 0 | 0 | 0 | 0 | 0 | 0 | 0 | 0
2040-01-22 | 12 | 31.32 | -20704 | -2876 | -1129 | 0 | -552 | -1859 | 4660 | 0 | 300 | 633 | 53 | 341 | 2397 | 3288 | 4823 | 0 | 926 | 6243 | 217 | 1161 | 0 | 411 | 1200 | 0 | 465 | 0 | 0 | 0 | 0 | 0 | 0 | 0 | 0 | 0
2040-01-22 | 13 | 31.32 | -20513 | -2628 | -1471 | 0 | -255 | -1859 | 4386 | 0 | 300 | 633 | 53 | 341 | 2164 | 3288 | 4795 | 0 | 914 | 6395 | 216 | 1158 | 0 | 418 | 1200 | 0 | 465 | 0 | 0 | 0 | 0 | 0 | 0 | 0 | 0 | 0
2040-01-22 | 14 | 31.75 | -20419 | -2471 | -1444 | 0 | 0 | -966 | 4137 | 0 | 300 | 633 | 53 | 341 | 1964 | 3288 | 4618 | 0 | 867 | 5636 | 217 | 1157 | 0 | 423 | 1200 | 0 | 465 | 0 | 0 | 0 | 0 | 0 | 0 | 0 | 0 | 0
2040-01-22 | 15 | 37.71 | -20034 | -2318 | -1287 | 0 | 0 | 0 | 3878 | 0 | 300 | 639 | 53 | 341 | 2293 | 3288 | 4317 | 0 | 850 | 4241 | 217 | 1145 | 0 | 412 | 1200 | 0 | 465 | 0 | 0 | 0 | 0 | 0 | 0 | 0 | 0 | 0
2040-01-22 | 16 | 42.91 | -20300 | -2242 | -1707 | 0 | 0 | 1541 | 3831 | 0 | 300 | 1126 | 53 | 341 | 3934 | 3288 | 3721 | 0 | 820 | 1879 | 219 | 1145 | 0 | 386 | 1200 | 0 | 465 | 0 | 0 | 0 | 0 | 0 | 0 | 0 | 0 | 0
2040-01-22 | 17 | 46.15 | -21165 | -2242 | -2180 | 172 | 610 | 1859 | 4317 | 0 | 313 | 1472 | 53 | 341 | 6156 | 3288 | 2691 | 0 | 746 | 162 | 218 | 1124 | 0 | 400 | 1200 | 0 | 465 | 0 | 0 | 0 | 0 | 0 | 0 | 0 | 0 | 0
2040-01-22 | 18 | 42.91 | -21197 | -2395 | -2626 | 0 | 136 | 1781 | 5284 | 0 | 313 | 1472 | 53 | 341 | 7236 | 3288 | 2147 | 0 | 707 | 0 | 218 | 1136 | 0 | 439 | 1200 | 0 | 465 | 0 | 0 | 0 | 0 | 0 | 0 | 0 | 0 | 0
2040-01-22 | 19 | 42.91 | -21239 | -2471 | -2521 | 0 | 51 | 1781 | 5279 | 0 | 313 | 1472 | 53 | 341 | 7801 | 3288 | 1660 | 0 | 702 | 0 | 218 | 1152 | 0 | 454 | 1200 | 0 | 465 | 0 | 0 | 0 | 0 | 0 | 0 | 0 | 0 | 0
2040-01-22 | 20 | 42.91 | -20449 | -2548 | -1786 | 0 | 100 | 234 | 4888 | 0 | 313 | 1472 | 53 | 341 | 8071 | 3288 | 1841 | 0 | 674 | 0 | 218 | 1155 | 0 | 469 | 1200 | 0 | 465 | 0 | 0 | 0 | 0 | 0 | 0 | 0 | 0 | 0
2040-01-22 | 21 | 42.58 | -19283 | -2548 | -1628 | 0 | 0 | 0 | 4254 | 0 | 313 | 1472 | 53 | 341 | 8069 | 3288 | 1501 | 0 | 643 | 0 | 218 | 1155 | 0 | 486 | 1200 | 0 | 465 | 0 | 0 | 0 | 0 | 0 | 0 | 0 | 0 | 0
2040-01-22 | 22 | 41.82 | -17648 | -2548 | -1366 | 0 | 0 | 0 | 3313 | 0 | 313 | 1452 | 53 | 341 | 7500 | 3288 | 1160 | 0 | 601 | 0 | 219 | 1157 | 0 | 499 | 1200 | 0 | 465 | 0 | 0 | 0 | 0 | 0 | 0 | 0 | 0 | 0
2040-01-22 | 23 | 42.24 | -16387 | -2628 | -1129 | 0 | 0 | 0 | 2129 | 0 | 313 | 1472 | 53 | 341 | 7877 | 3288 | 625 | 0 | 516 | 0 | 220 | 1142 | 0 | 502 | 1200 | 0 | 465 | 0 | 0 | 0 | 0 | 0 | 0 | 0 | 0 | 0
2040-01-22 | 24 | 42.58 | -15462 | -2628 | -919 | 0 | 0 | 0 | 1173 | 0 | 313 | 1472 | 53 | 341 | 8010 | 3288 | 437 | 0 | 437 | 0 | 219 | 1136 | 0 | 465 | 1200 | 0 | 465 | 0 | 0 | 0 | 0 | 0 | 0 | 0 | 0 | 0
2040-01-23 | 1 | 41.61 | -15072 | -2790 | -814 | 0 | 0 | 0 | 1548 | 0 | 313 | 1366 | 53 | 341 | 7190 | 3288 | 347 | 0 | 370 | 0 | 220 | 1125 | 0 | 850 | 1200 | 0 | 465 | 0 | 0 | 0 | 0 | 0 | 0 | 0 | 0 | 0
2040-01-23 | 2 | 42.02 | -14941 | -2790 | -735 | 0 | 0 | 0 | 1226 | 0 | 300 | 1452 | 53 | 341 | 7385 | 3288 | 233 | 0 | 329 | 0 | 220 | 1121 | 0 | 852 | 1200 | 0 | 465 | 0 | 0 | 0 | 0 | 0 | 0 | 0 | 0 | 0
2040-01-23 | 3 | 42.06 | -14969 | -2790 | -630 | 0 | 0 | 0 | 1067 | 0 | 300 | 1452 | 53 | 341 | 7428 | 3288 | 271 | 0 | 328 | 0 | 220 | 1119 | 0 | 857 | 1200 | 0 | 465 | 0 | 0 | 0 | 0 | 0 | 0 | 0 | 0 | 0
2040-01-23 | 4 | 43.09 | -15589 | -2790 | -604 | 0 | 0 | 0 | 1073 | 0 | 300 | 1472 | 53 | 341 | 7993 | 3288 | 622 | 0 | 366 | 0 | 220 | 1125 | 0 | 465 | 1200 | 0 | 465 | 0 | 0 | 0 | 0 | 0 | 0 | 0 | 0 | 0
2040-01-23 | 5 | 43.49 | -16862 | -2628 | -604 | 0 | 0 | 0 | 1406 | 0 | 300 | 1472 | 53 | 341 | 8227 | 3288 | 1148 | 0 | 405 | 0 | 219 | 1125 | 0 | 445 | 1200 | 0 | 465 | 0 | 0 | 0 | 0 | 0 | 0 | 0 | 0 | 0
2040-01-23 | 6 | 43.71 | -19028 | -2628 | -630 | 0 | 0 | 0 | 2336 | 0 | 300 | 1472 | 53 | 341 | 8485 | 3288 | 2143 | 0 | 442 | 0 | 218 | 1125 | 0 | 418 | 1200 | 0 | 465 | 0 | 0 | 0 | 0 | 0 | 0 | 0 | 0 | 0
2040-01-23 | 7 | 41.9 | -20154 | -2548 | -788 | 0 | 0 | 0 | 3931 | 0 | 300 | 1452 | 53 | 341 | 7312 | 3288 | 2909 | 0 | 501 | 0 | 216 | 1131 | 0 | 389 | 1200 | 0 | 465 | 0 | 0 | 0 | 0 | 0 | 0 | 0 | 0 | 0
2040-01-23 | 8 | 39.89 | -20386 | -2471 | -972 | 0 | 0 | 0 | 4782 | 0 | 300 | 1196 | 53 | 341 | 6052 | 3288 | 3774 | 0 | 558 | 79 | 214 | 1140 | 0 | 385 | 1200 | 0 | 465 | 0 | 0 | 0 | 0 | 0 | 0 | 0 | 0 | 0
2040-01-23 | 9 | 35.45 | -20434 | -2242 | -1155 | 0 | 0 | 0 | 4893 | 0 | 300 | 1112 | 53 | 341 | 4884 | 3288 | 4265 | 0 | 590 | 675 | 214 | 1151 | 0 | 399 | 1200 | 0 | 465 | 0 | 0 | 0 | 0 | 0 | 0 | 0 | 0 | 0
2040-01-23 | 10 | 32.97 | -20669 | -2098 | -1339 | 0 | 0 | -107 | 4946 | 0 | 300 | 1108 | 53 | 341 | 4475 | 3288 | 4388 | 0 | 591 | 1273 | 215 | 1154 | 0 | 417 | 1200 | 0 | 465 | 0 | 0 | 0 | 0 | 0 | 0 | 0 | 0 | 0
2040-01-23 | 11 | 32.97 | -20752 | -1887 | -1313 | 0 | 0 | -601 | 4946 | 0 | 300 | 782 | 53 | 341 | 4074 | 3288 | 4565 | 0 | 540 | 2211 | 217 | 1163 | 0 | 409 | 1200 | 0 | 465 | 0 | 0 | 0 | 0 | 0 | 0 | 0 | 0 | 0
2040-01-23 | 12 | 32.97 | -20294 | -1752 | -1129 | 0 | 0 | -1206 | 4777 | 0 | 300 | 653 | 53 | 341 | 4074 | 3288 | 4517 | 0 | 471 | 2454 | 217 | 1161 | 0 | 411 | 1200 | 0 | 465 | 0 | 0 | 0 | 0 | 0 | 0 | 0 | 0 | 0
2040-01-23 | 13 | 32.97 | -20240 | -1564 | -1471 | 0 | 0 | -1033 | 4539 | 0 | 300 | 639 | 53 | 341 | 2446 | 3288 | 4701 | 0 | 455 | 4087 | 216 | 1158 | 0 | 418 | 1200 | 0 | 465 | 0 | 0 | 0 | 0 | 0 | 0 | 0 | 0 | 0
2040-01-23 | 14 | 32.97 | -20080 | -1442 | -1444 | 0 | 0 | -336 | 4402 | 0 | 300 | 639 | 53 | 341 | 2126 | 3288 | 4752 | 0 | 367 | 3573 | 217 | 1157 | 0 | 423 | 1200 | 0 | 465 | 0 | 0 | 0 | 0 | 0 | 0 | 0 | 0 | 0
2040-01-23 | 15 | 39.22 | -19671 | -1442 | -1287 | 0 | 0 | 0 | 4174 | 0 | 300 | 639 | 53 | 341 | 2330 | 3288 | 4810 | 0 | 324 | 2702 | 217 | 1145 | 0 | 412 | 1200 | 0 | 465 | 0 | 0 | 0 | 0 | 0 | 0 | 0 | 0 | 0
2040-01-23 | 16 | 44.56 | -19815 | -1384 | -1707 | 0 | 0 | 375 | 4127 | 0 | 300 | 1036 | 53 | 341 | 3360 | 3288 | 4827 | 0 | 284 | 1500 | 219 | 1145 | 0 | 386 | 1200 | 0 | 465 | 0 | 0 | 0 | 0 | 0 | 0 | 0 | 0 | 0
2040-01-23 | 17 | 44.56 | -20394 | -1384 | -2180 | 0 | 0 | 1324 | 4560 | 0 | 300 | 1196 | 53 | 341 | 4202 | 3288 | 4829 | 0 | 302 | 155 | 218 | 1124 | 0 | 400 | 1200 | 0 | 465 | 0 | 0 | 0 | 0 | 0 | 0 | 0 | 0 | 0
2040-01-23 | 18 | 44.56 | -20255 | -1384 | -2626 | 0 | 0 | 731 | 5284 | 0 | 300 | 1126 | 53 | 341 | 4490 | 3288 | 4856 | 0 | 337 | 0 | 218 | 1136 | 0 | 439 | 1200 | 0 | 465 | 0 | 0 | 0 | 0 | 0 | 0 | 0 | 0 | 0
2040-01-23 | 19 | 39.94 | -20275 | -1384 | -2521 | 0 | 0 | 0 | 5104 | 0 | 300 | 1126 | 53 | 341 | 5245 | 3288 | 4849 | 0 | 384 | 0 | 218 | 1152 | 0 | 454 | 1200 | 0 | 465 | 0 | 0 | 0 | 0 | 0 | 0 | 0 | 0 | 0
2040-01-23 | 20 | 30.24 | -19455 | -1330 | -1786 | 0 | 0 | 0 | 4581 | 0 | 300 | 1108 | 53 | 325 | 4135 | 3288 | 4841 | 0 | 431 | 0 | 218 | 1155 | 0 | 469 | 1200 | 0 | 465 | 0 | 0 | 0 | 0 | 0 | 0 | 0 | 0 | 0
2040-01-23 | 21 | 10 | -18209 | -1272 | -1628 | 0 | 0 | 0 | 3831 | 0 | 300 | 936 | 53 | 166 | 3750 | 3288 | 4834 | 0 | 475 | 0 | 218 | 1155 | 0 | 438 | 1200 | 0 | 465 | 0 | 0 | 0 | 0 | 0 | 0 | 48 | 0 | 0
2040-01-23 | 22 | 10 | -16732 | -1272 | -1366 | 0 | 0 | 0 | 2764 | 0 | 300 | 653 | 53 | 160 | 3513 | 3288 | 4834 | 0 | 522 | 0 | 219 | 1157 | 0 | 241 | 1200 | 0 | 465 | 0 | 0 | 0 | 0 | 0 | 0 | 258 | 0 | 0
2040-01-23 | 23 | 10 | -15475 | -1164 | -1129 | 0 | 0 | 0 | 1474 | 0 | 300 | 653 | 53 | 160 | 3261 | 3288 | 4832 | 0 | 593 | 0 | 220 | 1142 | 0 | 127 | 1200 | 0 | 465 | 0 | 0 | 0 | 0 | 0 | 0 | 375 | 0 | 0
2040-01-23 | 24 | 5 | -14587 | -1065 | -919 | 0 | 0 | 0 | 528 | 0 | 300 | 639 | 53 | 160 | 3128 | 3288 | 4832 | 0 | 623 | 0 | 219 | 1134 | 0 | 0 | 1200 | 0 | 465 | 0 | 0 | 0 | 0 | 2 | 0 | 465 | 0 | 0
2040-01-24 | 1 | 26.53 | -14041 | -1015 | -814 | 0 | -210 | -1859 | 539 | 0 | 300 | 639 | 53 | 319 | 3446 | 3288 | 4809 | 0 | 686 | 0 | 220 | 1125 | 0 | 850 | 1200 | 0 | 465 | 0 | 0 | 0 | 0 | 0 | 0 | 0 | 0 | 0
2040-01-24 | 2 | 27.63 | -13807 | -1065 | -735 | 0 | 0 | -1843 | 528 | 0 | 300 | 639 | 53 | 335 | 3110 | 3288 | 4644 | 0 | 694 | 0 | 220 | 1121 | 0 | 852 | 1200 | 0 | 465 | 0 | 0 | 0 | 0 | 0 | 0 | 0 | 0 | 0
2040-01-24 | 3 | 27.63 | -13905 | -1065 | -630 | 0 | 0 | -1523 | 528 | 0 | 300 | 639 | 53 | 341 | 2820 | 3288 | 4601 | 0 | 692 | 0 | 220 | 1119 | 0 | 857 | 1200 | 0 | 465 | 0 | 0 | 0 | 0 | 0 | 0 | 0 | 0 | 0
2040-01-24 | 4 | 27.63 | -14339 | -921 | -604 | 0 | 0 | -1132 | 528 | 0 | 300 | 639 | 53 | 341 | 2820 | 3288 | 4815 | 0 | 736 | 0 | 220 | 1125 | 0 | 465 | 1200 | 0 | 465 | 0 | 0 | 0 | 0 | 0 | 0 | 0 | 0 | 0
2040-01-24 | 5 | 27.63 | -15586 | -872 | -604 | 0 | 0 | -172 | 528 | 0 | 300 | 653 | 53 | 341 | 3040 | 3288 | 4808 | 0 | 768 | 0 | 219 | 1125 | 0 | 445 | 1200 | 0 | 465 | 0 | 0 | 0 | 0 | 0 | 0 | 0 | 0 | 0
2040-01-24 | 6 | 37.34 | -17648 | -872 | -630 | 0 | 0 | 195 | 1089 | 0 | 300 | 1040 | 53 | 341 | 3856 | 3288 | 4816 | 0 | 746 | 0 | 218 | 1125 | 0 | 418 | 1200 | 0 | 465 | 0 | 0 | 0 | 0 | 0 | 0 | 0 | 0 | 0
2040-01-24 | 7 | 34.28 | -18822 | -872 | -788 | 0 | 0 | 0 | 2790 | 0 | 300 | 1012 | 53 | 341 | 3749 | 3288 | 4815 | 0 | 732 | 0 | 216 | 1131 | 0 | 389 | 1200 | 0 | 465 | 0 | 0 | 0 | 0 | 0 | 0 | 0 | 0 | 0
2040-01-24 | 8 | 27.63 | -19063 | -831 | -972 | 0 | 0 | -260 | 3773 | 0 | 300 | 778 | 53 | 341 | 3671 | 3288 | 4772 | 0 | 689 | 56 | 214 | 1140 | 0 | 385 | 1200 | 0 | 465 | 0 | 0 | 0 | 0 | 0 | 0 | 0 | 0 | 0
2040-01-24 | 9 | 27.63 | -19142 | -746 | -1155 | 0 | 0 | -498 | 4011 | 0 | 300 | 720 | 53 | 341 | 3851 | 3288 | 4512 | 0 | 648 | 389 | 214 | 1151 | 0 | 399 | 1200 | 0 | 465 | 0 | 0 | 0 | 0 | 0 | 0 | 0 | 0 | 0
2040-01-24 | 10 | 37.34 | -19391 | -746 | -1339 | 0 | 0 | 584 | 4206 | 0 | 300 | 832 | 53 | 341 | 4734 | 3288 | 2521 | 0 | 614 | 553 | 215 | 1154 | 0 | 417 | 1200 | 0 | 465 | 0 | 0 | 0 | 0 | 0 | 0 | 0 | 0 | 0
2040-01-24 | 11 | 37.34 | -19676 | -705 | -1313 | 0 | 0 | 823 | 4349 | 0 | 300 | 897 | 53 | 341 | 4734 | 3288 | 2083 | 0 | 591 | 780 | 217 | 1163 | 0 | 409 | 1200 | 0 | 465 | 0 | 0 | 0 | 0 | 0 | 0 | 0 | 0 | 0
2040-01-24 | 12 | 35.45 | -19347 | -705 | -1129 | 0 | 0 | 0 | 4428 | 0 | 300 | 653 | 53 | 341 | 4552 | 3288 | 2793 | 0 | 580 | 740 | 217 | 1161 | 0 | 411 | 1200 | 0 | 465 | 0 | 0 | 0 | 0 | 0 | 0 | 0 | 0 | 0
2040-01-24 | 13 | 37.34 | -19371 | -665 | -1471 | 0 | 0 | 256 | 4386 | 0 | 300 | 653 | 53 | 341 | 4704 | 3288 | 2933 | 0 | 578 | 556 | 216 | 1158 | 0 | 418 | 1200 | 0 | 465 | 0 | 0 | 0 | 0 | 0 | 0 | 0 | 0 | 0
2040-01-24 | 14 | 37.34 | -19354 | -625 | -1444 | 0 | 0 | 873 | 4359 | 0 | 300 | 999 | 53 | 341 | 4799 | 3288 | 1681 | 0 | 574 | 693 | 217 | 1157 | 0 | 423 | 1200 | 0 | 465 | 0 | 0 | 0 | 0 | 0 | 0 | 0 | 0 | 0
2040-01-24 | 15 | 37.34 | -19056 | -625 | -1287 | 0 | 0 | 429 | 4232 | 0 | 300 | 1037 | 53 | 341 | 5299 | 3288 | 1529 | 0 | 607 | 412 | 217 | 1145 | 0 | 412 | 1200 | 0 | 465 | 0 | 0 | 0 | 0 | 0 | 0 | 0 | 0 | 0
2040-01-24 | 16 | 37.34 | -19117 | -589 | -1707 | 0 | 79 | 1593 | 4280 | 0 | 300 | 1126 | 53 | 341 | 5533 | 3288 | 451 | 0 | 667 | 285 | 219 | 1145 | 0 | 386 | 1200 | 0 | 465 | 0 | 0 | 0 | 0 | 0 | 0 | 0 | 0 | 0
2040-01-24 | 17 | 37.34 | -19351 | -625 | -2180 | 0 | 102 | 637 | 4708 | 0 | 300 | 1108 | 53 | 341 | 5488 | 3288 | 1992 | 0 | 647 | 84 | 218 | 1124 | 0 | 400 | 1200 | 0 | 465 | 0 | 0 | 0 | 0 | 0 | 0 | 0 | 0 | 0
2040-01-24 | 18 | 34.28 | -19084 | -705 | -2626 | 0 | 0 | 0 | 5284 | 0 | 300 | 897 | 53 | 341 | 5109 | 3288 | 2976 | 0 | 709 | 0 | 218 | 1136 | 0 | 439 | 1200 | 0 | 465 | 0 | 0 | 0 | 0 | 0 | 0 | 0 | 0 | 0
2040-01-24 | 19 | 30.24 | -19049 | -872 | -2521 | 0 | 0 | 0 | 5120 | 0 | 300 | 849 | 53 | 325 | 4604 | 3288 | 3630 | 0 | 783 | 0 | 218 | 1152 | 0 | 454 | 1200 | 0 | 465 | 0 | 0 | 0 | 0 | 0 | 0 | 0 | 0 | 0
2040-01-24 | 20 | 17.91 | -18297 | -1015 | -1786 | 0 | 0 | -282 | 4671 | 0 | 300 | 653 | 53 | 166 | 3103 | 3288 | 4782 | 0 | 858 | 0 | 218 | 1155 | 0 | 469 | 1200 | 0 | 465 | 0 | 0 | 0 | 0 | 0 | 0 | 0 | 0 | 0
2040-01-24 | 21 | 17.91 | -17196 | -1114 | -1628 | 0 | 0 | -112 | 4042 | 0 | 300 | 639 | 53 | 160 | 2345 | 3288 | 4790 | 0 | 909 | 0 | 218 | 1155 | 0 | 486 | 1200 | 0 | 465 | 0 | 0 | 0 | 0 | 0 | 0 | 0 | 0 | 0
2040-01-24 | 22 | 17.91 | -15842 | -1272 | -1366 | 0 | 0 | -221 | 3128 | 0 | 300 | 639 | 53 | 160 | 1892 | 3288 | 4769 | 0 | 931 | 0 | 219 | 1157 | 0 | 499 | 1200 | 0 | 465 | 0 | 0 | 0 | 0 | 0 | 0 | 0 | 0 | 0
2040-01-24 | 23 | 17.91 | -14637 | -1384 | -1129 | 0 | 0 | -131 | 2003 | 0 | 300 | 639 | 53 | 160 | 1589 | 3288 | 4783 | 0 | 937 | 0 | 220 | 1142 | 0 | 502 | 1200 | 0 | 465 | 0 | 0 | 0 | 0 | 0 | 0 | 0 | 0 | 0
2040-01-24 | 24 | 24.21 | -13900 | -1505 | -919 | 0 | 0 | 553 | 1030 | 0 | 300 | 639 | 53 | 249 | 989 | 3288 | 4777 | 0 | 961 | 0 | 219 | 1136 | 0 | 465 | 1200 | 0 | 465 | 0 | 0 | 0 | 0 | 0 | 0 | 0 | 0 | 0
2040-01-25 | 1 | 31.1 | -13483 | -1564 | -814 | 0 | 0 | -157 | 528 | 0 | 300 | 639 | 53 | 331 | 1265 | 3288 | 4785 | 0 | 967 | 0 | 220 | 1125 | 0 | 850 | 1200 | 0 | 465 | 0 | 0 | 0 | 0 | 0 | 0 | 0 | 0 | 0
2040-01-25 | 2 | 31.1 | -13407 | -1626 | -735 | 0 | 0 | -213 | 528 | 0 | 300 | 639 | 53 | 341 | 1237 | 3288 | 4789 | 0 | 948 | 0 | 220 | 1121 | 0 | 852 | 1200 | 0 | 465 | 0 | 0 | 0 | 0 | 0 | 0 | 0 | 0 | 0
2040-01-25 | 3 | 31.1 | -13466 | -1626 | -630 | 0 | 0 | -102 | 528 | 0 | 300 | 639 | 53 | 341 | 1122 | 3288 | 4725 | 0 | 966 | 0 | 220 | 1119 | 0 | 857 | 1200 | 0 | 465 | 0 | 0 | 0 | 0 | 0 | 0 | 0 | 0 | 0
2040-01-25 | 4 | 31.1 | -13961 | -1689 | -604 | 0 | 0 | -255 | 528 | 0 | 300 | 639 | 53 | 341 | 2311 | 3288 | 4622 | 0 | 952 | 0 | 220 | 1125 | 0 | 465 | 1200 | 0 | 465 | 0 | 0 | 0 | 0 | 0 | 0 | 0 | 0 | 0
2040-01-25 | 5 | 38.81 | -15353 | -1752 | -604 | 0 | 0 | 0 | 528 | 0 | 300 | 862 | 53 | 341 | 3735 | 3288 | 4217 | 0 | 930 | 0 | 219 | 1125 | 0 | 445 | 1200 | 0 | 465 | 0 | 0 | 0 | 0 | 0 | 0 | 0 | 0 | 0
2040-01-25 | 6 | 42.02 | -17562 | -1752 | -630 | 0 | 0 | 280 | 1310 | 0 | 300 | 1126 | 53 | 341 | 5565 | 3288 | 3384 | 0 | 871 | 0 | 218 | 1125 | 0 | 418 | 1200 | 0 | 465 | 0 | 0 | 0 | 0 | 0 | 0 | 0 | 0 | 0
2040-01-25 | 7 | 42.02 | -18784 | -1820 | -788 | 0 | 0 | 258 | 3139 | 0 | 300 | 1126 | 53 | 341 | 5844 | 3288 | 2843 | 0 | 799 | 0 | 216 | 1131 | 0 | 389 | 1200 | 0 | 465 | 0 | 0 | 0 | 0 | 0 | 0 | 0 | 0 | 0
2040-01-25 | 8 | 41.61 | -18814 | -1752 | -972 | 0 | 0 | 0 | 4116 | 0 | 300 | 1112 | 53 | 341 | 5648 | 3288 | 2361 | 0 | 733 | 182 | 214 | 1140 | 0 | 385 | 1200 | 0 | 465 | 0 | 0 | 0 | 0 | 0 | 0 | 0 | 0 | 0
2040-01-25 | 9 | 29.8 | -18668 | -1752 | -1155 | 0 | 0 | 0 | 4248 | 0 | 300 | 702 | 53 | 341 | 4359 | 3288 | 2349 | 0 | 670 | 1835 | 214 | 1151 | 0 | 399 | 1200 | 0 | 465 | 0 | 0 | 0 | 0 | 0 | 0 | 0 | 0 | 0
2040-01-25 | 10 | 25.37 | -18954 | -1689 | -1339 | 0 | 0 | -905 | 4222 | 0 | 300 | 639 | 53 | 341 | 3863 | 3288 | 2021 | 0 | 548 | 4162 | 215 | 1154 | 0 | 417 | 1200 | 0 | 465 | 0 | 0 | 0 | 0 | 0 | 0 | 0 | 0 | 0
2040-01-25 | 11 | 24.81 | -19144 | -1505 | -1313 | 0 | 0 | -1859 | 4285 | 0 | 220 | 633 | 53 | 341 | 3782 | 3288 | 2016 | 0 | 474 | 5275 | 217 | 1163 | 0 | 409 | 1200 | 0 | 465 | 0 | 0 | 0 | 0 | 0 | 0 | 0 | 0 | 0
2040-01-25 | 12 | 24.22 | -18655 | -1442 | -1129 | -26 | -610 | -1859 | 4243 | 0 | 220 | 633 | 53 | 328 | 2604 | 3288 | 2424 | 0 | 485 | 5989 | 217 | 1161 | 0 | 411 | 1200 | 0 | 465 | 0 | 0 | 0 | 0 | 0 | 0 | 0 | 0 | 0
2040-01-25 | 13 | 24.58 | -18502 | -1384 | -1471 | 0 | -265 | -1859 | 4063 | 0 | 220 | 633 | 53 | 341 | 2509 | 3288 | 2658 | 0 | 498 | 5759 | 216 | 1158 | 0 | 418 | 1200 | 0 | 465 | 0 | 0 | 0 | 0 | 0 | 0 | 0 | 0 | 0
2040-01-25 | 14 | 25.37 | -18414 | -1384 | -1444 | 0 | 0 | -1794 | 3937 | 0 | 220 | 633 | 53 | 341 | 1511 | 3288 | 3325 | 0 | 504 | 5762 | 217 | 1157 | 0 | 423 | 1200 | 0 | 465 | 0 | 0 | 0 | 0 | 0 | 0 | 0 | 0 | 0
2040-01-25 | 15 | 24.58 | -18054 | -1384 | -1287 | 0 | -42 | -243 | 3762 | 0 | 220 | 633 | 53 | 341 | 1376 | 3288 | 3906 | 0 | 443 | 3548 | 217 | 1145 | 0 | 412 | 1200 | 0 | 465 | 0 | 0 | 0 | 0 | 0 | 0 | 0 | 0 | 0
2040-01-25 | 16 | 35.07 | -18158 | -1442 | -1707 | 0 | 179 | 1616 | 3836 | 0 | 220 | 644 | 53 | 341 | 1326 | 3288 | 4232 | 0 | 417 | 1741 | 219 | 1145 | 0 | 386 | 1200 | 0 | 465 | 0 | 0 | 0 | 0 | 0 | 0 | 0 | 0 | 0
2040-01-25 | 17 | 37.89 | -18953 | -1505 | -2180 | 22 | 610 | 1859 | 4312 | 0 | 220 | 1112 | 53 | 341 | 2215 | 3288 | 4488 | 0 | 392 | 318 | 218 | 1124 | 0 | 400 | 1200 | 0 | 465 | 0 | 0 | 0 | 0 | 0 | 0 | 0 | 0 | 0
2040-01-25 | 18 | 34.28 | -18915 | -1564 | -2626 | 0 | 0 | 1574 | 5284 | 0 | 220 | 1108 | 53 | 341 | 2872 | 3288 | 4478 | 0 | 429 | 0 | 218 | 1136 | 0 | 439 | 1200 | 0 | 465 | 0 | 0 | 0 | 0 | 0 | 0 | 0 | 0 | 0
2040-01-25 | 19 | 34.28 | -19062 | -1689 | -2521 | 0 | 0 | 1254 | 5258 | 0 | 220 | 1112 | 53 | 341 | 3468 | 3288 | 4308 | 0 | 481 | 0 | 218 | 1152 | 0 | 454 | 1200 | 0 | 465 | 0 | 0 | 0 | 0 | 0 | 0 | 0 | 0 | 0
2040-01-25 | 20 | 25.37 | -18451 | -1752 | -1786 | 0 | 0 | -245 | 4888 | 0 | 220 | 895 | 53 | 341 | 3995 | 3288 | 4513 | 0 | 534 | 0 | 218 | 1155 | 0 | 469 | 1200 | 0 | 465 | 0 | 0 | 0 | 0 | 0 | 0 | 0 | 0 | 0
2040-01-25 | 21 | 25.37 | -17692 | -1887 | -1628 | 0 | 0 | -127 | 4407 | 0 | 220 | 771 | 53 | 341 | 3995 | 3288 | 4158 | 0 | 577 | 0 | 218 | 1155 | 0 | 486 | 1200 | 0 | 465 | 0 | 0 | 0 | 0 | 0 | 0 | 0 | 0 | 0
2040-01-25 | 22 | 25.37 | -16598 | -1954 | -1366 | 0 | 0 | -195 | 3704 | 0 | 220 | 653 | 53 | 341 | 3995 | 3288 | 3695 | 0 | 623 | 0 | 219 | 1157 | 0 | 499 | 1200 | 0 | 465 | 0 | 0 | 0 | 0 | 0 | 0 | 0 | 0 | 0
2040-01-25 | 23 | 30.24 | -15445 | -2026 | -1129 | 0 | 0 | 0 | 2764 | 0 | 220 | 667 | 53 | 341 | 4235 | 3288 | 2870 | 0 | 633 | 0 | 220 | 1142 | 0 | 502 | 1200 | 0 | 465 | 0 | 0 | 0 | 0 | 0 | 0 | 0 | 0 | 0
2040-01-25 | 24 | 34.28 | -14577 | -2170 | -919 | 0 | 0 | 421 | 1860 | 0 | 220 | 903 | 53 | 341 | 4563 | 3288 | 1935 | 0 | 597 | 0 | 219 | 1136 | 0 | 465 | 1200 | 0 | 465 | 0 | 0 | 0 | 0 | 0 | 0 | 0 | 0 | 0
2040-01-26 | 1 | 39.22 | -14070 | -2242 | -814 | 0 | -171 | -516 | 1406 | 0 | 220 | 1037 | 53 | 341 | 5748 | 3288 | 1325 | 0 | 536 | 0 | 220 | 1125 | 0 | 850 | 1200 | 0 | 465 | 0 | 0 | 0 | 0 | 0 | 0 | 0 | 0 | 0
2040-01-26 | 2 | 39.22 | -13861 | -2318 | -735 | 0 | -26 | -152 | 1030 | 0 | 220 | 1112 | 53 | 341 | 5660 | 3288 | 1046 | 0 | 484 | 0 | 220 | 1121 | 0 | 852 | 1200 | 0 | 465 | 0 | 0 | 0 | 0 | 0 | 0 | 0 | 0 | 0
2040-01-26 | 3 | 39.22 | -13824 | -2395 | -630 | 0 | 0 | 0 | 856 | 0 | 220 | 1112 | 53 | 341 | 5615 | 3288 | 1033 | 0 | 469 | 0 | 220 | 1119 | 0 | 857 | 1200 | 0 | 465 | 0 | 0 | 0 | 0 | 0 | 0 | 0 | 0 | 0
2040-01-26 | 4 | 39.22 | -14008 | -2471 | -604 | 0 | 0 | -207 | 872 | 0 | 220 | 1112 | 53 | 341 | 5744 | 3288 | 1784 | 0 | 401 | 0 | 220 | 1125 | 0 | 465 | 1200 | 0 | 465 | 0 | 0 | 0 | 0 | 0 | 0 | 0 | 0 | 0
2040-01-26 | 5 | 39.22 | -14568 | -2548 | -604 | 0 | 0 | -338 | 1073 | 0 | 220 | 1112 | 53 | 341 | 5841 | 3288 | 2322 | 0 | 353 | 0 | 219 | 1125 | 0 | 445 | 1200 | 0 | 465 | 0 | 0 | 0 | 0 | 0 | 0 | 0 | 0 | 0
2040-01-26 | 6 | 39.9 | -15489 | -2628 | -630 | 0 | 0 | 0 | 1590 | 0 | 220 | 1126 | 53 | 341 | 6281 | 3288 | 2127 | 0 | 295 | 0 | 218 | 1125 | 0 | 418 | 1200 | 0 | 465 | 0 | 0 | 0 | 0 | 0 | 0 | 0 | 0 | 0
2040-01-26 | 7 | 40.34 | -16376 | -2628 | -788 | 0 | 0 | 0 | 2410 | 0 | 220 | 1126 | 53 | 341 | 6578 | 3288 | 2131 | 0 | 245 | 0 | 216 | 1131 | 0 | 389 | 1200 | 0 | 465 | 0 | 0 | 0 | 0 | 0 | 0 | 0 | 0 | 0
2040-01-26 | 8 | 41.44 | -17313 | -2628 | -972 | 0 | 0 | 0 | 3218 | 0 | 220 | 1197 | 53 | 341 | 6886 | 3288 | 1924 | 0 | 197 | 183 | 214 | 1140 | 0 | 385 | 1200 | 0 | 465 | 0 | 0 | 0 | 0 | 0 | 0 | 0 | 0 | 0
2040-01-26 | 9 | 39.22 | -17824 | -2548 | -1155 | 0 | 0 | -282 | 4000 | 0 | 220 | 1108 | 53 | 341 | 5952 | 3288 | 1400 | 0 | 168 | 1849 | 214 | 1151 | 0 | 399 | 1200 | 0 | 465 | 0 | 0 | 0 | 0 | 0 | 0 | 0 | 0 | 0
2040-01-26 | 10 | 39.22 | -18090 | -2318 | -1339 | 0 | -1 | -1144 | 4343 | 0 | 220 | 653 | 53 | 341 | 5523 | 3288 | 991 | 0 | 102 | 3928 | 215 | 1154 | 0 | 417 | 1200 | 0 | 465 | 0 | 0 | 0 | 0 | 0 | 0 | 0 | 0 | 0
2040-01-26 | 11 | 37.61 | -18253 | -2242 | -1313 | 0 | -610 | -1859 | 4454 | 0 | 220 | 633 | 53 | 341 | 4016 | 3288 | 1132 | 0 | 86 | 6599 | 217 | 1163 | 0 | 409 | 1200 | 0 | 465 | 0 | 0 | 0 | 0 | 0 | 0 | 0 | 0 | 0
2040-01-26 | 12 | 36.31 | -17720 | -2026 | -1129 | -908 | -610 | -1859 | 4280 | 0 | 220 | 633 | 53 | 341 | 2829 | 3288 | 1158 | 0 | 89 | 7908 | 217 | 1161 | 0 | 411 | 1200 | 0 | 465 | 0 | 0 | 0 | 0 | 0 | 0 | 0 | 0 | 0
2040-01-26 | 13 | 39.22 | -17450 | -1954 | -1471 | 0 | 0 | -1014 | 4053 | 0 | 220 | 633 | 53 | 341 | 1079 | 3288 | 1239 | 0 | 79 | 7447 | 216 | 1158 | 0 | 418 | 1200 | 0 | 465 | 0 | 0 | 0 | 0 | 0 | 0 | 0 | 0 | 0
2040-01-26 | 14 | 47.08 | -17496 | -1820 | -1444 | 0 | 0 | 0 | 3731 | 0 | 220 | 633 | 53 | 341 | 1692 | 3288 | 1113 | 0 | 74 | 6153 | 217 | 1157 | 0 | 423 | 1200 | 0 | 465 | 0 | 0 | 0 | 0 | 0 | 0 | 0 | 0 | 0
2040-01-26 | 15 | 53.01 | -17192 | -1752 | -1287 | 0 | 0 | 309 | 3604 | 100 | 220 | 633 | 53 | 388 | 2264 | 3288 | 972 | 0 | 63 | 4898 | 217 | 1145 | 0 | 412 | 1200 | 0 | 465 | 0 | 0 | 0 | 0 | 0 | 0 | 0 | 0 | 0
2040-01-26 | 16 | 53.2 | -17404 | -1752 | -1707 | 253 | 510 | 1761 | 3672 | 100 | 220 | 1037 | 53 | 388 | 3004 | 3288 | 962 | 0 | 52 | 2148 | 219 | 1145 | 0 | 386 | 1200 | 0 | 465 | 0 | 0 | 0 | 0 | 0 | 0 | 0 | 0 | 0
2040-01-26 | 17 | 53.2 | -18265 | -1820 | -2180 | 529 | 508 | 1715 | 4238 | 100 | 220 | 1452 | 53 | 388 | 5000 | 3288 | 962 | 0 | 46 | 358 | 218 | 1124 | 0 | 400 | 1200 | 0 | 465 | 0 | 0 | 0 | 0 | 0 | 0 | 0 | 0 | 0
2040-01-26 | 18 | 53.01 | -18271 | -1887 | -2626 | 0 | 202 | 1670 | 5284 | 90 | 220 | 1441 | 53 | 368 | 5646 | 3288 | 1015 | 0 | 49 | 0 | 218 | 1136 | 0 | 439 | 1200 | 0 | 465 | 0 | 0 | 0 | 0 | 0 | 0 | 0 | 0 | 0
2040-01-26 | 19 | 46.41 | -18339 | -1954 | -2521 | 0 | 0 | 0 | 5247 | 0 | 220 | 1406 | 53 | 341 | 7631 | 3288 | 1081 | 0 | 58 | 0 | 218 | 1152 | 0 | 454 | 1200 | 0 | 465 | 0 | 0 | 0 | 0 | 0 | 0 | 0 | 0 | 0
2040-01-26 | 20 | 42.96 | -17877 | -2026 | -1786 | 0 | 0 | 0 | 4819 | 0 | 220 | 1197 | 53 | 341 | 7196 | 3288 | 987 | 0 | 80 | 0 | 218 | 1155 | 0 | 469 | 1200 | 0 | 465 | 0 | 0 | 0 | 0 | 0 | 0 | 0 | 0 | 0
2040-01-26 | 21 | 41.87 | -17115 | -2026 | -1628 | 0 | 0 | 0 | 4343 | 0 | 300 | 1126 | 53 | 341 | 6809 | 3288 | 911 | 0 | 74 | 0 | 218 | 1155 | 0 | 486 | 1200 | 0 | 465 | 0 | 0 | 0 | 0 | 0 | 0 | 0 | 0 | 0
2040-01-26 | 22 | 40.06 | -16186 | -2242 | -1366 | 0 | 0 | 0 | 3731 | 0 | 300 | 1126 | 53 | 341 | 6607 | 3288 | 722 | 0 | 86 | 0 | 219 | 1157 | 0 | 499 | 1200 | 0 | 465 | 0 | 0 | 0 | 0 | 0 | 0 | 0 | 0 | 0
2040-01-26 | 23 | 40.06 | -15292 | -2318 | -1129 | 0 | 0 | 0 | 2911 | 0 | 300 | 1126 | 53 | 341 | 6610 | 3288 | 462 | 0 | 119 | 0 | 220 | 1142 | 0 | 502 | 1200 | 0 | 465 | 0 | 0 | 0 | 0 | 0 | 0 | 0 | 0 | 0
2040-01-26 | 24 | 40.69 | -14210 | -2318 | -919 | 0 | 0 | 0 | 2082 | 0 | 300 | 1112 | 53 | 341 | 6416 | 3288 | 218 | 0 | 152 | 0 | 219 | 1136 | 0 | 465 | 1200 | 0 | 465 | 0 | 0 | 0 | 0 | 0 | 0 | 0 | 0 | 0
2040-01-27 | 1 | 40.69 | -13744 | -2395 | -1077 | 0 | 0 | 0 | 1458 | 0 | 300 | 1126 | 53 | 341 | 6538 | 3288 | 60 | 0 | 191 | 0 | 220 | 1125 | 0 | 850 | 1200 | 0 | 465 | 0 | 0 | 0 | 0 | 0 | 0 | 0 | 0 | 0
2040-01-27 | 2 | 41.44 | -13573 | -2471 | -919 | 0 | 0 | 0 | 1062 | 0 | 300 | 1126 | 53 | 341 | 6645 | 3288 | 69 | 0 | 221 | 0 | 220 | 1121 | 0 | 852 | 1200 | 0 | 465 | 0 | 0 | 0 | 0 | 0 | 0 | 0 | 0 | 0
2040-01-27 | 3 | 41.44 | -13593 | -2471 | -814 | 0 | 0 | 0 | 867 | 0 | 300 | 1126 | 53 | 341 | 6642 | 3288 | 149 | 0 | 251 | 0 | 220 | 1119 | 0 | 857 | 1200 | 0 | 465 | 0 | 0 | 0 | 0 | 0 | 0 | 0 | 0 | 0
2040-01-27 | 4 | 42.11 | -13724 | -2471 | -762 | 0 | 0 | 0 | 845 | 0 | 300 | 1126 | 53 | 341 | 7045 | 3288 | 197 | 0 | 286 | 0 | 220 | 1125 | 0 | 465 | 1200 | 0 | 465 | 0 | 0 | 0 | 0 | 0 | 0 | 0 | 0 | 0
2040-01-27 | 5 | 42.58 | -14158 | -2548 | -735 | 0 | 0 | 0 | 983 | 0 | 300 | 1185 | 53 | 341 | 7250 | 3288 | 234 | 0 | 353 | 0 | 219 | 1125 | 0 | 445 | 1200 | 0 | 465 | 0 | 0 | 0 | 0 | 0 | 0 | 0 | 0 | 0
2040-01-27 | 6 | 42.53 | -14864 | -2548 | -762 | 0 | 0 | 0 | 1342 | 0 | 300 | 1276 | 53 | 341 | 7457 | 3288 | 266 | 0 | 423 | 0 | 218 | 1125 | 0 | 418 | 1200 | 0 | 465 | 0 | 0 | 0 | 0 | 0 | 0 | 0 | 0 | 0
2040-01-27 | 7 | 42.06 | -15567 | -2548 | -867 | 0 | 0 | 0 | 1960 | 0 | 300 | 1305 | 53 | 341 | 7427 | 3288 | 423 | 0 | 483 | 0 | 216 | 1131 | 0 | 389 | 1200 | 0 | 465 | 0 | 0 | 0 | 0 | 0 | 0 | 0 | 0 | 0
2040-01-27 | 8 | 41.95 | -16389 | -2471 | -998 | 0 | 0 | 0 | 2531 | 0 | 300 | 1217 | 53 | 341 | 7351 | 3288 | 645 | 0 | 555 | 173 | 214 | 1140 | 0 | 385 | 1200 | 0 | 465 | 0 | 0 | 0 | 0 | 0 | 0 | 0 | 0 | 0
2040-01-27 | 9 | 39.22 | -17020 | -2395 | -1234 | -41 | -201 | -652 | 3271 | 0 | 300 | 1037 | 53 | 341 | 6100 | 3288 | 1361 | 0 | 588 | 1774 | 214 | 1151 | 0 | 399 | 1200 | 0 | 465 | 0 | 0 | 0 | 0 | 0 | 0 | 0 | 0 | 0
2040-01-27 | 10 | 39.22 | -17573 | -2170 | -1444 | 0 | -603 | -1597 | 3725 | 0 | 300 | 639 | 53 | 341 | 5069 | 3288 | 1839 | 0 | 638 | 4044 | 215 | 1154 | 0 | 417 | 1200 | 0 | 465 | 0 | 0 | 0 | 0 | 0 | 0 | 0 | 0 | 0
2040-01-27 | 11 | 39.22 | -17853 | -1954 | -1313 | -59 | -610 | -1859 | 3884 | 0 | 300 | 633 | 53 | 341 | 3328 | 3288 | 2094 | 0 | 661 | 5612 | 217 | 1163 | 0 | 409 | 1200 | 0 | 465 | 0 | 0 | 0 | 0 | 0 | 0 | 0 | 0 | 0
2040-01-27 | 12 | 39.22 | -17925 | -1564 | -1444 | 0 | 0 | -1384 | 3884 | 0 | 300 | 633 | 53 | 341 | 1227 | 3288 | 2367 | 0 | 654 | 6116 | 217 | 1161 | 0 | 411 | 1200 | 0 | 465 | 0 | 0 | 0 | 0 | 0 | 0 | 0 | 0 | 0
2040-01-27 | 13 | 39.22 | -17761 | -1330 | -1576 | 0 | -4 | -653 | 3847 | 0 | 300 | 633 | 53 | 341 | 1225 | 3288 | 2255 | 0 | 628 | 5296 | 216 | 1158 | 0 | 418 | 1200 | 0 | 465 | 0 | 0 | 0 | 0 | 0 | 0 | 0 | 0 | 0
2040-01-27 | 14 | 49.86 | -17541 | -1218 | -1628 | 0 | 0 | 0 | 3662 | 0 | 300 | 633 | 53 | 369 | 2139 | 3288 | 2029 | 0 | 648 | 3803 | 217 | 1157 | 0 | 423 | 1200 | 0 | 465 | 0 | 0 | 0 | 0 | 0 | 0 | 0 | 0 | 0
2040-01-27 | 15 | 53.01 | -17816 | -1114 | -1681 | 0 | 102 | 1524 | 3456 | 100 | 300 | 639 | 53 | 388 | 2019 | 3288 | 1883 | 0 | 651 | 2769 | 217 | 1145 | 0 | 412 | 1200 | 0 | 465 | 0 | 0 | 0 | 0 | 0 | 0 | 0 | 0 | 0
2040-01-27 | 16 | 55.34 | -18645 | -1065 | -1602 | 85 | 508 | 1723 | 3577 | 100 | 300 | 1037 | 53 | 388 | 3004 | 3288 | 1888 | 0 | 644 | 1302 | 219 | 1145 | 0 | 386 | 1200 | 0 | 465 | 0 | 0 | 0 | 0 | 0 | 0 | 0 | 0 | 0
2040-01-27 | 17 | 53.01 | -19917 | -1114 | -1576 | 0 | 610 | 1300 | 4232 | 90 | 300 | 1126 | 53 | 360 | 4648 | 3288 | 2356 | 0 | 651 | 186 | 218 | 1124 | 0 | 400 | 1200 | 0 | 465 | 0 | 0 | 0 | 0 | 0 | 0 | 0 | 0 | 0
2040-01-27 | 18 | 40.08 | -19750 | -1164 | -1628 | 0 | 0 | 0 | 5284 | 0 | 300 | 1085 | 53 | 341 | 5273 | 3288 | 2822 | 0 | 637 | 0 | 218 | 1136 | 0 | 439 | 1200 | 0 | 465 | 0 | 0 | 0 | 0 | 0 | 0 | 0 | 0 | 0
2040-01-27 | 19 | 29.8 | -19112 | -1218 | -1681 | 0 | 0 | 0 | 5210 | 0 | 300 | 936 | 53 | 335 | 3983 | 3288 | 3731 | 0 | 685 | 0 | 218 | 1152 | 0 | 454 | 1200 | 0 | 465 | 0 | 0 | 0 | 0 | 0 | 0 | 0 | 0 | 0
2040-01-27 | 20 | 22.28 | -18270 | -1272 | -1576 | 0 | 0 | 0 | 4682 | 0 | 300 | 758 | 53 | 183 | 3861 | 3288 | 3785 | 0 | 700 | 0 | 218 | 1155 | 0 | 469 | 1200 | 0 | 465 | 0 | 0 | 0 | 0 | 0 | 0 | 0 | 0 | 0
2040-01-27 | 21 | 7.4 | -16986 | -1272 | -1471 | 0 | 0 | -55 | 3963 | 0 | 300 | 653 | 53 | 160 | 3684 | 3288 | 3990 | 0 | 654 | 0 | 218 | 1155 | 0 | 0 | 1200 | 0 | 465 | 0 | 0 | 0 | 0 | 0 | 0 | 486 | 0 | 0
2040-01-27 | 22 | 7.4 | -15447 | -1330 | -1339 | 0 | 0 | -330 | 2927 | 0 | 300 | 639 | 53 | 160 | 3584 | 3288 | 3814 | 0 | 640 | 0 | 219 | 1157 | 0 | 0 | 1200 | 0 | 465 | 0 | 0 | 0 | 0 | 0 | 0 | 499 | 0 | 0
2040-01-27 | 23 | 7.4 | -14330 | -1384 | -1339 | 0 | 0 | -59 | 1797 | 0 | 300 | 639 | 53 | 160 | 3552 | 3288 | 3580 | 0 | 716 | 0 | 220 | 1142 | 0 | 0 | 1200 | 0 | 465 | 0 | 0 | 0 | 0 | 0 | 0 | 502 | 0 | 0
2040-01-27 | 24 | 10 | -13616 | -1384 | -1208 | 0 | 0 | 328 | 861 | 0 | 300 | 653 | 53 | 160 | 3552 | 3288 | 3121 | 0 | 647 | 0 | 219 | 1136 | 0 | 225 | 1200 | 0 | 465 | 0 | 0 | 0 | 0 | 0 | 0 | 240 | 0 | 0
2040-01-28 | 1 | 33.4 | -13223 | -1442 | -1077 | 0 | 0 | -1144 | 528 | 0 | 300 | 653 | 53 | 319 | 4276 | 3288 | 3043 | 0 | 566 | 0 | 220 | 1125 | 0 | 850 | 1200 | 0 | 465 | 0 | 0 | 0 | 0 | 0 | 0 | 0 | 0 | 0
2040-01-28 | 2 | 33.4 | -13073 | -1626 | -919 | 0 | 0 | -478 | 528 | 0 | 300 | 653 | 53 | 335 | 4081 | 3288 | 2435 | 0 | 566 | 0 | 220 | 1121 | 0 | 852 | 1200 | 0 | 465 | 0 | 0 | 0 | 0 | 0 | 0 | 0 | 0 | 0
2040-01-28 | 3 | 33.4 | -13272 | -1820 | -814 | 0 | 0 | -389 | 528 | 0 | 300 | 653 | 53 | 341 | 4301 | 3288 | 2429 | 0 | 539 | 0 | 220 | 1119 | 0 | 857 | 1200 | 0 | 465 | 0 | 0 | 0 | 0 | 0 | 0 | 0 | 0 | 0
2040-01-28 | 4 | 39.22 | -13824 | -1887 | -762 | 0 | 0 | 0 | 528 | 0 | 313 | 990 | 53 | 341 | 4960 | 3288 | 1998 | 0 | 527 | 0 | 220 | 1125 | 0 | 465 | 1200 | 0 | 465 | 0 | 0 | 0 | 0 | 0 | 0 | 0 | 0 | 0
2040-01-28 | 5 | 42.02 | -15332 | -2098 | -735 | 0 | 0 | 0 | 528 | 0 | 313 | 1126 | 53 | 341 | 6802 | 3288 | 1745 | 0 | 514 | 0 | 219 | 1125 | 0 | 445 | 1200 | 0 | 465 | 0 | 0 | 0 | 0 | 0 | 0 | 0 | 0 | 0
2040-01-28 | 6 | 45.14 | -17811 | -2242 | -762 | 0 | 0 | 811 | 624 | 0 | 313 | 1472 | 53 | 341 | 8530 | 3288 | 1445 | 0 | 511 | 0 | 218 | 1125 | 0 | 418 | 1200 | 0 | 465 | 0 | 0 | 0 | 0 | 0 | 0 | 0 | 0 | 0
2040-01-28 | 7 | 45.14 | -19056 | -2318 | -867 | 0 | 0 | 296 | 2457 | 0 | 313 | 1472 | 53 | 341 | 8678 | 3288 | 1420 | 0 | 521 | 0 | 216 | 1131 | 0 | 389 | 1200 | 0 | 465 | 0 | 0 | 0 | 0 | 0 | 0 | 0 | 0 | 0
2040-01-28 | 8 | 41.95 | -19160 | -2471 | -998 | 0 | 0 | 0 | 3482 | 0 | 313 | 1452 | 53 | 341 | 7700 | 3288 | 1875 | 0 | 514 | 207 | 214 | 1140 | 0 | 385 | 1200 | 0 | 465 | 0 | 0 | 0 | 0 | 0 | 0 | 0 | 0 | 0
2040-01-28 | 9 | 36.31 | -18933 | -2471 | -1234 | 0 | 0 | 0 | 3694 | 0 | 313 | 1112 | 53 | 341 | 5541 | 3288 | 2653 | 0 | 479 | 1735 | 214 | 1151 | 0 | 399 | 1200 | 0 | 465 | 0 | 0 | 0 | 0 | 0 | 0 | 0 | 0 | 0
2040-01-28 | 10 | 33.4 | -19211 | -2471 | -1444 | 0 | 0 | -1119 | 3672 | 0 | 313 | 653 | 53 | 341 | 4700 | 3288 | 2694 | 0 | 484 | 4596 | 215 | 1154 | 0 | 417 | 1200 | 0 | 465 | 0 | 0 | 0 | 0 | 0 | 0 | 0 | 0 | 0
2040-01-28 | 11 | 33.24 | -19156 | -2318 | -1313 | -411 | -567 | -1859 | 3683 | 0 | 313 | 633 | 53 | 341 | 3837 | 3288 | 2596 | 0 | 492 | 6934 | 217 | 1163 | 0 | 409 | 1200 | 0 | 465 | 0 | 0 | 0 | 0 | 0 | 0 | 0 | 0 | 0
2040-01-28 | 12 | 33.24 | -18958 | -2242 | -1444 | -306 | -602 | -1859 | 3667 | 0 | 300 | 633 | 53 | 341 | 3085 | 3288 | 2220 | 0 | 472 | 7898 | 217 | 1161 | 0 | 411 | 1200 | 0 | 465 | 0 | 0 | 0 | 0 | 0 | 0 | 0 | 0 | 0
2040-01-28 | 13 | 33.4 | -18807 | -2098 | -1576 | 0 | 0 | -1652 | 3519 | 0 | 300 | 633 | 53 | 341 | 2242 | 3288 | 2371 | 0 | 429 | 7499 | 216 | 1158 | 0 | 418 | 1200 | 0 | 465 | 0 | 0 | 0 | 0 | 0 | 0 | 0 | 0 | 0
2040-01-28 | 14 | 33.4 | -18696 | -2026 | -1628 | 0 | 0 | -238 | 3398 | 0 | 300 | 633 | 53 | 341 | 2242 | 3288 | 2393 | 0 | 391 | 6088 | 217 | 1157 | 0 | 423 | 1200 | 0 | 465 | 0 | 0 | 0 | 0 | 0 | 0 | 0 | 0 | 0
2040-01-28 | 15 | 45.14 | -18933 | -1954 | -1681 | 0 | 0 | 276 | 3308 | 0 | 300 | 905 | 53 | 341 | 4115 | 3288 | 2510 | 0 | 325 | 3708 | 217 | 1145 | 0 | 412 | 1200 | 0 | 465 | 0 | 0 | 0 | 0 | 0 | 0 | 0 | 0 | 0
2040-01-28 | 16 | 45.14 | -19769 | -2026 | -1602 | 0 | 395 | 1825 | 3472 | 0 | 300 | 1452 | 53 | 341 | 4799 | 3288 | 2212 | 0 | 283 | 1561 | 219 | 1145 | 0 | 386 | 1200 | 0 | 465 | 0 | 0 | 0 | 0 | 0 | 0 | 0 | 0 | 0
2040-01-28 | 17 | 48.39 | -21163 | -2026 | -1576 | 616 | 610 | 1859 | 4037 | 0 | 300 | 1472 | 53 | 341 | 6029 | 3288 | 2193 | 0 | 251 | 308 | 218 | 1124 | 0 | 400 | 1200 | 0 | 465 | 0 | 0 | 0 | 0 | 0 | 0 | 0 | 0 | 0
2040-01-28 | 18 | 45.14 | -21285 | -2170 | -1628 | 0 | 0 | 1401 | 5131 | 0 | 300 | 1472 | 53 | 341 | 7264 | 3288 | 2154 | 0 | 221 | 0 | 218 | 1136 | 0 | 439 | 1200 | 0 | 465 | 0 | 0 | 0 | 0 | 0 | 0 | 0 | 0 | 0
2040-01-28 | 19 | 43.34 | -20701 | -2242 | -1681 | 0 | 0 | 0 | 5284 | 0 | 300 | 1472 | 53 | 341 | 7951 | 3288 | 2239 | 0 | 206 | 0 | 218 | 1152 | 0 | 454 | 1200 | 0 | 465 | 0 | 0 | 0 | 0 | 0 | 0 | 0 | 0 | 0
2040-01-28 | 20 | 42.02 | -19841 | -2395 | -1576 | 0 | 0 | 0 | 4909 | 0 | 300 | 1472 | 53 | 341 | 7267 | 3288 | 2478 | 0 | 195 | 0 | 218 | 1155 | 0 | 469 | 1200 | 0 | 465 | 0 | 0 | 0 | 0 | 0 | 0 | 0 | 0 | 0
2040-01-28 | 21 | 39.99 | -18485 | -2471 | -1471 | 0 | 0 | 0 | 4301 | 0 | 300 | 1366 | 53 | 341 | 6558 | 3288 | 2535 | 0 | 160 | 0 | 218 | 1155 | 0 | 486 | 1200 | 0 | 465 | 0 | 0 | 0 | 0 | 0 | 0 | 0 | 0 | 0
2040-01-28 | 22 | 38.14 | -16804 | -2548 | -1339 | 0 | 0 | 0 | 3334 | 0 | 300 | 1126 | 53 | 341 | 5858 | 3288 | 2687 | 0 | 163 | 0 | 219 | 1157 | 0 | 499 | 1200 | 0 | 465 | 0 | 0 | 0 | 0 | 0 | 0 | 0 | 0 | 0
2040-01-28 | 23 | 37.4 | -15360 | -2548 | -1339 | 0 | 0 | 0 | 2177 | 0 | 300 | 1126 | 53 | 341 | 5478 | 3288 | 2777 | 0 | 178 | 0 | 220 | 1142 | 0 | 502 | 1200 | 0 | 465 | 0 | 0 | 0 | 0 | 0 | 0 | 0 | 0 | 0
2040-01-28 | 24 | 40.31 | -14841 | -2709 | -1208 | 0 | 0 | 0 | 1221 | 0 | 300 | 1196 | 53 | 341 | 6098 | 3288 | 2579 | 0 | 197 | 0 | 219 | 1136 | 0 | 465 | 1200 | 0 | 465 | 0 | 0 | 0 | 0 | 0 | 0 | 0 | 0 | 0
2040-01-29 | 1 | 39.26 | -14524 | -2709 | -814 | 0 | 0 | 0 | 528 | 0 | 300 | 1237 | 53 | 341 | 6154 | 3288 | 2060 | 0 | 227 | 0 | 220 | 1125 | 0 | 850 | 1200 | 0 | 465 | 0 | 0 | 0 | 0 | 0 | 0 | 0 | 0 | 0
2040-01-29 | 2 | 40.06 | -14375 | -2628 | -735 | 0 | 0 | 0 | 528 | 0 | 300 | 1197 | 53 | 341 | 6374 | 3288 | 1534 | 0 | 265 | 0 | 220 | 1121 | 0 | 852 | 1200 | 0 | 465 | 0 | 0 | 0 | 0 | 0 | 0 | 0 | 0 | 0
2040-01-29 | 3 | 40.98 | -14459 | -2709 | -630 | 0 | 0 | 0 | 528 | 0 | 300 | 1278 | 53 | 341 | 6606 | 3288 | 1253 | 0 | 290 | 0 | 220 | 1119 | 0 | 857 | 1200 | 0 | 465 | 0 | 0 | 0 | 0 | 0 | 0 | 0 | 0 | 0
2040-01-29 | 4 | 42.13 | -15069 | -2709 | -604 | 0 | 0 | 0 | 528 | 0 | 313 | 1452 | 53 | 341 | 7545 | 3288 | 1065 | 0 | 321 | 0 | 220 | 1125 | 0 | 465 | 1200 | 0 | 465 | 0 | 0 | 0 | 0 | 0 | 0 | 0 | 0 | 0
2040-01-29 | 5 | 44.49 | -16523 | -2628 | -604 | 0 | 0 | 0 | 528 | 0 | 313 | 1472 | 53 | 341 | 9347 | 3288 | 616 | 0 | 342 | 0 | 219 | 1125 | 0 | 445 | 1200 | 0 | 465 | 0 | 0 | 0 | 0 | 0 | 0 | 0 | 0 | 0
2040-01-29 | 6 | 48.12 | -18877 | -2628 | -630 | 0 | 0 | 0 | 1522 | 0 | 313 | 1472 | 53 | 341 | 10878 | 3288 | 487 | 0 | 355 | 0 | 218 | 1125 | 0 | 418 | 1200 | 0 | 465 | 0 | 0 | 0 | 0 | 0 | 0 | 0 | 0 | 0
2040-01-29 | 7 | 47.08 | -19951 | -2628 | -788 | 0 | 0 | 0 | 3239 | 0 | 313 | 1472 | 53 | 341 | 10519 | 3288 | 398 | 0 | 343 | 0 | 216 | 1131 | 0 | 389 | 1200 | 0 | 465 | 0 | 0 | 0 | 0 | 0 | 0 | 0 | 0 | 0
2040-01-29 | 8 | 44.56 | -20059 | -2709 | -972 | 0 | 0 | 0 | 4122 | 0 | 313 | 1472 | 53 | 341 | 9919 | 3288 | 342 | 0 | 328 | 157 | 214 | 1140 | 0 | 385 | 1200 | 0 | 465 | 0 | 0 | 0 | 0 | 0 | 0 | 0 | 0 | 0
2040-01-29 | 9 | 43.26 | -20036 | -2709 | -1155 | 0 | 0 | 0 | 4301 | 0 | 313 | 1472 | 53 | 341 | 8994 | 3288 | 246 | 0 | 330 | 1133 | 214 | 1151 | 0 | 399 | 1200 | 0 | 465 | 0 | 0 | 0 | 0 | 0 | 0 | 0 | 0 | 0
2040-01-29 | 10 | 42.02 | -20216 | -2628 | -1339 | 0 | 0 | 0 | 4349 | 0 | 313 | 1472 | 53 | 341 | 8223 | 3288 | 320 | 0 | 322 | 2052 | 215 | 1154 | 0 | 417 | 1200 | 0 | 465 | 0 | 0 | 0 | 0 | 0 | 0 | 0 | 0 | 0
2040-01-29 | 11 | 41.9 | -20477 | -2471 | -1313 | 0 | 0 | 0 | 4349 | 0 | 313 | 1452 | 53 | 341 | 7977 | 3288 | 409 | 0 | 307 | 2318 | 217 | 1163 | 0 | 409 | 1200 | 0 | 465 | 0 | 0 | 0 | 0 | 0 | 0 | 0 | 0 | 0
2040-01-29 | 12 | 41.09 | -20123 | -2318 | -1129 | 0 | 0 | 0 | 4301 | 0 | 313 | 1366 | 53 | 341 | 7495 | 3288 | 501 | 0 | 293 | 2165 | 217 | 1161 | 0 | 411 | 1200 | 0 | 465 | 0 | 0 | 0 | 0 | 0 | 0 | 0 | 0 | 0
2040-01-29 | 13 | 42.13 | -20161 | -2242 | -1471 | 0 | 0 | 0 | 4217 | 0 | 313 | 1472 | 53 | 341 | 8129 | 3288 | 603 | 0 | 274 | 1726 | 216 | 1158 | 0 | 418 | 1200 | 0 | 465 | 0 | 0 | 0 | 0 | 0 | 0 | 0 | 0 | 0
2040-01-29 | 14 | 42 | -20208 | -2098 | -1444 | 0 | 0 | 0 | 4137 | 0 | 313 | 1472 | 53 | 341 | 7956 | 3288 | 743 | 0 | 281 | 1703 | 217 | 1157 | 0 | 423 | 1200 | 0 | 465 | 0 | 0 | 0 | 0 | 0 | 0 | 0 | 0 | 0
2040-01-29 | 15 | 41.95 | -19937 | -2026 | -1287 | 0 | 0 | 0 | 4011 | 0 | 313 | 1472 | 53 | 341 | 7868 | 3288 | 979 | 0 | 288 | 1199 | 217 | 1145 | 0 | 412 | 1200 | 0 | 465 | 0 | 0 | 0 | 0 | 0 | 0 | 0 | 0 | 0
2040-01-29 | 16 | 42.6 | -20155 | -1954 | -1707 | 0 | 0 | 0 | 4048 | 0 | 313 | 1472 | 53 | 341 | 8440 | 3288 | 1355 | 0 | 293 | 799 | 219 | 1145 | 0 | 386 | 1200 | 0 | 465 | 0 | 0 | 0 | 0 | 0 | 0 | 0 | 0 | 0
2040-01-29 | 17 | 43.82 | -20843 | -1954 | -2180 | 0 | 0 | 0 | 4513 | 0 | 313 | 1472 | 53 | 341 | 9341 | 3288 | 1733 | 0 | 303 | 213 | 218 | 1124 | 0 | 400 | 1200 | 0 | 465 | 0 | 0 | 0 | 0 | 0 | 0 | 0 | 0 | 0
2040-01-29 | 18 | 42.91 | -20825 | -1954 | -2626 | 0 | 0 | 0 | 5284 | 0 | 313 | 1472 | 53 | 341 | 8570 | 3288 | 2291 | 0 | 336 | 0 | 218 | 1136 | 0 | 439 | 1200 | 0 | 465 | 0 | 0 | 0 | 0 | 0 | 0 | 0 | 0 | 0
2040-01-29 | 19 | 41.94 | -20799 | -1954 | -2521 | 0 | 0 | 0 | 5194 | 0 | 313 | 1472 | 53 | 341 | 7842 | 3288 | 2929 | 0 | 352 | 0 | 218 | 1152 | 0 | 454 | 1200 | 0 | 465 | 0 | 0 | 0 | 0 | 0 | 0 | 0 | 0 | 0
2040-01-29 | 20 | 39.99 | -19896 | -1954 | -1786 | 0 | 0 | 0 | 4692 | 0 | 300 | 1302 | 53 | 341 | 6718 | 3288 | 3035 | 0 | 399 | 0 | 218 | 1155 | 0 | 469 | 1200 | 0 | 465 | 0 | 0 | 0 | 0 | 0 | 0 | 0 | 0 | 0
2040-01-29 | 21 | 37.61 | -18605 | -1954 | -1628 | 0 | 0 | 0 | 3958 | 0 | 300 | 1126 | 53 | 341 | 5502 | 3288 | 3680 | 0 | 415 | 0 | 218 | 1155 | 0 | 486 | 1200 | 0 | 465 | 0 | 0 | 0 | 0 | 0 | 0 | 0 | 0 | 0
2040-01-29 | 22 | 34.28 | -17002 | -1954 | -1366 | 0 | 0 | 0 | 2901 | 0 | 300 | 1037 | 53 | 341 | 4714 | 3288 | 3708 | 0 | 440 | 0 | 219 | 1157 | 0 | 499 | 1200 | 0 | 465 | 0 | 0 | 0 | 0 | 0 | 0 | 0 | 0 | 0
2040-01-29 | 23 | 25.6 | -15693 | -1954 | -1129 | 0 | 0 | 0 | 1654 | 0 | 300 | 936 | 53 | 341 | 4127 | 3288 | 4079 | 0 | 470 | 0 | 220 | 1142 | 0 | 502 | 1200 | 0 | 465 | 0 | 0 | 0 | 0 | 0 | 0 | 0 | 0 | 0
2040-01-29 | 24 | 33.57 | -14816 | -1954 | -919 | 0 | 0 | 0 | 629 | 0 | 300 | 897 | 53 | 341 | 3763 | 3288 | 4413 | 0 | 520 | 0 | 219 | 1136 | 0 | 465 | 1200 | 0 | 465 | 0 | 0 | 0 | 0 | 0 | 0 | 0 | 0 | 0
2040-01-30 | 1 | 31.31 | -14366 | -1954 | -814 | 0 | 0 | -409 | 528 | 0 | 300 | 853 | 53 | 341 | 3746 | 3288 | 4013 | 0 | 561 | 0 | 220 | 1125 | 0 | 850 | 1200 | 0 | 465 | 0 | 0 | 0 | 0 | 0 | 0 | 0 | 0 | 0
2040-01-30 | 2 | 31.31 | -14265 | -1954 | -735 | 0 | 0 | -540 | 528 | 0 | 300 | 659 | 53 | 341 | 3464 | 3288 | 4389 | 0 | 614 | 0 | 220 | 1121 | 0 | 852 | 1200 | 0 | 465 | 0 | 0 | 0 | 0 | 0 | 0 | 0 | 0 | 0
2040-01-30 | 3 | 31.31 | -14360 | -1887 | -630 | 0 | 0 | -222 | 528 | 0 | 300 | 722 | 53 | 341 | 3269 | 3288 | 4133 | 0 | 604 | 0 | 220 | 1119 | 0 | 857 | 1200 | 0 | 465 | 0 | 0 | 0 | 0 | 0 | 0 | 0 | 0 | 0
2040-01-30 | 4 | 39.22 | -14923 | -1887 | -604 | 0 | 0 | 0 | 528 | 0 | 300 | 897 | 53 | 341 | 3612 | 3288 | 4339 | 0 | 580 | 0 | 220 | 1125 | 0 | 465 | 1200 | 0 | 465 | 0 | 0 | 0 | 0 | 0 | 0 | 0 | 0 | 0
2040-01-30 | 5 | 42.32 | -16234 | -1887 | -604 | 0 | 0 | 14 | 528 | 0 | 300 | 1126 | 53 | 341 | 4890 | 3288 | 4134 | 0 | 597 | 0 | 219 | 1125 | 0 | 445 | 1200 | 0 | 465 | 0 | 0 | 0 | 0 | 0 | 0 | 0 | 0 | 0
2040-01-30 | 6 | 42.32 | -18217 | -2026 | -630 | 0 | 0 | 673 | 666 | 0 | 300 | 1468 | 53 | 341 | 5807 | 3288 | 4248 | 0 | 604 | 0 | 218 | 1125 | 0 | 418 | 1200 | 0 | 465 | 0 | 0 | 0 | 0 | 0 | 0 | 0 | 0 | 0
2040-01-30 | 7 | 42.32 | -19313 | -2170 | -788 | 0 | 0 | 180 | 2198 | 0 | 300 | 1452 | 53 | 341 | 5956 | 3288 | 4513 | 0 | 588 | 0 | 216 | 1131 | 0 | 389 | 1200 | 0 | 465 | 0 | 0 | 0 | 0 | 0 | 0 | 0 | 0 | 0
2040-01-30 | 8 | 39.94 | -19643 | -2318 | -972 | 0 | 0 | 0 | 3133 | 0 | 300 | 1344 | 53 | 341 | 5796 | 3288 | 4536 | 0 | 552 | 186 | 214 | 1140 | 0 | 385 | 1200 | 0 | 465 | 0 | 0 | 0 | 0 | 0 | 0 | 0 | 0 | 0
2040-01-30 | 9 | 31.03 | -19559 | -2395 | -1155 | 0 | 0 | -339 | 3514 | 0 | 300 | 1038 | 53 | 341 | 4380 | 3288 | 4576 | 0 | 545 | 1984 | 214 | 1151 | 0 | 399 | 1200 | 0 | 465 | 0 | 0 | 0 | 0 | 0 | 0 | 0 | 0 | 0
2040-01-30 | 10 | 31.03 | -19620 | -2318 | -1339 | 0 | 0 | -1652 | 3524 | 0 | 300 | 639 | 53 | 341 | 4050 | 3288 | 4398 | 0 | 556 | 4329 | 215 | 1154 | 0 | 417 | 1200 | 0 | 465 | 0 | 0 | 0 | 0 | 0 | 0 | 0 | 0 | 0
2040-01-30 | 11 | 31.03 | -19898 | -2242 | -1313 | 0 | 0 | -1299 | 3493 | 0 | 300 | 633 | 53 | 341 | 1702 | 3288 | 4203 | 0 | 543 | 6742 | 217 | 1163 | 0 | 409 | 1200 | 0 | 465 | 0 | 0 | 0 | 0 | 0 | 0 | 0 | 0 | 0
2040-01-30 | 12 | 30.84 | -19531 | -2242 | -1129 | 0 | -46 | -1859 | 3567 | 0 | 300 | 633 | 53 | 341 | 1412 | 3288 | 3690 | 0 | 587 | 7482 | 217 | 1161 | 0 | 411 | 1200 | 0 | 465 | 0 | 0 | 0 | 0 | 0 | 0 | 0 | 0 | 0
2040-01-30 | 13 | 30.84 | -19413 | -2098 | -1471 | 0 | -517 | -1859 | 3435 | 0 | 300 | 633 | 53 | 341 | 1157 | 3288 | 3872 | 0 | 567 | 8254 | 216 | 1158 | 0 | 418 | 1200 | 0 | 465 | 0 | 0 | 0 | 0 | 0 | 0 | 0 | 0 | 0
2040-01-30 | 14 | 31.03 | -19343 | -2026 | -1444 | 0 | 0 | -1770 | 3292 | 0 | 300 | 633 | 53 | 341 | 838 | 3288 | 3999 | 0 | 570 | 7808 | 217 | 1157 | 0 | 423 | 1200 | 0 | 465 | 0 | 0 | 0 | 0 | 0 | 0 | 0 | 0 | 0
2040-01-30 | 15 | 39.94 | -19113 | -1954 | -1287 | 0 | 0 | 0 | 3096 | 0 | 300 | 633 | 53 | 341 | 1401 | 3288 | 4144 | 0 | 573 | 5085 | 217 | 1145 | 0 | 412 | 1200 | 0 | 465 | 0 | 0 | 0 | 0 | 0 | 0 | 0 | 0 | 0
2040-01-30 | 16 | 42.34 | -19630 | -1954 | -1707 | 0 | 383 | 1845 | 3207 | 0 | 300 | 1112 | 53 | 341 | 2458 | 3288 | 4213 | 0 | 657 | 2019 | 219 | 1145 | 0 | 386 | 1200 | 0 | 465 | 0 | 0 | 0 | 0 | 0 | 0 | 0 | 0 | 0
2040-01-30 | 17 | 42.11 | -20823 | -1954 | -2180 | 0 | 102 | 1859 | 3873 | 0 | 300 | 1472 | 53 | 341 | 4637 | 3288 | 4685 | 0 | 640 | 299 | 218 | 1124 | 0 | 400 | 1200 | 0 | 465 | 0 | 0 | 0 | 0 | 0 | 0 | 0 | 0 | 0
2040-01-30 | 18 | 41.94 | -21058 | -2098 | -2626 | 0 | 0 | 1623 | 5062 | 0 | 300 | 1472 | 53 | 341 | 4823 | 3288 | 4805 | 0 | 557 | 0 | 218 | 1136 | 0 | 439 | 1200 | 0 | 465 | 0 | 0 | 0 | 0 | 0 | 0 | 0 | 0 | 0
2040-01-30 | 19 | 41.94 | -21331 | -2318 | -2521 | 0 | 0 | 1169 | 5284 | 0 | 300 | 1472 | 53 | 341 | 5397 | 3288 | 4818 | 0 | 559 | 0 | 218 | 1152 | 0 | 454 | 1200 | 0 | 465 | 0 | 0 | 0 | 0 | 0 | 0 | 0 | 0 | 0
2040-01-30 | 20 | 39.11 | -20502 | -2548 | -1786 | 0 | 0 | 0 | 5152 | 0 | 300 | 1219 | 53 | 341 | 5567 | 3288 | 4826 | 0 | 582 | 0 | 218 | 1155 | 0 | 469 | 1200 | 0 | 465 | 0 | 0 | 0 | 0 | 0 | 0 | 0 | 0 | 0
2040-01-30 | 21 | 36.17 | -19378 | -2961 | -1628 | 0 | 0 | 0 | 4756 | 0 | 300 | 1126 | 53 | 341 | 5106 | 3288 | 4861 | 0 | 613 | 0 | 218 | 1155 | 0 | 486 | 1200 | 0 | 465 | 0 | 0 | 0 | 0 | 0 | 0 | 0 | 0 | 0
2040-01-30 | 22 | 25.6 | -17809 | -3311 | -1366 | 0 | 0 | 0 | 4074 | 0 | 300 | 1112 | 53 | 341 | 4237 | 3288 | 4862 | 0 | 678 | 0 | 219 | 1157 | 0 | 499 | 1200 | 0 | 465 | 0 | 0 | 0 | 0 | 0 | 0 | 0 | 0 | 0
2040-01-30 | 23 | 24.81 | -16549 | -3684 | -1129 | 0 | 0 | 0 | 3123 | 0 | 300 | 1075 | 53 | 341 | 4085 | 3288 | 4834 | 0 | 734 | 0 | 220 | 1142 | 0 | 502 | 1200 | 0 | 465 | 0 | 0 | 0 | 0 | 0 | 0 | 0 | 0 | 0
2040-01-30 | 24 | 29.8 | -15750 | -3877 | -919 | 0 | 0 | 0 | 2293 | 0 | 300 | 1075 | 53 | 341 | 4087 | 3288 | 4842 | 0 | 782 | 0 | 219 | 1136 | 0 | 465 | 1200 | 0 | 465 | 0 | 0 | 0 | 0 | 0 | 0 | 0 | 0 | 0
2040-01-31 | 1 | 37.4 | -15408 | -3976 | -814 | 0 | 0 | 0 | 729 | 0 | 300 | 1126 | 53 | 341 | 4867 | 3288 | 4841 | 0 | 793 | 0 | 220 | 1125 | 0 | 850 | 1200 | 0 | 465 | 0 | 0 | 0 | 0 | 0 | 0 | 0 | 0 | 0
2040-01-31 | 2 | 38.81 | -15315 | -4075 | -735 | 0 | 0 | 0 | 539 | 0 | 300 | 1135 | 53 | 341 | 4988 | 3288 | 4839 | 0 | 784 | 0 | 220 | 1121 | 0 | 852 | 1200 | 0 | 465 | 0 | 0 | 0 | 0 | 0 | 0 | 0 | 0 | 0
2040-01-31 | 3 | 39.22 | -15407 | -4178 | -630 | 0 | 0 | 0 | 528 | 0 | 300 | 1196 | 53 | 341 | 5101 | 3288 | 4795 | 0 | 752 | 0 | 220 | 1119 | 0 | 857 | 1200 | 0 | 465 | 0 | 0 | 0 | 0 | 0 | 0 | 0 | 0 | 0
2040-01-31 | 4 | 41.61 | -16039 | -4282 | -604 | 0 | 0 | 0 | 597 | 0 | 313 | 1452 | 53 | 341 | 6080 | 3288 | 4599 | 0 | 727 | 0 | 220 | 1125 | 0 | 465 | 1200 | 0 | 465 | 0 | 0 | 0 | 0 | 0 | 0 | 0 | 0 | 0
2040-01-31 | 5 | 43.09 | -17408 | -4282 | -604 | 0 | 0 | 0 | 993 | 0 | 313 | 1472 | 53 | 341 | 7331 | 3288 | 4380 | 0 | 667 | 0 | 219 | 1125 | 0 | 445 | 1200 | 0 | 465 | 0 | 0 | 0 | 0 | 0 | 0 | 0 | 0 | 0
2040-01-31 | 6 | 44.54 | -19542 | -4385 | -630 | 0 | 0 | 0 | 1929 | 0 | 313 | 1472 | 53 | 341 | 8770 | 3288 | 4322 | 0 | 643 | 0 | 218 | 1125 | 0 | 418 | 1200 | 0 | 465 | 0 | 0 | 0 | 0 | 0 | 0 | 0 | 0 | 0
2040-01-31 | 7 | 44.56 | -20891 | -4489 | -788 | 0 | 0 | 0 | 3413 | 0 | 313 | 1472 | 53 | 341 | 8955 | 3288 | 4295 | 0 | 635 | 0 | 216 | 1131 | 0 | 389 | 1200 | 0 | 465 | 0 | 0 | 0 | 0 | 0 | 0 | 0 | 0 | 0
2040-01-31 | 8 | 42.06 | -21286 | -4489 | -972 | 0 | 0 | 0 | 4343 | 0 | 313 | 1472 | 53 | 341 | 8126 | 3288 | 4499 | 0 | 680 | 225 | 214 | 1140 | 0 | 385 | 1200 | 0 | 465 | 0 | 0 | 0 | 0 | 0 | 0 | 0 | 0 | 0
2040-01-31 | 9 | 37.72 | -21206 | -4385 | -1155 | 0 | 0 | 0 | 4618 | 0 | 313 | 1366 | 53 | 341 | 5935 | 3288 | 4617 | 0 | 724 | 2062 | 214 | 1151 | 0 | 399 | 1200 | 0 | 465 | 0 | 0 | 0 | 0 | 0 | 0 | 0 | 0 | 0
2040-01-31 | 10 | 33.4 | -21454 | -4282 | -1339 | 0 | 0 | -543 | 4608 | 0 | 313 | 1112 | 53 | 341 | 4865 | 3288 | 4657 | 0 | 783 | 4146 | 215 | 1154 | 0 | 417 | 1200 | 0 | 465 | 0 | 0 | 0 | 0 | 0 | 0 | 0 | 0 | 0
2040-01-31 | 11 | 33.4 | -21726 | -3976 | -1313 | 0 | 0 | -1190 | 4560 | 0 | 313 | 653 | 53 | 341 | 4233 | 3288 | 4644 | 0 | 873 | 5793 | 217 | 1163 | 0 | 409 | 1200 | 0 | 465 | 0 | 0 | 0 | 0 | 0 | 0 | 0 | 0 | 0
2040-01-31 | 12 | 30.45 | -21330 | -3779 | -1129 | -258 | -610 | -1859 | 4491 | 0 | 300 | 633 | 53 | 341 | 3582 | 3288 | 4627 | 0 | 984 | 7212 | 217 | 1161 | 0 | 411 | 1200 | 0 | 465 | 0 | 0 | 0 | 0 | 0 | 0 | 0 | 0 | 0
2040-01-31 | 13 | 30.45 | -21136 | -3496 | -1471 | -34 | -610 | -1859 | 4264 | 0 | 300 | 633 | 53 | 341 | 3410 | 3288 | 4561 | 0 | 1008 | 7290 | 216 | 1158 | 0 | 418 | 1200 | 0 | 465 | 0 | 0 | 0 | 0 | 0 | 0 | 0 | 0 | 0
2040-01-31 | 14 | 33.4 | -20946 | -3311 | -1444 | 0 | 0 | -1578 | 4011 | 0 | 300 | 633 | 53 | 341 | 2978 | 3288 | 4206 | 0 | 1020 | 6987 | 217 | 1157 | 0 | 423 | 1200 | 0 | 465 | 0 | 0 | 0 | 0 | 0 | 0 | 0 | 0 | 0
2040-01-31 | 15 | 34.28 | -20603 | -3221 | -1287 | 0 | 0 | 0 | 3741 | 0 | 300 | 653 | 53 | 341 | 3077 | 3288 | 3902 | 0 | 1047 | 5270 | 217 | 1145 | 0 | 412 | 1200 | 0 | 465 | 0 | 0 | 0 | 0 | 0 | 0 | 0 | 0 | 0
2040-01-31 | 16 | 45.14 | -20829 | -3132 | -1707 | 0 | 0 | 391 | 3725 | 0 | 300 | 1167 | 53 | 341 | 5475 | 3288 | 3840 | 0 | 1039 | 2633 | 219 | 1145 | 0 | 386 | 1200 | 0 | 465 | 0 | 0 | 0 | 0 | 0 | 0 | 0 | 0 | 0
2040-01-31 | 17 | 45.14 | -21806 | -3132 | -2180 | 118 | 485 | 1578 | 4153 | 0 | 300 | 1472 | 53 | 341 | 6844 | 3288 | 3647 | 0 | 991 | 439 | 218 | 1124 | 0 | 400 | 1200 | 0 | 465 | 0 | 0 | 0 | 0 | 0 | 0 | 0 | 0 | 0
2040-01-31 | 18 | 45.14 | -22149 | -3221 | -2626 | 133 | 463 | 1554 | 5083 | 0 | 300 | 1472 | 53 | 341 | 7068 | 3288 | 3860 | 0 | 923 | 0 | 218 | 1136 | 0 | 439 | 1200 | 0 | 465 | 0 | 0 | 0 | 0 | 0 | 0 | 0 | 0 | 0
2040-01-31 | 19 | 45.14 | -22335 | -3311 | -2521 | 0 | 102 | 1679 | 5284 | 0 | 300 | 1472 | 53 | 341 | 7376 | 3288 | 3889 | 0 | 894 | 0 | 218 | 1152 | 0 | 454 | 1200 | 0 | 465 | 0 | 0 | 0 | 0 | 0 | 0 | 0 | 0 | 0
2040-01-31 | 20 | 42.02 | -21613 | -3401 | -1786 | 0 | 0 | 0 | 5015 | 0 | 313 | 1472 | 53 | 341 | 7759 | 3288 | 4186 | 0 | 866 | 0 | 218 | 1155 | 0 | 469 | 1200 | 0 | 465 | 0 | 0 | 0 | 0 | 0 | 0 | 0 | 0 | 0
2040-01-31 | 21 | 40.68 | -20415 | -3496 | -1628 | 0 | 0 | 0 | 4518 | 0 | 313 | 1472 | 53 | 341 | 6960 | 3288 | 4221 | 0 | 848 | 0 | 218 | 1155 | 0 | 486 | 1200 | 0 | 465 | 0 | 0 | 0 | 0 | 0 | 0 | 0 | 0 | 0
2040-01-31 | 22 | 39.22 | -18906 | -3590 | -1366 | 0 | 0 | 0 | 3678 | 0 | 313 | 1452 | 53 | 341 | 6020 | 3288 | 4333 | 0 | 844 | 0 | 219 | 1157 | 0 | 499 | 1200 | 0 | 465 | 0 | 0 | 0 | 0 | 0 | 0 | 0 | 0 | 0
2040-01-31 | 23 | 38.05 | -17558 | -3590 | -1129 | 0 | 0 | 0 | 2605 | 0 | 313 | 1316 | 53 | 341 | 5640 | 3288 | 4379 | 0 | 813 | 0 | 220 | 1142 | 0 | 502 | 1200 | 0 | 465 | 0 | 0 | 0 | 0 | 0 | 0 | 0 | 0 | 0
2040-01-31 | 24 | 38.43 | -16804 | -3684 | -919 | 0 | 0 | 0 | 1707 | 0 | 313 | 1299 | 53 | 341 | 5726 | 3288 | 4391 | 0 | 805 | 0 | 219 | 1136 | 0 | 465 | 1200 | 0 | 465 | 0 | 0 | 0 | 0 | 0 | 0 | 0 | 0 | 0
2040-02-01 | 1 | 34.83 | -16248 | -3590 | -814 | 0 | -240 | -169 | 1886 | 0 | 313 | 1166 | 53 | 341 | 5110 | 3288 | 4280 | 0 | 814 | 0 | 219 | 1187 | 0 | 739 | 1200 | 0 | 465 | 0 | 0 | 0 | 0 | 0 | 0 | 0 | 0 | 0
2040-02-01 | 2 | 34.83 | -16138 | -3779 | -735 | 0 | -70 | 0 | 1596 | 0 | 313 | 1209 | 53 | 341 | 5002 | 3288 | 4290 | 0 | 827 | 0 | 218 | 1188 | 0 | 732 | 1200 | 0 | 465 | 0 | 0 | 0 | 0 | 0 | 0 | 0 | 0 | 0
2040-02-01 | 3 | 36.17 | -16140 | -3779 | -630 | 0 | 0 | 0 | 1469 | 0 | 313 | 1209 | 53 | 341 | 5067 | 3288 | 4213 | 0 | 814 | 0 | 219 | 1185 | 0 | 713 | 1200 | 0 | 465 | 0 | 0 | 0 | 0 | 0 | 0 | 0 | 0 | 0
2040-02-01 | 4 | 39.87 | -16758 | -3877 | -604 | 0 | 0 | 0 | 1522 | 0 | 300 | 1362 | 53 | 341 | 5787 | 3288 | 4346 | 0 | 799 | 0 | 219 | 1187 | 0 | 370 | 1200 | 0 | 465 | 0 | 0 | 0 | 0 | 0 | 0 | 0 | 0 | 0
2040-02-01 | 5 | 41.82 | -18045 | -3779 | -604 | 0 | 0 | 0 | 1871 | 0 | 300 | 1423 | 53 | 341 | 6798 | 3288 | 4127 | 0 | 814 | 0 | 219 | 1188 | 0 | 340 | 1200 | 0 | 465 | 0 | 0 | 0 | 0 | 0 | 0 | 0 | 0 | 0
2040-02-01 | 6 | 45.82 | -20064 | -3877 | -630 | 0 | 0 | 0 | 2801 | 0 | 300 | 1423 | 53 | 341 | 8727 | 3288 | 3484 | 0 | 805 | 0 | 219 | 1188 | 0 | 278 | 1200 | 0 | 465 | 0 | 0 | 0 | 0 | 0 | 0 | 0 | 0 | 0
2040-02-01 | 7 | 45.13 | -21165 | -4075 | -788 | 0 | 0 | 0 | 4354 | 0 | 300 | 1423 | 53 | 341 | 9062 | 3288 | 3096 | 0 | 813 | 0 | 219 | 1188 | 0 | 226 | 1200 | 0 | 465 | 0 | 0 | 0 | 0 | 0 | 0 | 0 | 0 | 0
2040-02-01 | 8 | 43.71 | -21368 | -4075 | -972 | 0 | 0 | 0 | 5178 | 0 | 300 | 1423 | 53 | 341 | 8631 | 3288 | 2768 | 0 | 851 | 264 | 219 | 1191 | 0 | 242 | 1200 | 0 | 465 | 0 | 0 | 0 | 0 | 0 | 0 | 0 | 0 | 0
2040-02-01 | 9 | 40.98 | -21407 | -3877 | -1155 | 0 | 0 | 0 | 5284 | 0 | 300 | 1423 | 53 | 341 | 7150 | 3288 | 2507 | 0 | 881 | 1863 | 219 | 1200 | 0 | 266 | 1200 | 0 | 465 | 0 | 0 | 0 | 0 | 0 | 0 | 0 | 0 | 0
2040-02-01 | 10 | 39.22 | -21656 | -3590 | -1339 | 0 | 0 | 0 | 5231 | 0 | 300 | 1209 | 53 | 341 | 6437 | 3288 | 2275 | 0 | 878 | 3184 | 219 | 1223 | 0 | 282 | 1200 | 0 | 465 | 0 | 0 | 0 | 0 | 0 | 0 | 0 | 0 | 0
2040-02-01 | 11 | 34.83 | -21861 | -3311 | -1313 | 0 | -50 | 0 | 5194 | 0 | 300 | 883 | 53 | 341 | 5074 | 3288 | 1933 | 0 | 854 | 5220 | 219 | 1238 | 0 | 273 | 1200 | 0 | 465 | 0 | 0 | 0 | 0 | 0 | 0 | 0 | 0 | 0
2040-02-01 | 12 | 34.83 | -21196 | -3046 | -1129 | 0 | -610 | -671 | 5036 | 0 | 300 | 634 | 53 | 341 | 4618 | 3288 | 1866 | 0 | 842 | 6268 | 219 | 1239 | 0 | 283 | 1200 | 0 | 465 | 0 | 0 | 0 | 0 | 0 | 0 | 0 | 0 | 0
2040-02-01 | 13 | 34.83 | -20903 | -2876 | -1471 | 0 | -378 | 0 | 4687 | 0 | 300 | 634 | 53 | 341 | 4278 | 3288 | 1713 | 0 | 840 | 6063 | 219 | 1242 | 0 | 304 | 1200 | 0 | 465 | 0 | 0 | 0 | 0 | 0 | 0 | 0 | 0 | 0
2040-02-01 | 14 | 34.83 | -20797 | -2790 | -1444 | 0 | -70 | 0 | 4428 | 0 | 300 | 681 | 53 | 341 | 4278 | 3288 | 1808 | 0 | 844 | 5630 | 219 | 1244 | 0 | 322 | 1200 | 0 | 465 | 0 | 0 | 0 | 0 | 0 | 0 | 0 | 0 | 0
2040-02-01 | 15 | 39.87 | -20302 | -2628 | -1287 | 0 | 0 | 0 | 4153 | 0 | 300 | 909 | 53 | 341 | 4995 | 3288 | 1662 | 0 | 824 | 4250 | 219 | 1241 | 0 | 317 | 1200 | 0 | 465 | 0 | 0 | 0 | 0 | 0 | 0 | 0 | 0 | 0
2040-02-01 | 16 | 45.13 | -20291 | -2628 | -1707 | 0 | 0 | 0 | 4085 | 0 | 313 | 1362 | 53 | 341 | 6901 | 3288 | 1586 | 0 | 806 | 2473 | 219 | 1244 | 0 | 290 | 1200 | 0 | 465 | 0 | 0 | 0 | 0 | 0 | 0 | 0 | 0 | 0
2040-02-01 | 17 | 47.08 | -20979 | -2628 | -2180 | 0 | 610 | 510 | 4386 | 0 | 313 | 1423 | 53 | 341 | 8487 | 3288 | 1708 | 0 | 772 | 487 | 219 | 1235 | 0 | 290 | 1200 | 0 | 465 | 0 | 0 | 0 | 0 | 0 | 0 | 0 | 0 | 0
2040-02-01 | 18 | 47.08 | -21016 | -2709 | -2626 | 0 | 478 | 0 | 5178 | 0 | 313 | 1423 | 53 | 341 | 9103 | 3288 | 2023 | 0 | 735 | 0 | 219 | 1229 | 0 | 302 | 1200 | 0 | 465 | 0 | 0 | 0 | 0 | 0 | 0 | 0 | 0 | 0
2040-02-01 | 19 | 47.08 | -21232 | -2876 | -2521 | 0 | 132 | 111 | 5236 | 0 | 313 | 1423 | 53 | 341 | 9590 | 3288 | 1921 | 0 | 787 | 0 | 219 | 1227 | 0 | 322 | 1200 | 0 | 465 | 0 | 0 | 0 | 0 | 0 | 0 | 0 | 0 | 0
2040-02-01 | 20 | 43.89 | -20474 | -2961 | -1786 | 0 | 0 | 0 | 4972 | 0 | 313 | 1423 | 53 | 341 | 8645 | 3288 | 1871 | 0 | 867 | 0 | 219 | 1221 | 0 | 342 | 1200 | 0 | 465 | 0 | 0 | 0 | 0 | 0 | 0 | 0 | 0 | 0
2040-02-01 | 21 | 42.91 | -19611 | -3221 | -1628 | 0 | 0 | 0 | 4534 | 0 | 313 | 1423 | 53 | 341 | 8564 | 3288 | 1603 | 0 | 885 | 0 | 219 | 1211 | 0 | 362 | 1200 | 0 | 465 | 0 | 0 | 0 | 0 | 0 | 0 | 0 | 0 | 0
2040-02-01 | 22 | 42.06 | -18451 | -3311 | -1366 | 0 | 0 | 0 | 3873 | 0 | 313 | 1423 | 53 | 341 | 8061 | 3288 | 1390 | 0 | 884 | 0 | 219 | 1214 | 0 | 403 | 1200 | 0 | 465 | 0 | 0 | 0 | 0 | 0 | 0 | 0 | 0 | 0
2040-02-01 | 23 | 41.82 | -17300 | -3401 | -1129 | 0 | 0 | 0 | 3022 | 0 | 313 | 1423 | 53 | 341 | 7559 | 3288 | 1411 | 0 | 891 | 0 | 219 | 1208 | 0 | 436 | 1200 | 0 | 465 | 0 | 0 | 0 | 0 | 0 | 0 | 0 | 0 | 0
2040-02-01 | 24 | 41.11 | -16343 | -3496 | -919 | 0 | 0 | 0 | 2203 | 0 | 300 | 1411 | 53 | 341 | 7278 | 3288 | 1518 | 0 | 880 | 0 | 219 | 1194 | 0 | 406 | 1200 | 0 | 465 | 0 | 0 | 0 | 0 | 0 | 0 | 0 | 0 | 0
2040-02-02 | 1 | 39.11 | -15738 | -3590 | -814 | 0 | 0 | 0 | 2658 | 0 | 300 | 1187 | 53 | 341 | 6189 | 3288 | 1476 | 0 | 839 | 0 | 219 | 1187 | 0 | 739 | 1200 | 0 | 465 | 0 | 0 | 0 | 0 | 0 | 0 | 0 | 0 | 0
2040-02-02 | 2 | 39.9 | -15604 | -3779 | -735 | 0 | 0 | 0 | 2320 | 0 | 300 | 1284 | 53 | 341 | 6361 | 3288 | 1565 | 0 | 803 | 0 | 218 | 1188 | 0 | 732 | 1200 | 0 | 465 | 0 | 0 | 0 | 0 | 0 | 0 | 0 | 0 | 0
2040-02-02 | 3 | 40.06 | -15553 | -3779 | -630 | 0 | 0 | 0 | 2166 | 0 | 300 | 1362 | 53 | 341 | 6597 | 3288 | 1306 | 0 | 765 | 0 | 219 | 1185 | 0 | 713 | 1200 | 0 | 465 | 0 | 0 | 0 | 0 | 0 | 0 | 0 | 0 | 0
2040-02-02 | 4 | 41.82 | -15645 | -3779 | -604 | 0 | 0 | 0 | 2114 | 0 | 300 | 1405 | 53 | 341 | 7250 | 3288 | 1088 | 0 | 748 | 0 | 219 | 1187 | 0 | 370 | 1200 | 0 | 465 | 0 | 0 | 0 | 0 | 0 | 0 | 0 | 0 | 0
2040-02-02 | 5 | 43.49 | -16312 | -3877 | -604 | 0 | 0 | 0 | 2251 | 0 | 300 | 1423 | 53 | 341 | 8209 | 3288 | 826 | 0 | 690 | 0 | 219 | 1188 | 0 | 340 | 1200 | 0 | 465 | 0 | 0 | 0 | 0 | 0 | 0 | 0 | 0 | 0
2040-02-02 | 6 | 43.71 | -17198 | -3779 | -630 | 0 | 0 | 0 | 2679 | 0 | 300 | 1423 | 53 | 341 | 8917 | 3288 | 618 | 0 | 637 | 0 | 219 | 1188 | 0 | 278 | 1200 | 0 | 465 | 0 | 0 | 0 | 0 | 0 | 0 | 0 | 0 | 0
2040-02-02 | 7 | 43.63 | -18107 | -3779 | -788 | 0 | 0 | 0 | 3413 | 0 | 300 | 1423 | 53 | 341 | 9422 | 3288 | 549 | 0 | 585 | 0 | 219 | 1188 | 0 | 226 | 1200 | 0 | 465 | 0 | 0 | 0 | 0 | 0 | 0 | 0 | 0 | 0
2040-02-02 | 8 | 44.72 | -19176 | -3779 | -972 | 0 | 0 | 0 | 4180 | 0 | 313 | 1423 | 53 | 341 | 9917 | 3288 | 421 | 0 | 481 | 193 | 219 | 1191 | 0 | 242 | 1200 | 0 | 465 | 0 | 0 | 0 | 0 | 0 | 0 | 0 | 0 | 0
2040-02-02 | 9 | 42.13 | -19775 | -3590 | -1155 | 0 | 0 | 0 | 4925 | 0 | 313 | 1423 | 53 | 341 | 8309 | 3288 | 485 | 0 | 424 | 1609 | 219 | 1200 | 0 | 266 | 1200 | 0 | 465 | 0 | 0 | 0 | 0 | 0 | 0 | 0 | 0 | 0
2040-02-02 | 10 | 39.9 | -20278 | -3311 | -1339 | 0 | 0 | 0 | 5263 | 0 | 313 | 1165 | 53 | 341 | 6618 | 3288 | 624 | 0 | 403 | 3471 | 219 | 1223 | 0 | 282 | 1200 | 0 | 465 | 0 | 0 | 0 | 0 | 0 | 0 | 0 | 0 | 0
2040-02-02 | 11 | 35.45 | -20553 | -2876 | -1313 | 0 | 0 | 0 | 5284 | 0 | 313 | 730 | 53 | 341 | 5199 | 3288 | 664 | 0 | 416 | 5058 | 219 | 1238 | 0 | 273 | 1200 | 0 | 465 | 0 | 0 | 0 | 0 | 0 | 0 | 0 | 0 | 0
2040-02-02 | 12 | 31.81 | -19990 | -2548 | -1129 | 0 | 0 | -528 | 5110 | 0 | 313 | 634 | 53 | 341 | 4563 | 3288 | 1123 | 0 | 464 | 4899 | 219 | 1239 | 0 | 283 | 1200 | 0 | 465 | 0 | 0 | 0 | 0 | 0 | 0 | 0 | 0 | 0
2040-02-02 | 13 | 31.81 | -19653 | -2318 | -1471 | 0 | 0 | -281 | 4766 | 0 | 313 | 646 | 53 | 341 | 4511 | 3288 | 1573 | 0 | 477 | 4323 | 219 | 1242 | 0 | 304 | 1200 | 0 | 465 | 0 | 0 | 0 | 0 | 0 | 0 | 0 | 0 | 0
2040-02-02 | 14 | 31.81 | -19547 | -2098 | -1444 | 0 | 0 | -1108 | 4359 | 0 | 313 | 634 | 53 | 341 | 4102 | 3288 | 2469 | 0 | 484 | 4703 | 219 | 1244 | 0 | 322 | 1200 | 0 | 465 | 0 | 0 | 0 | 0 | 0 | 0 | 0 | 0 | 0
2040-02-02 | 15 | 31.81 | -19091 | -1887 | -1287 | 0 | 0 | -1123 | 4026 | 0 | 313 | 634 | 53 | 341 | 3116 | 3288 | 3847 | 0 | 507 | 3820 | 219 | 1241 | 0 | 317 | 1200 | 0 | 465 | 0 | 0 | 0 | 0 | 0 | 0 | 0 | 0 | 0
2040-02-02 | 16 | 41.11 | -19178 | -1887 | -1707 | 0 | 0 | 0 | 3979 | 0 | 300 | 822 | 53 | 341 | 3864 | 3288 | 4573 | 0 | 596 | 1537 | 219 | 1244 | 0 | 290 | 1200 | 0 | 465 | 0 | 0 | 0 | 0 | 0 | 0 | 0 | 0 | 0
2040-02-02 | 17 | 42.99 | -19962 | -1820 | -2180 | 0 | 0 | 877 | 4322 | 0 | 300 | 1181 | 53 | 341 | 4303 | 3288 | 4789 | 0 | 688 | 410 | 219 | 1235 | 0 | 290 | 1200 | 0 | 465 | 0 | 0 | 0 | 0 | 0 | 0 | 0 | 0 | 0
2040-02-02 | 18 | 42.99 | -19923 | -1820 | -2626 | 0 | 0 | 687 | 5189 | 0 | 300 | 1166 | 53 | 341 | 4382 | 3288 | 4794 | 0 | 754 | 0 | 219 | 1229 | 0 | 302 | 1200 | 0 | 465 | 0 | 0 | 0 | 0 | 0 | 0 | 0 | 0 | 0
2040-02-02 | 19 | 42.99 | -19936 | -1887 | -2521 | 0 | 0 | 685 | 5125 | 0 | 300 | 1166 | 53 | 341 | 4382 | 3288 | 4804 | 0 | 767 | 0 | 219 | 1227 | 0 | 322 | 1200 | 0 | 465 | 0 | 0 | 0 | 0 | 0 | 0 | 0 | 0 | 0
2040-02-02 | 20 | 39.87 | -19313 | -1887 | -1786 | 0 | 0 | 0 | 4639 | 0 | 300 | 1046 | 53 | 341 | 4307 | 3288 | 4803 | 0 | 760 | 0 | 219 | 1221 | 0 | 342 | 1200 | 0 | 465 | 0 | 0 | 0 | 0 | 0 | 0 | 0 | 0 | 0
2040-02-02 | 21 | 30.24 | -18473 | -1887 | -1628 | 0 | 0 | 0 | 4079 | 0 | 300 | 944 | 53 | 335 | 3965 | 3288 | 4795 | 0 | 772 | 0 | 219 | 1211 | 0 | 362 | 1200 | 0 | 465 | 0 | 0 | 0 | 0 | 0 | 0 | 0 | 0 | 0
2040-02-02 | 22 | 23.37 | -17361 | -1887 | -1366 | 0 | 0 | 0 | 3308 | 0 | 300 | 772 | 53 | 219 | 3599 | 3288 | 4795 | 0 | 777 | 0 | 219 | 1214 | 0 | 403 | 1200 | 0 | 465 | 0 | 0 | 0 | 0 | 0 | 0 | 0 | 0 | 0
2040-02-02 | 23 | 10 | -16268 | -1887 | -1129 | 0 | 0 | -136 | 2357 | 0 | 300 | 709 | 53 | 160 | 3519 | 3288 | 4769 | 0 | 747 | 0 | 219 | 1208 | 0 | 427 | 1200 | 0 | 465 | 0 | 0 | 0 | 0 | 0 | 0 | 9 | 0 | 0
2040-02-02 | 24 | 13.52 | -15115 | -1887 | -919 | 0 | 0 | 101 | 1443 | 0 | 300 | 678 | 53 | 160 | 2981 | 3288 | 4768 | 0 | 666 | 0 | 219 | 1194 | 0 | 406 | 1200 | 0 | 465 | 0 | 0 | 0 | 0 | 0 | 0 | 0 | 0 | 0
2040-02-03 | 1 | 32.92 | -14626 | -1887 | -1077 | 0 | 0 | -1138 | 1316 | 0 | 300 | 646 | 53 | 319 | 3658 | 3288 | 4773 | 0 | 565 | 0 | 219 | 1187 | 0 | 739 | 1200 | 0 | 465 | 0 | 0 | 0 | 0 | 0 | 0 | 0 | 0 | 0
2040-02-03 | 2 | 32.92 | -14348 | -1887 | -919 | 0 | 0 | -770 | 856 | 0 | 300 | 681 | 53 | 335 | 3406 | 3288 | 4745 | 0 | 458 | 0 | 218 | 1188 | 0 | 732 | 1200 | 0 | 465 | 0 | 0 | 0 | 0 | 0 | 0 | 0 | 0 | 0
2040-02-03 | 3 | 32.92 | -14241 | -1954 | -814 | 0 | 0 | -256 | 629 | 0 | 300 | 709 | 53 | 341 | 3406 | 3288 | 4359 | 0 | 398 | 0 | 219 | 1185 | 0 | 713 | 1200 | 0 | 465 | 0 | 0 | 0 | 0 | 0 | 0 | 0 | 0 | 0
2040-02-03 | 4 | 37.34 | -14294 | -1954 | -762 | 0 | 0 | 0 | 528 | 0 | 300 | 794 | 53 | 341 | 4148 | 3288 | 3734 | 0 | 383 | 0 | 219 | 1187 | 0 | 370 | 1200 | 0 | 465 | 0 | 0 | 0 | 0 | 0 | 0 | 0 | 0 | 0
2040-02-03 | 5 | 39.99 | -14612 | -2026 | -735 | 0 | 0 | 0 | 597 | 0 | 300 | 1107 | 53 | 341 | 5437 | 3288 | 2472 | 0 | 366 | 0 | 219 | 1188 | 0 | 340 | 1200 | 0 | 465 | 0 | 0 | 0 | 0 | 0 | 0 | 0 | 0 | 0
2040-02-03 | 6 | 41.82 | -15349 | -2098 | -762 | 0 | 0 | 0 | 909 | 0 | 313 | 1284 | 53 | 341 | 6776 | 3288 | 1513 | 0 | 381 | 0 | 219 | 1188 | 0 | 278 | 1200 | 0 | 465 | 0 | 0 | 0 | 0 | 0 | 0 | 0 | 0 | 0
2040-02-03 | 7 | 42.44 | -16176 | -2026 | -867 | 0 | 0 | 0 | 1480 | 0 | 313 | 1423 | 53 | 341 | 7629 | 3288 | 872 | 0 | 372 | 0 | 219 | 1188 | 0 | 226 | 1200 | 0 | 465 | 0 | 0 | 0 | 0 | 0 | 0 | 0 | 0 | 0
2040-02-03 | 8 | 42.96 | -17259 | -2026 | -998 | 0 | 0 | 0 | 2182 | 0 | 313 | 1423 | 53 | 341 | 8339 | 3288 | 492 | 0 | 319 | 214 | 219 | 1191 | 0 | 242 | 1200 | 0 | 465 | 0 | 0 | 0 | 0 | 0 | 0 | 0 | 0 | 0
2040-02-03 | 9 | 42.53 | -18059 | -1954 | -1234 | 0 | 0 | 0 | 3096 | 0 | 313 | 1423 | 53 | 341 | 7935 | 3288 | 232 | 0 | 244 | 972 | 219 | 1200 | 0 | 266 | 1200 | 0 | 465 | 0 | 0 | 0 | 0 | 0 | 0 | 0 | 0 | 0
2040-02-03 | 10 | 40.18 | -18691 | -1887 | -1444 | 0 | 0 | 0 | 3778 | 0 | 313 | 1166 | 53 | 341 | 6822 | 3288 | 125 | 0 | 135 | 2612 | 219 | 1223 | 0 | 282 | 1200 | 0 | 465 | 0 | 0 | 0 | 0 | 0 | 0 | 0 | 0 | 0
2040-02-03 | 11 | 39.87 | -18908 | -1820 | -1313 | 0 | 0 | 0 | 4095 | 0 | 313 | 1064 | 53 | 341 | 6402 | 3288 | 54 | 0 | 88 | 2948 | 219 | 1238 | 0 | 273 | 1200 | 0 | 465 | 0 | 0 | 0 | 0 | 0 | 0 | 0 | 0 | 0
2040-02-03 | 12 | 38.05 | -18842 | -1689 | -1444 | 0 | 0 | 0 | 4243 | 0 | 313 | 840 | 53 | 341 | 5744 | 3288 | 8 | 0 | 72 | 3667 | 219 | 1239 | 0 | 283 | 1200 | 0 | 465 | 0 | 0 | 0 | 0 | 0 | 0 | 0 | 0 | 0
2040-02-03 | 13 | 38.14 | -18697 | -1626 | -1576 | 0 | 0 | 0 | 4232 | 0 | 313 | 797 | 53 | 341 | 5659 | 3288 | 4 | 0 | 70 | 3711 | 219 | 1242 | 0 | 304 | 1200 | 0 | 465 | 0 | 0 | 0 | 0 | 0 | 0 | 0 | 0 | 0
2040-02-03 | 14 | 36.17 | -18443 | -1505 | -1628 | 0 | 0 | 0 | 4074 | 0 | 300 | 681 | 53 | 341 | 4940 | 3288 | 18 | 0 | 80 | 4351 | 219 | 1244 | 0 | 322 | 1200 | 0 | 465 | 0 | 0 | 0 | 0 | 0 | 0 | 0 | 0 | 0
2040-02-03 | 15 | 39.22 | -18610 | -1384 | -1681 | 0 | 0 | 0 | 3831 | 0 | 300 | 755 | 53 | 341 | 5466 | 3288 | 37 | 0 | 90 | 4071 | 219 | 1241 | 0 | 317 | 1200 | 0 | 465 | 0 | 0 | 0 | 0 | 0 | 0 | 0 | 0 | 0
2040-02-03 | 16 | 42.96 | -19302 | -1272 | -1602 | 0 | 0 | 0 | 3820 | 0 | 300 | 1166 | 53 | 341 | 6925 | 3288 | 81 | 0 | 110 | 2673 | 219 | 1244 | 0 | 290 | 1200 | 0 | 465 | 0 | 0 | 0 | 0 | 0 | 0 | 0 | 0 | 0
2040-02-03 | 17 | 44.49 | -20495 | -1272 | -1576 | 0 | 0 | 1394 | 4317 | 0 | 300 | 1423 | 53 | 341 | 7894 | 3288 | 237 | 0 | 141 | 544 | 219 | 1235 | 0 | 290 | 1200 | 0 | 465 | 0 | 0 | 0 | 0 | 0 | 0 | 0 | 0 | 0
2040-02-03 | 18 | 44.49 | -19779 | -1330 | -1628 | 0 | 0 | 208 | 5284 | 0 | 300 | 1423 | 53 | 341 | 7942 | 3288 | 298 | 0 | 185 | 0 | 219 | 1229 | 0 | 302 | 1200 | 0 | 465 | 0 | 0 | 0 | 0 | 0 | 0 | 0 | 0 | 0
2040-02-03 | 19 | 43.49 | -18583 | -1442 | -1681 | 0 | 0 | 0 | 4845 | 0 | 300 | 1362 | 53 | 341 | 7566 | 3288 | 302 | 0 | 214 | 0 | 219 | 1227 | 0 | 322 | 1200 | 0 | 465 | 0 | 0 | 0 | 0 | 0 | 0 | 0 | 0 | 0
2040-02-03 | 20 | 43.33 | -17964 | -1442 | -1576 | 0 | 0 | 0 | 3884 | 0 | 300 | 1405 | 53 | 341 | 7592 | 3288 | 431 | 0 | 241 | 0 | 219 | 1221 | 0 | 342 | 1200 | 0 | 465 | 0 | 0 | 0 | 0 | 0 | 0 | 0 | 0 | 0
2040-02-03 | 21 | 40.98 | -17038 | -1505 | -1471 | 0 | 0 | 0 | 3413 | 0 | 300 | 1252 | 53 | 341 | 7047 | 3288 | 584 | 0 | 278 | 0 | 219 | 1211 | 0 | 362 | 1200 | 0 | 465 | 0 | 0 | 0 | 0 | 0 | 0 | 0 | 0 | 0
2040-02-03 | 22 | 40.31 | -16193 | -1564 | -1339 | 0 | 0 | 0 | 2674 | 0 | 300 | 1209 | 53 | 341 | 6848 | 3288 | 580 | 0 | 302 | 0 | 219 | 1214 | 0 | 403 | 1200 | 0 | 465 | 0 | 0 | 0 | 0 | 0 | 0 | 0 | 0 | 0
2040-02-03 | 23 | 39.99 | -15316 | -1564 | -1339 | 0 | 0 | 0 | 2055 | 0 | 300 | 1166 | 53 | 341 | 6529 | 3288 | 632 | 0 | 326 | 0 | 219 | 1208 | 0 | 436 | 1200 | 0 | 465 | 0 | 0 | 0 | 0 | 0 | 0 | 0 | 0 | 0
2040-02-03 | 24 | 39.94 | -14264 | -1505 | -1208 | 0 | 0 | 0 | 1273 | 0 | 300 | 1093 | 53 | 341 | 6044 | 3288 | 770 | 0 | 332 | 0 | 219 | 1194 | 0 | 406 | 1200 | 0 | 465 | 0 | 0 | 0 | 0 | 0 | 0 | 0 | 0 | 0
2040-02-04 | 1 | 37.34 | -13868 | -1564 | -1077 | 0 | 0 | 0 | 914 | 0 | 300 | 1060 | 53 | 341 | 5506 | 3288 | 878 | 0 | 357 | 0 | 219 | 1187 | 0 | 739 | 1200 | 0 | 465 | 0 | 0 | 0 | 0 | 0 | 0 | 0 | 0 | 0
2040-02-04 | 2 | 37.34 | -13674 | -1505 | -919 | 0 | 0 | 0 | 528 | 0 | 300 | 1036 | 53 | 341 | 5390 | 3288 | 974 | 0 | 384 | 0 | 218 | 1188 | 0 | 732 | 1200 | 0 | 465 | 0 | 0 | 0 | 0 | 0 | 0 | 0 | 0 | 0
2040-02-04 | 3 | 37.72 | -13765 | -1564 | -814 | 0 | 0 | 0 | 528 | 0 | 300 | 1008 | 53 | 341 | 5541 | 3288 | 868 | 0 | 433 | 0 | 219 | 1185 | 0 | 713 | 1200 | 0 | 465 | 0 | 0 | 0 | 0 | 0 | 0 | 0 | 0 | 0
2040-02-04 | 4 | 40.06 | -14319 | -1564 | -762 | 0 | 0 | 0 | 528 | 0 | 300 | 1107 | 53 | 341 | 6241 | 3288 | 873 | 0 | 471 | 0 | 219 | 1187 | 0 | 370 | 1200 | 0 | 465 | 0 | 0 | 0 | 0 | 0 | 0 | 0 | 0 | 0
2040-02-04 | 5 | 42.53 | -15723 | -1564 | -735 | 0 | 0 | 0 | 734 | 0 | 300 | 1362 | 53 | 341 | 7151 | 3288 | 903 | 0 | 476 | 0 | 219 | 1188 | 0 | 340 | 1200 | 0 | 465 | 0 | 0 | 0 | 0 | 0 | 0 | 0 | 0 | 0
2040-02-04 | 6 | 43.83 | -17877 | -1505 | -762 | 0 | 0 | 0 | 1797 | 0 | 313 | 1423 | 53 | 341 | 8334 | 3288 | 741 | 0 | 504 | 0 | 219 | 1188 | 0 | 278 | 1200 | 0 | 465 | 0 | 0 | 0 | 0 | 0 | 0 | 0 | 0 | 0
2040-02-04 | 7 | 43.34 | -19007 | -1564 | -867 | 0 | 0 | 0 | 3572 | 0 | 313 | 1423 | 53 | 341 | 7897 | 3288 | 752 | 0 | 499 | 0 | 219 | 1188 | 0 | 226 | 1200 | 0 | 465 | 0 | 0 | 0 | 0 | 0 | 0 | 0 | 0 | 0
2040-02-04 | 8 | 41.61 | -19041 | -1564 | -998 | 0 | 0 | 0 | 4513 | 0 | 313 | 1209 | 53 | 341 | 6976 | 3288 | 841 | 0 | 477 | 275 | 219 | 1191 | 0 | 242 | 1200 | 0 | 465 | 0 | 0 | 0 | 0 | 0 | 0 | 0 | 0 | 0
2040-02-04 | 9 | 38.05 | -18903 | -1442 | -1234 | 0 | 0 | 0 | 4597 | 0 | 313 | 944 | 53 | 341 | 5725 | 3288 | 880 | 0 | 463 | 1625 | 219 | 1200 | 0 | 266 | 1200 | 0 | 465 | 0 | 0 | 0 | 0 | 0 | 0 | 0 | 0 | 0
2040-02-04 | 10 | 35.45 | -19118 | -1218 | -1444 | -216 | -145 | -432 | 4476 | 0 | 313 | 634 | 53 | 341 | 4805 | 3288 | 860 | 0 | 382 | 4032 | 219 | 1223 | 0 | 282 | 1200 | 0 | 465 | 0 | 0 | 0 | 0 | 0 | 0 | 0 | 0 | 0
2040-02-04 | 11 | 35.45 | -18990 | -1015 | -1313 | 0 | -600 | -1542 | 4386 | 0 | 313 | 627 | 53 | 341 | 3786 | 3288 | 861 | 0 | 315 | 6094 | 219 | 1238 | 0 | 273 | 1200 | 0 | 465 | 0 | 0 | 0 | 0 | 0 | 0 | 0 | 0 | 0
2040-02-04 | 12 | 35.45 | -18711 | -831 | -1444 | 0 | -10 | -1732 | 4232 | 0 | 313 | 627 | 53 | 341 | 2070 | 3288 | 702 | 0 | 243 | 7452 | 219 | 1239 | 0 | 283 | 1200 | 0 | 465 | 0 | 0 | 0 | 0 | 0 | 0 | 0 | 0 | 0
2040-02-04 | 13 | 35.45 | -18489 | -665 | -1576 | -257 | -104 | -1321 | 3989 | 0 | 313 | 627 | 53 | 341 | 1922 | 3288 | 641 | 0 | 205 | 7602 | 219 | 1242 | 0 | 304 | 1200 | 0 | 465 | 0 | 0 | 0 | 0 | 0 | 0 | 0 | 0 | 0
2040-02-04 | 14 | 35.45 | -18111 | -589 | -1628 | -107 | -560 | -69 | 3794 | 0 | 300 | 627 | 53 | 341 | 1452 | 3288 | 584 | 0 | 175 | 6998 | 219 | 1244 | 0 | 322 | 1200 | 0 | 465 | 0 | 0 | 0 | 0 | 0 | 0 | 0 | 0 | 0
2040-02-04 | 15 | 47.91 | -18093 | -521 | -1681 | 0 | 43 | 5 | 3487 | 0 | 300 | 627 | 53 | 341 | 2774 | 3288 | 463 | 0 | 150 | 5321 | 219 | 1241 | 0 | 317 | 1200 | 0 | 465 | 0 | 0 | 0 | 0 | 0 | 0 | 0 | 0 | 0
2040-02-04 | 16 | 47.91 | -18514 | -521 | -1602 | 0 | 508 | 1741 | 3424 | 0 | 300 | 791 | 53 | 341 | 3123 | 3288 | 379 | 0 | 141 | 3131 | 219 | 1244 | 0 | 290 | 1200 | 0 | 465 | 0 | 0 | 0 | 0 | 0 | 0 | 0 | 0 | 0
2040-02-04 | 17 | 50.95 | -19894 | -625 | -1576 | 499 | 610 | 1859 | 3810 | 90 | 300 | 1423 | 53 | 368 | 5219 | 3288 | 346 | 0 | 154 | 667 | 219 | 1235 | 0 | 290 | 1200 | 0 | 465 | 0 | 0 | 0 | 0 | 0 | 0 | 0 | 0 | 0
2040-02-04 | 18 | 47.91 | -20048 | -746 | -1628 | 0 | 59 | 166 | 5015 | 0 | 300 | 1423 | 53 | 341 | 7824 | 3288 | 344 | 0 | 195 | 0 | 219 | 1229 | 0 | 302 | 1200 | 0 | 465 | 0 | 0 | 0 | 0 | 0 | 0 | 0 | 0 | 0
2040-02-04 | 19 | 43.71 | -19521 | -921 | -1681 | 0 | 0 | 0 | 5284 | 0 | 300 | 1362 | 53 | 341 | 7489 | 3288 | 347 | 0 | 226 | 0 | 219 | 1227 | 0 | 322 | 1200 | 0 | 465 | 0 | 0 | 0 | 0 | 0 | 0 | 0 | 0 | 0
2040-02-04 | 20 | 42.99 | -18640 | -1015 | -1576 | 0 | 0 | 0 | 4867 | 0 | 300 | 1214 | 53 | 341 | 7206 | 3288 | 279 | 0 | 236 | 0 | 219 | 1221 | 0 | 342 | 1200 | 0 | 465 | 0 | 0 | 0 | 0 | 0 | 0 | 0 | 0 | 0
2040-02-04 | 21 | 41.61 | -17325 | -1065 | -1471 | 0 | 0 | 0 | 4153 | 0 | 300 | 1165 | 53 | 341 | 6639 | 3288 | 197 | 0 | 267 | 0 | 219 | 1211 | 0 | 362 | 1200 | 0 | 465 | 0 | 0 | 0 | 0 | 0 | 0 | 0 | 0 | 0
2040-02-04 | 22 | 40.08 | -15711 | -1164 | -1339 | 0 | 0 | 0 | 3118 | 0 | 300 | 999 | 53 | 341 | 6141 | 3288 | 164 | 0 | 309 | 0 | 219 | 1214 | 0 | 403 | 1200 | 0 | 465 | 0 | 0 | 0 | 0 | 0 | 0 | 0 | 0 | 0
2040-02-04 | 23 | 39.22 | -14433 | -1164 | -1339 | 0 | 0 | 0 | 1886 | 0 | 300 | 978 | 53 | 341 | 6095 | 3288 | 123 | 0 | 343 | 0 | 219 | 1208 | 0 | 436 | 1200 | 0 | 465 | 0 | 0 | 0 | 0 | 0 | 0 | 0 | 0 | 0
2040-02-04 | 24 | 40.68 | -13824 | -1218 | -1208 | 0 | 0 | 0 | 861 | 0 | 300 | 1093 | 53 | 341 | 6326 | 3288 | 108 | 0 | 395 | 0 | 219 | 1194 | 0 | 406 | 1200 | 0 | 465 | 0 | 0 | 0 | 0 | 0 | 0 | 0 | 0 | 0
2040-02-05 | 1 | 38.05 | -13364 | -1330 | -814 | 0 | 0 | 0 | 528 | 0 | 300 | 974 | 53 | 341 | 5624 | 3288 | 143 | 0 | 446 | 0 | 219 | 1187 | 0 | 739 | 1200 | 0 | 465 | 0 | 0 | 0 | 0 | 0 | 0 | 0 | 0 | 0
2040-02-05 | 2 | 37.71 | -13256 | -1384 | -735 | 0 | 0 | 0 | 528 | 0 | 300 | 944 | 53 | 341 | 5477 | 3288 | 190 | 0 | 450 | 0 | 218 | 1188 | 0 | 732 | 1200 | 0 | 465 | 0 | 0 | 0 | 0 | 0 | 0 | 0 | 0 | 0
2040-02-05 | 3 | 39.11 | -13436 | -1384 | -630 | 0 | 0 | 0 | 528 | 0 | 300 | 944 | 53 | 341 | 5595 | 3288 | 131 | 0 | 487 | 0 | 219 | 1185 | 0 | 713 | 1200 | 0 | 465 | 0 | 0 | 0 | 0 | 0 | 0 | 0 | 0 | 0
2040-02-05 | 4 | 40.68 | -13893 | -1272 | -604 | 0 | 0 | 0 | 528 | 0 | 300 | 1026 | 53 | 341 | 6170 | 3288 | 118 | 0 | 502 | 0 | 219 | 1187 | 0 | 370 | 1200 | 0 | 465 | 0 | 0 | 0 | 0 | 0 | 0 | 0 | 0 | 0
2040-02-05 | 5 | 43.59 | -15376 | -1330 | -604 | 0 | 0 | 0 | 528 | 0 | 300 | 1347 | 53 | 341 | 7371 | 3288 | 121 | 0 | 547 | 0 | 219 | 1188 | 0 | 340 | 1200 | 0 | 465 | 0 | 0 | 0 | 0 | 0 | 0 | 0 | 0 | 0
2040-02-05 | 6 | 43.82 | -17644 | -1272 | -630 | 0 | 0 | 0 | 1532 | 0 | 313 | 1423 | 53 | 341 | 8586 | 3288 | 62 | 0 | 596 | 0 | 219 | 1188 | 0 | 278 | 1200 | 0 | 465 | 0 | 0 | 0 | 0 | 0 | 0 | 0 | 0 | 0
2040-02-05 | 7 | 42.99 | -18818 | -1272 | -788 | 0 | 0 | 0 | 3429 | 0 | 313 | 1423 | 53 | 341 | 8039 | 3288 | 69 | 0 | 624 | 0 | 219 | 1188 | 0 | 226 | 1200 | 0 | 465 | 0 | 0 | 0 | 0 | 0 | 0 | 0 | 0 | 0
2040-02-05 | 8 | 41.82 | -18863 | -1164 | -972 | 0 | 0 | 0 | 4375 | 0 | 313 | 1209 | 53 | 341 | 7206 | 3288 | 53 | 0 | 617 | 226 | 219 | 1191 | 0 | 242 | 1200 | 0 | 465 | 0 | 0 | 0 | 0 | 0 | 0 | 0 | 0 | 0
2040-02-05 | 9 | 39.94 | -18751 | -1114 | -1155 | 0 | 0 | 0 | 4486 | 0 | 313 | 1093 | 53 | 341 | 6495 | 3288 | 41 | 0 | 585 | 975 | 219 | 1200 | 0 | 266 | 1200 | 0 | 465 | 0 | 0 | 0 | 0 | 0 | 0 | 0 | 0 | 0
2040-02-05 | 10 | 38.14 | -18814 | -1015 | -1339 | 0 | 0 | 0 | 4460 | 0 | 313 | 833 | 53 | 341 | 5737 | 3288 | 91 | 0 | 584 | 2079 | 219 | 1223 | 0 | 282 | 1200 | 0 | 465 | 0 | 0 | 0 | 0 | 0 | 0 | 0 | 0 | 0
2040-02-05 | 11 | 36.31 | -18897 | -872 | -1313 | 0 | -120 | -726 | 4380 | 0 | 313 | 634 | 53 | 341 | 5155 | 3288 | 170 | 0 | 590 | 3607 | 219 | 1238 | 0 | 273 | 1200 | 0 | 465 | 0 | 0 | 0 | 0 | 0 | 0 | 0 | 0 | 0
2040-02-05 | 12 | 36.31 | -18486 | -705 | -1129 | 0 | -372 | -1539 | 4174 | 0 | 313 | 627 | 53 | 341 | 3725 | 3288 | 239 | 0 | 593 | 5471 | 219 | 1239 | 0 | 283 | 1200 | 0 | 465 | 0 | 0 | 0 | 0 | 0 | 0 | 0 | 0 | 0
2040-02-05 | 13 | 36.31 | -18353 | -553 | -1471 | 0 | -600 | -1402 | 3974 | 0 | 313 | 627 | 53 | 341 | 2003 | 3288 | 342 | 0 | 586 | 7422 | 219 | 1242 | 0 | 304 | 1200 | 0 | 465 | 0 | 0 | 0 | 0 | 0 | 0 | 0 | 0 | 0
2040-02-05 | 14 | 36.31 | -18185 | -454 | -1444 | 0 | -323 | -467 | 3778 | 0 | 300 | 627 | 53 | 341 | 1668 | 3288 | 500 | 0 | 586 | 6282 | 219 | 1244 | 0 | 322 | 1200 | 0 | 465 | 0 | 0 | 0 | 0 | 0 | 0 | 0 | 0 | 0
2040-02-05 | 15 | 36.31 | -17792 | -427 | -1287 | 0 | -4 | 0 | 3503 | 0 | 300 | 627 | 53 | 341 | 1668 | 3288 | 542 | 0 | 584 | 5161 | 219 | 1241 | 0 | 317 | 1200 | 0 | 465 | 0 | 0 | 0 | 0 | 0 | 0 | 0 | 0 | 0
2040-02-05 | 16 | 49.07 | -17777 | -395 | -1707 | 0 | 242 | 115 | 3487 | 0 | 300 | 634 | 53 | 358 | 3615 | 3288 | 773 | 0 | 660 | 2935 | 219 | 1244 | 0 | 290 | 1200 | 0 | 465 | 0 | 0 | 0 | 0 | 0 | 0 | 0 | 0 | 0
2040-02-05 | 17 | 50.23 | -18696 | -427 | -2180 | 0 | 510 | 1840 | 3863 | 90 | 300 | 1165 | 53 | 368 | 4073 | 3288 | 866 | 0 | 785 | 693 | 219 | 1235 | 0 | 290 | 1200 | 0 | 465 | 0 | 0 | 0 | 0 | 0 | 0 | 0 | 0 | 0
2040-02-05 | 18 | 49.07 | -19024 | -521 | -2626 | 0 | 468 | 1103 | 5009 | 0 | 300 | 1166 | 53 | 350 | 4975 | 3288 | 1171 | 0 | 872 | 0 | 219 | 1229 | 0 | 302 | 1200 | 0 | 465 | 0 | 0 | 0 | 0 | 0 | 0 | 0 | 0 | 0
2040-02-05 | 19 | 42.6 | -19079 | -665 | -2521 | 0 | 0 | 0 | 5284 | 0 | 300 | 1107 | 53 | 341 | 5925 | 3288 | 1634 | 0 | 899 | 0 | 219 | 1227 | 0 | 322 | 1200 | 0 | 465 | 0 | 0 | 0 | 0 | 0 | 0 | 0 | 0 | 0
2040-02-05 | 20 | 36.17 | -18335 | -831 | -1786 | 0 | 0 | 0 | 4904 | 0 | 300 | 822 | 53 | 341 | 4967 | 3288 | 1925 | 0 | 905 | 0 | 219 | 1221 | 0 | 342 | 1200 | 0 | 465 | 0 | 0 | 0 | 0 | 0 | 0 | 0 | 0 | 0
2040-02-05 | 21 | 29.8 | -17180 | -921 | -1628 | 0 | 0 | 0 | 4259 | 0 | 300 | 709 | 53 | 325 | 4453 | 3288 | 1987 | 0 | 897 | 0 | 219 | 1211 | 0 | 362 | 1200 | 0 | 465 | 0 | 0 | 0 | 0 | 0 | 0 | 0 | 0 | 0
2040-02-05 | 22 | 10 | -15736 | -1015 | -1366 | 0 | 0 | 0 | 3234 | 0 | 300 | 634 | 53 | 166 | 4014 | 3288 | 2143 | 0 | 853 | 0 | 219 | 1214 | 0 | 334 | 1200 | 0 | 465 | 0 | 0 | 0 | 0 | 0 | 0 | 69 | 0 | 0
2040-02-05 | 23 | 10 | -14429 | -1164 | -1129 | 0 | 0 | 0 | 2040 | 0 | 300 | 634 | 53 | 160 | 3684 | 3288 | 2544 | 0 | 796 | 0 | 219 | 1208 | 0 | 131 | 1200 | 0 | 465 | 0 | 0 | 0 | 0 | 0 | 0 | 305 | 0 | 0
2040-02-05 | 24 | 5 | -13582 | -1330 | -919 | 0 | 0 | 0 | 999 | 0 | 300 | 634 | 53 | 160 | 3417 | 3288 | 3501 | 0 | 736 | 0 | 219 | 860 | 0 | 0 | 1200 | 0 | 465 | 0 | 0 | 0 | 0 | 334 | 0 | 406 | 0 | 0
2040-02-06 | 1 | 31 | -13105 | -1384 | -814 | 0 | -257 | -1859 | 528 | 0 | 300 | 634 | 53 | 319 | 4066 | 3288 | 3750 | 0 | 670 | 0 | 219 | 1187 | 0 | 739 | 1200 | 0 | 465 | 0 | 0 | 0 | 0 | 0 | 0 | 0 | 0 | 0
2040-02-06 | 2 | 31.31 | -13012 | -1505 | -735 | 0 | 0 | -1859 | 528 | 0 | 300 | 634 | 53 | 335 | 3740 | 3288 | 3818 | 0 | 611 | 0 | 218 | 1188 | 0 | 732 | 1200 | 0 | 465 | 0 | 0 | 0 | 0 | 0 | 0 | 0 | 0 | 0
2040-02-06 | 3 | 31.41 | -13107 | -1564 | -630 | 0 | 0 | -1428 | 528 | 0 | 300 | 634 | 53 | 341 | 3749 | 3288 | 3475 | 0 | 578 | 0 | 219 | 1185 | 0 | 713 | 1200 | 0 | 465 | 0 | 0 | 0 | 0 | 0 | 0 | 0 | 0 | 0
2040-02-06 | 4 | 34.28 | -13680 | -1626 | -604 | 0 | 0 | 0 | 528 | 0 | 300 | 699 | 53 | 341 | 3981 | 3288 | 2719 | 0 | 559 | 0 | 219 | 1187 | 0 | 370 | 1200 | 0 | 465 | 0 | 0 | 0 | 0 | 0 | 0 | 0 | 0 | 0
2040-02-06 | 5 | 40.31 | -15175 | -1689 | -604 | 0 | 0 | 0 | 528 | 0 | 300 | 1060 | 53 | 341 | 5181 | 3288 | 2796 | 0 | 508 | 0 | 219 | 1188 | 0 | 340 | 1200 | 0 | 465 | 0 | 0 | 0 | 0 | 0 | 0 | 0 | 0 | 0
2040-02-06 | 6 | 42.44 | -17530 | -1752 | -630 | 0 | 0 | 714 | 978 | 0 | 300 | 1423 | 53 | 341 | 6094 | 3288 | 2911 | 0 | 461 | 0 | 219 | 1188 | 0 | 278 | 1200 | 0 | 465 | 0 | 0 | 0 | 0 | 0 | 0 | 0 | 0 | 0
2040-02-06 | 7 | 42.44 | -18709 | -1820 | -788 | 0 | 0 | 485 | 2885 | 0 | 300 | 1386 | 53 | 341 | 6093 | 3288 | 2740 | 0 | 448 | 0 | 219 | 1188 | 0 | 226 | 1200 | 0 | 465 | 0 | 0 | 0 | 0 | 0 | 0 | 0 | 0 | 0
2040-02-06 | 8 | 39.94 | -18520 | -1820 | -972 | 0 | 0 | 0 | 3863 | 0 | 300 | 1166 | 53 | 341 | 6070 | 3288 | 2093 | 0 | 406 | 415 | 219 | 1191 | 0 | 242 | 1200 | 0 | 465 | 0 | 0 | 0 | 0 | 0 | 0 | 0 | 0 | 0
2040-02-06 | 9 | 33.82 | -18421 | -1752 | -1155 | 0 | 0 | 0 | 3778 | 0 | 300 | 794 | 53 | 341 | 5024 | 3288 | 1526 | 0 | 300 | 2574 | 219 | 1200 | 0 | 266 | 1200 | 0 | 465 | 0 | 0 | 0 | 0 | 0 | 0 | 0 | 0 | 0
2040-02-06 | 10 | 31.41 | -18588 | -1626 | -1339 | 0 | 0 | -1474 | 3746 | 0 | 300 | 634 | 53 | 341 | 4623 | 3288 | 1307 | 0 | 188 | 5159 | 219 | 1223 | 0 | 282 | 1200 | 0 | 465 | 0 | 0 | 0 | 0 | 0 | 0 | 0 | 0 | 0
2040-02-06 | 11 | 31 | -18742 | -1505 | -1313 | 0 | -355 | -1859 | 3762 | 0 | 300 | 627 | 53 | 341 | 4019 | 3288 | 1004 | 0 | 147 | 6837 | 219 | 1238 | 0 | 273 | 1200 | 0 | 465 | 0 | 0 | 0 | 0 | 0 | 0 | 0 | 0 | 0
2040-02-06 | 12 | 28.6 | -18203 | -1442 | -1129 | -293 | -610 | -1859 | 3694 | 0 | 300 | 627 | 53 | 341 | 3541 | 3288 | 642 | 0 | 90 | 7554 | 219 | 1239 | 0 | 283 | 1200 | 0 | 465 | 0 | 0 | 0 | 0 | 0 | 0 | 0 | 0 | 0
2040-02-06 | 13 | 31 | -18166 | -1384 | -1471 | 0 | -39 | -1859 | 3482 | 0 | 300 | 627 | 53 | 341 | 3417 | 3288 | 341 | 0 | 58 | 7580 | 219 | 1242 | 0 | 304 | 1200 | 0 | 465 | 0 | 0 | 0 | 0 | 0 | 0 | 0 | 0 | 0
2040-02-06 | 14 | 40.34 | -18247 | -1272 | -1444 | 0 | 0 | 0 | 3366 | 0 | 300 | 678 | 53 | 341 | 4797 | 3288 | 203 | 0 | 53 | 4433 | 219 | 1244 | 0 | 322 | 1200 | 0 | 465 | 0 | 0 | 0 | 0 | 0 | 0 | 0 | 0 | 0
2040-02-06 | 15 | 42.44 | -18073 | -1272 | -1287 | 0 | 0 | 523 | 3313 | 0 | 300 | 944 | 53 | 341 | 5332 | 3288 | 119 | 0 | 55 | 2920 | 219 | 1241 | 0 | 317 | 1200 | 0 | 465 | 0 | 0 | 0 | 0 | 0 | 0 | 0 | 0 | 0
2040-02-06 | 16 | 42.53 | -18448 | -1272 | -1707 | 0 | 141 | 1859 | 3477 | 0 | 313 | 1423 | 53 | 341 | 6078 | 3288 | 70 | 0 | 72 | 893 | 219 | 1244 | 0 | 290 | 1200 | 0 | 465 | 0 | 0 | 0 | 0 | 0 | 0 | 0 | 0 | 0
2040-02-06 | 17 | 42.99 | -19368 | -1272 | -2180 | 252 | 610 | 1859 | 4100 | 0 | 313 | 1423 | 53 | 341 | 6809 | 3288 | 33 | 0 | 97 | 232 | 219 | 1235 | 0 | 290 | 1200 | 0 | 465 | 0 | 0 | 0 | 0 | 0 | 0 | 0 | 0 | 0
2040-02-06 | 18 | 42.53 | -19559 | -1384 | -2626 | 0 | 333 | 1859 | 5184 | 0 | 313 | 1423 | 53 | 341 | 7148 | 3288 | 60 | 0 | 152 | 0 | 219 | 1229 | 0 | 302 | 1200 | 0 | 465 | 0 | 0 | 0 | 0 | 0 | 0 | 0 | 0 | 0
2040-02-06 | 19 | 42.44 | -19578 | -1442 | -2521 | 0 | 0 | 1430 | 5284 | 0 | 313 | 1423 | 53 | 341 | 7702 | 3288 | 38 | 0 | 235 | 0 | 219 | 1227 | 0 | 322 | 1200 | 0 | 465 | 0 | 0 | 0 | 0 | 0 | 0 | 0 | 0 | 0
2040-02-06 | 20 | 42.44 | -18869 | -1564 | -1786 | 0 | 0 | 297 | 4861 | 0 | 313 | 1423 | 53 | 341 | 7882 | 3288 | 46 | 0 | 267 | 0 | 219 | 1221 | 0 | 342 | 1200 | 0 | 465 | 0 | 0 | 0 | 0 | 0 | 0 | 0 | 0 | 0
2040-02-06 | 21 | 41.82 | -17732 | -1564 | -1628 | 0 | 0 | 0 | 4217 | 0 | 313 | 1362 | 53 | 341 | 7536 | 3288 | 95 | 0 | 261 | 0 | 219 | 1211 | 0 | 362 | 1200 | 0 | 465 | 0 | 0 | 0 | 0 | 0 | 0 | 0 | 0 | 0
2040-02-06 | 22 | 40.18 | -16248 | -1564 | -1366 | 0 | 0 | 0 | 3192 | 0 | 313 | 1166 | 53 | 341 | 6792 | 3288 | 275 | 0 | 256 | 0 | 219 | 1214 | 0 | 403 | 1200 | 0 | 465 | 0 | 0 | 0 | 0 | 0 | 0 | 0 | 0 | 0
2040-02-06 | 23 | 39.27 | -14989 | -1564 | -1129 | 0 | 0 | 0 | 1923 | 0 | 313 | 1117 | 53 | 341 | 6328 | 3288 | 548 | 0 | 242 | 0 | 219 | 1208 | 0 | 436 | 1200 | 0 | 465 | 0 | 0 | 0 | 0 | 0 | 0 | 0 | 0 | 0
2040-02-06 | 24 | 40.06 | -14147 | -1564 | -919 | 0 | 0 | 0 | 856 | 0 | 300 | 1107 | 53 | 341 | 5940 | 3288 | 1025 | 0 | 236 | 0 | 219 | 1194 | 0 | 406 | 1200 | 0 | 465 | 0 | 0 | 0 | 0 | 0 | 0 | 0 | 0 | 0
2040-02-07 | 1 | 37.4 | -13722 | -1564 | -814 | 0 | 0 | 0 | 528 | 0 | 300 | 1060 | 53 | 341 | 5354 | 3288 | 1133 | 0 | 232 | 0 | 219 | 1187 | 0 | 739 | 1200 | 0 | 465 | 0 | 0 | 0 | 0 | 0 | 0 | 0 | 0 | 0
2040-02-07 | 2 | 38.81 | -13565 | -1564 | -735 | 0 | 0 | 0 | 528 | 0 | 300 | 1059 | 53 | 341 | 5540 | 3288 | 730 | 0 | 221 | 0 | 218 | 1188 | 0 | 732 | 1200 | 0 | 465 | 0 | 0 | 0 | 0 | 0 | 0 | 0 | 0 | 0
2040-02-07 | 3 | 38.81 | -13613 | -1564 | -630 | 0 | 0 | 0 | 528 | 0 | 300 | 1016 | 53 | 341 | 5532 | 3288 | 746 | 0 | 220 | 0 | 219 | 1185 | 0 | 713 | 1200 | 0 | 465 | 0 | 0 | 0 | 0 | 0 | 0 | 0 | 0 | 0
2040-02-07 | 4 | 39.26 | -14106 | -1564 | -604 | 0 | 0 | 0 | 528 | 0 | 300 | 1093 | 53 | 341 | 5843 | 3288 | 1183 | 0 | 204 | 0 | 219 | 1187 | 0 | 370 | 1200 | 0 | 465 | 0 | 0 | 0 | 0 | 0 | 0 | 0 | 0 | 0
2040-02-07 | 5 | 42.06 | -15549 | -1564 | -604 | 0 | 0 | 0 | 528 | 0 | 300 | 1362 | 53 | 341 | 6723 | 3288 | 1529 | 0 | 179 | 0 | 219 | 1188 | 0 | 340 | 1200 | 0 | 465 | 0 | 0 | 0 | 0 | 0 | 0 | 0 | 0 | 0
2040-02-07 | 6 | 43.34 | -17761 | -1505 | -630 | 0 | 0 | 0 | 1104 | 0 | 300 | 1423 | 53 | 341 | 7754 | 3288 | 2143 | 0 | 140 | 0 | 219 | 1188 | 0 | 278 | 1200 | 0 | 465 | 0 | 0 | 0 | 0 | 0 | 0 | 0 | 0 | 0
2040-02-07 | 7 | 40.08 | -19057 | -1564 | -788 | 0 | 0 | 0 | 2901 | 0 | 300 | 1405 | 53 | 341 | 6503 | 3288 | 3193 | 0 | 126 | 0 | 219 | 1188 | 0 | 226 | 1200 | 0 | 465 | 0 | 0 | 0 | 0 | 0 | 0 | 0 | 0 | 0
2040-02-07 | 8 | 35.45 | -19249 | -1505 | -972 | 0 | 0 | 0 | 3926 | 0 | 300 | 1109 | 53 | 341 | 5040 | 3288 | 4099 | 0 | 100 | 153 | 219 | 1191 | 0 | 242 | 1200 | 0 | 465 | 0 | 0 | 0 | 0 | 0 | 0 | 0 | 0 | 0
2040-02-07 | 9 | 29.85 | -19275 | -1505 | -1155 | 0 | 0 | -266 | 4180 | 0 | 300 | 944 | 53 | 341 | 4376 | 3288 | 4613 | 0 | 92 | 665 | 219 | 1200 | 0 | 266 | 1200 | 0 | 465 | 0 | 0 | 0 | 0 | 0 | 0 | 0 | 0 | 0
2040-02-07 | 10 | 29.85 | -19491 | -1505 | -1339 | 0 | 0 | -566 | 4328 | 0 | 300 | 709 | 53 | 341 | 4082 | 3288 | 4513 | 0 | 84 | 1814 | 219 | 1223 | 0 | 282 | 1200 | 0 | 465 | 0 | 0 | 0 | 0 | 0 | 0 | 0 | 0 | 0
2040-02-07 | 11 | 29.85 | -19712 | -1442 | -1313 | 0 | 0 | -470 | 4423 | 0 | 300 | 692 | 53 | 341 | 3926 | 3288 | 4420 | 0 | 84 | 2016 | 219 | 1238 | 0 | 273 | 1200 | 0 | 465 | 0 | 0 | 0 | 0 | 0 | 0 | 0 | 0 | 0
2040-02-07 | 12 | 29.85 | -19222 | -1384 | -1129 | 0 | 0 | -359 | 4412 | 0 | 300 | 681 | 53 | 341 | 3861 | 3288 | 4256 | 0 | 78 | 1418 | 219 | 1239 | 0 | 283 | 1200 | 0 | 465 | 0 | 0 | 0 | 0 | 0 | 0 | 0 | 0 | 0
2040-02-07 | 13 | 29.85 | -19153 | -1384 | -1471 | 0 | 0 | -528 | 4280 | 0 | 300 | 634 | 53 | 341 | 3531 | 3288 | 3840 | 0 | 74 | 2763 | 219 | 1242 | 0 | 304 | 1200 | 0 | 465 | 0 | 0 | 0 | 0 | 0 | 0 | 0 | 0 | 0
2040-02-07 | 14 | 29.85 | -19101 | -1330 | -1444 | 0 | 0 | -364 | 4180 | 0 | 300 | 634 | 53 | 341 | 3527 | 3288 | 3793 | 0 | 81 | 2592 | 219 | 1244 | 0 | 322 | 1200 | 0 | 465 | 0 | 0 | 0 | 0 | 0 | 0 | 0 | 0 | 0
2040-02-07 | 15 | 37.71 | -18754 | -1330 | -1287 | 0 | 0 | 0 | 4026 | 0 | 300 | 678 | 53 | 341 | 3868 | 3288 | 3556 | 0 | 94 | 1725 | 219 | 1241 | 0 | 317 | 1200 | 0 | 465 | 0 | 0 | 0 | 0 | 0 | 0 | 0 | 0 | 0
2040-02-07 | 16 | 40.34 | -18885 | -1330 | -1707 | 0 | 0 | 4 | 4063 | 0 | 300 | 944 | 53 | 341 | 5273 | 3288 | 3246 | 0 | 130 | 861 | 219 | 1244 | 0 | 290 | 1200 | 0 | 465 | 0 | 0 | 0 | 0 | 0 | 0 | 0 | 0 | 0
2040-02-07 | 17 | 40.34 | -19443 | -1330 | -2180 | 0 | 0 | 1018 | 4507 | 0 | 300 | 1166 | 53 | 341 | 5482 | 3288 | 2940 | 0 | 175 | 272 | 219 | 1235 | 0 | 290 | 1200 | 0 | 465 | 0 | 0 | 0 | 0 | 0 | 0 | 0 | 0 | 0
2040-02-07 | 18 | 40.34 | -19490 | -1384 | -2626 | 0 | 0 | 502 | 5284 | 0 | 300 | 1166 | 53 | 341 | 6214 | 3288 | 2717 | 0 | 220 | 0 | 219 | 1229 | 0 | 302 | 1200 | 0 | 465 | 0 | 0 | 0 | 0 | 0 | 0 | 0 | 0 | 0
2040-02-07 | 19 | 40.34 | -19591 | -1384 | -2521 | 0 | 0 | 243 | 5236 | 0 | 300 | 1166 | 53 | 341 | 6568 | 3288 | 2608 | 0 | 259 | 0 | 219 | 1227 | 0 | 322 | 1200 | 0 | 465 | 0 | 0 | 0 | 0 | 0 | 0 | 0 | 0 | 0
2040-02-07 | 20 | 39.94 | -18844 | -1384 | -1786 | 0 | 0 | 0 | 4793 | 0 | 300 | 1093 | 53 | 341 | 6358 | 3288 | 2011 | 0 | 330 | 0 | 219 | 1221 | 0 | 342 | 1200 | 0 | 465 | 0 | 0 | 0 | 0 | 0 | 0 | 0 | 0 | 0
2040-02-07 | 21 | 40.34 | -17743 | -1384 | -1628 | 0 | 0 | 122 | 4106 | 0 | 300 | 1119 | 53 | 341 | 6564 | 3288 | 1039 | 0 | 365 | 0 | 219 | 1211 | 0 | 362 | 1200 | 0 | 465 | 0 | 0 | 0 | 0 | 0 | 0 | 0 | 0 | 0
2040-02-07 | 22 | 39.94 | -16261 | -1384 | -1366 | 0 | 0 | 0 | 3107 | 0 | 300 | 1107 | 53 | 341 | 6385 | 3288 | 541 | 0 | 388 | 0 | 219 | 1214 | 0 | 403 | 1200 | 0 | 465 | 0 | 0 | 0 | 0 | 0 | 0 | 0 | 0 | 0
2040-02-07 | 23 | 39.9 | -15028 | -1384 | -1129 | 0 | 0 | 0 | 1839 | 0 | 300 | 1107 | 53 | 341 | 6301 | 3288 | 378 | 0 | 406 | 0 | 219 | 1208 | 0 | 436 | 1200 | 0 | 465 | 0 | 0 | 0 | 0 | 0 | 0 | 0 | 0 | 0
2040-02-07 | 24 | 40.31 | -14067 | -1384 | -919 | 0 | 0 | 0 | 782 | 0 | 300 | 1107 | 53 | 341 | 6116 | 3288 | 486 | 0 | 413 | 0 | 219 | 1194 | 0 | 406 | 1200 | 0 | 465 | 0 | 0 | 0 | 0 | 0 | 0 | 0 | 0 | 0
2040-02-08 | 1 | 34.28 | -13651 | -1442 | -814 | 0 | 0 | 0 | 624 | 0 | 300 | 1001 | 53 | 341 | 4908 | 3288 | 1147 | 0 | 435 | 0 | 219 | 1187 | 0 | 739 | 1200 | 0 | 465 | 0 | 0 | 0 | 0 | 0 | 0 | 0 | 0 | 0
2040-02-08 | 2 | 29.02 | -13442 | -1384 | -735 | 0 | 0 | -87 | 528 | 0 | 300 | 880 | 53 | 341 | 4013 | 3288 | 1960 | 0 | 481 | 0 | 218 | 1188 | 0 | 732 | 1200 | 0 | 465 | 0 | 0 | 0 | 0 | 0 | 0 | 0 | 0 | 0
2040-02-08 | 3 | 29.02 | -13500 | -1442 | -630 | 0 | 0 | -794 | 528 | 0 | 300 | 692 | 53 | 341 | 3892 | 3288 | 2951 | 0 | 538 | 0 | 219 | 1185 | 0 | 713 | 1200 | 0 | 465 | 0 | 0 | 0 | 0 | 0 | 0 | 0 | 0 | 0
2040-02-08 | 4 | 29.02 | -13982 | -1384 | -604 | 0 | 0 | -604 | 528 | 0 | 300 | 646 | 53 | 341 | 3382 | 3288 | 4057 | 0 | 537 | 0 | 219 | 1187 | 0 | 370 | 1200 | 0 | 465 | 0 | 0 | 0 | 0 | 0 | 0 | 0 | 0 | 0
2040-02-08 | 5 | 34.28 | -15253 | -1384 | -604 | 0 | 0 | 0 | 528 | 0 | 300 | 793 | 53 | 341 | 3597 | 3288 | 4402 | 0 | 527 | 0 | 219 | 1188 | 0 | 340 | 1200 | 0 | 465 | 0 | 0 | 0 | 0 | 0 | 0 | 0 | 0 | 0
2040-02-08 | 6 | 39.22 | -17499 | -1442 | -630 | 0 | 0 | 513 | 1443 | 0 | 300 | 1093 | 53 | 341 | 4106 | 3288 | 4574 | 0 | 511 | 0 | 219 | 1188 | 0 | 278 | 1200 | 0 | 465 | 0 | 0 | 0 | 0 | 0 | 0 | 0 | 0 | 0
2040-02-08 | 7 | 39.22 | -18728 | -1384 | -788 | 0 | 0 | 363 | 3271 | 0 | 300 | 944 | 53 | 341 | 3821 | 3288 | 4707 | 0 | 513 | 0 | 219 | 1188 | 0 | 226 | 1200 | 0 | 465 | 0 | 0 | 0 | 0 | 0 | 0 | 0 | 0 | 0
2040-02-08 | 8 | 39.22 | -19122 | -1384 | -972 | 0 | 0 | 223 | 4333 | 0 | 300 | 779 | 53 | 341 | 3417 | 3288 | 4861 | 0 | 469 | 96 | 219 | 1191 | 0 | 242 | 1200 | 0 | 465 | 0 | 0 | 0 | 0 | 0 | 0 | 0 | 0 | 0
2040-02-08 | 9 | 35.45 | -19225 | -1330 | -1155 | 0 | 0 | 0 | 4719 | 0 | 300 | 692 | 53 | 341 | 3225 | 3288 | 4898 | 0 | 516 | 329 | 219 | 1200 | 0 | 266 | 1200 | 0 | 465 | 0 | 0 | 0 | 0 | 0 | 0 | 0 | 0 | 0
2040-02-08 | 10 | 25.6 | -19538 | -1330 | -1339 | 0 | -76 | -70 | 4930 | 0 | 0 | 634 | 53 | 341 | 2987 | 3288 | 4898 | 0 | 576 | 1257 | 219 | 1223 | 0 | 282 | 1200 | 0 | 465 | 0 | 0 | 0 | 0 | 0 | 0 | 0 | 0 | 0
2040-02-08 | 11 | 25.59 | -19733 | -1218 | -1313 | 0 | 0 | -293 | 5067 | 0 | 0 | 627 | 53 | 273 | 0 | 3288 | 4868 | 0 | 666 | 4319 | 219 | 1238 | 0 | 273 | 1200 | 0 | 465 | 0 | 0 | 0 | 0 | 0 | 0 | 0 | 0 | 0
2040-02-08 | 12 | 24.22 | -18981 | -1114 | -1129 | 0 | -32 | -1859 | 4999 | 0 | 0 | 627 | 53 | 330 | 0 | 3288 | 4702 | 0 | 732 | 4978 | 219 | 1239 | 0 | 283 | 1200 | 0 | 465 | 0 | 0 | 0 | 0 | 0 | 0 | 0 | 0 | 0
2040-02-08 | 13 | 24.41 | -18795 | -1015 | -1471 | 0 | 0 | -139 | 4571 | 0 | 0 | 627 | 53 | 341 | 0 | 3288 | 4578 | 0 | 799 | 3732 | 219 | 1242 | 0 | 304 | 1200 | 0 | 465 | 0 | 0 | 0 | 0 | 0 | 0 | 0 | 0 | 0
2040-02-08 | 14 | 24.41 | -18514 | -786 | -1444 | 0 | 0 | -827 | 4243 | 0 | 0 | 627 | 53 | 341 | 0 | 3288 | 4797 | 0 | 846 | 3926 | 219 | 1244 | 0 | 322 | 1200 | 0 | 465 | 0 | 0 | 0 | 0 | 0 | 0 | 0 | 0 | 0
2040-02-08 | 15 | 24.41 | -17934 | -705 | -1287 | 0 | 0 | -1344 | 3841 | 0 | 0 | 627 | 53 | 341 | 0 | 3288 | 4878 | 0 | 856 | 3943 | 219 | 1241 | 0 | 317 | 1200 | 0 | 465 | 0 | 0 | 0 | 0 | 0 | 0 | 0 | 0 | 0
2040-02-08 | 16 | 32.99 | -17798 | -705 | -1707 | 0 | 0 | 309 | 3699 | 0 | 0 | 627 | 53 | 341 | 28 | 3288 | 4901 | 0 | 894 | 2652 | 219 | 1244 | 0 | 290 | 1200 | 0 | 465 | 0 | 0 | 0 | 0 | 0 | 0 | 0 | 0 | 0
2040-02-08 | 17 | 32.99 | -18385 | -831 | -2180 | 0 | 0 | 1049 | 4048 | 0 | 0 | 646 | 53 | 341 | 2005 | 3288 | 4909 | 0 | 993 | 656 | 219 | 1235 | 0 | 290 | 1200 | 0 | 465 | 0 | 0 | 0 | 0 | 0 | 0 | 0 | 0 | 0
2040-02-08 | 18 | 32.99 | -18658 | -1015 | -2626 | 0 | 0 | 1131 | 4999 | 0 | 0 | 709 | 53 | 341 | 2406 | 3288 | 4910 | 0 | 1048 | 0 | 219 | 1229 | 0 | 302 | 1200 | 0 | 465 | 0 | 0 | 0 | 0 | 0 | 0 | 0 | 0 | 0
2040-02-08 | 19 | 32.99 | -18805 | -1218 | -2521 | 0 | 93 | 866 | 5284 | 0 | 0 | 692 | 53 | 341 | 2539 | 3288 | 4910 | 0 | 1044 | 0 | 219 | 1227 | 0 | 322 | 1200 | 0 | 465 | 0 | 0 | 0 | 0 | 0 | 0 | 0 | 0 | 0
2040-02-08 | 20 | 25.6 | -18287 | -1384 | -1786 | 0 | 0 | 0 | 4978 | 0 | 0 | 634 | 53 | 335 | 2801 | 3288 | 4885 | 0 | 1035 | 0 | 219 | 1221 | 0 | 342 | 1200 | 0 | 465 | 0 | 0 | 0 | 0 | 0 | 0 | 0 | 0 | 0
2040-02-08 | 21 | 23.36 | -17605 | -1564 | -1628 | 0 | 0 | 0 | 4587 | 0 | 0 | 634 | 53 | 187 | 2686 | 3288 | 4863 | 0 | 1041 | 0 | 219 | 1211 | 0 | 362 | 1200 | 0 | 465 | 0 | 0 | 0 | 0 | 0 | 0 | 0 | 0 | 0
2040-02-08 | 22 | 5 | -16529 | -1626 | -1366 | 0 | 0 | 0 | 3915 | 0 | 0 | 634 | 53 | 160 | 2554 | 3288 | 4869 | 0 | 1027 | 0 | 219 | 1136 | 0 | 0 | 1200 | 0 | 465 | 0 | 0 | 0 | 0 | 78 | 0 | 403 | 0 | 0
2040-02-08 | 23 | 5 | -15463 | -1752 | -1129 | 0 | 0 | 0 | 3001 | 0 | 0 | 627 | 53 | 160 | 2554 | 3288 | 4876 | 0 | 1045 | 0 | 219 | 855 | 0 | 0 | 1200 | 0 | 465 | 0 | 0 | 0 | 0 | 353 | 0 | 436 | 0 | 0
2040-02-08 | 24 | 5 | -14663 | -1887 | -919 | 0 | 0 | 0 | 2129 | 0 | 0 | 627 | 53 | 160 | 2882 | 3288 | 4884 | 0 | 1069 | 0 | 219 | 493 | 0 | 0 | 1200 | 0 | 465 | 0 | 0 | 0 | 0 | 701 | 0 | 406 | 0 | 0
2040-02-09 | 1 | 17.91 | -14213 | -1954 | -814 | 0 | 0 | -698 | 1015 | 0 | 0 | 634 | 53 | 160 | 2788 | 3288 | 4877 | 0 | 1055 | 0 | 219 | 1187 | 0 | 739 | 1200 | 0 | 465 | 0 | 0 | 0 | 0 | 0 | 0 | 0 | 0 | 0
2040-02-09 | 2 | 17.91 | -14080 | -2026 | -735 | 0 | 0 | -488 | 687 | 0 | 0 | 634 | 53 | 160 | 2788 | 3288 | 4877 | 0 | 1039 | 0 | 218 | 1188 | 0 | 732 | 1200 | 0 | 465 | 0 | 0 | 0 | 0 | 0 | 0 | 0 | 0 | 0
2040-02-09 | 3 | 17.91 | -13981 | -2098 | -630 | 0 | 0 | -334 | 571 | 0 | 0 | 634 | 53 | 160 | 2643 | 3288 | 4877 | 0 | 1034 | 0 | 219 | 1185 | 0 | 713 | 1200 | 0 | 465 | 0 | 0 | 0 | 0 | 0 | 0 | 0 | 0 | 0
2040-02-09 | 4 | 24.21 | -14295 | -2242 | -604 | 0 | 0 | 57 | 592 | 0 | 0 | 634 | 53 | 272 | 2918 | 3288 | 4885 | 0 | 999 | 0 | 219 | 1187 | 0 | 370 | 1200 | 0 | 465 | 0 | 0 | 0 | 0 | 0 | 0 | 0 | 0 | 0
2040-02-09 | 5 | 21.94 | -14900 | -2242 | -604 | 0 | 0 | 0 | 835 | 0 | 0 | 681 | 53 | 160 | 3448 | 3288 | 4885 | 0 | 984 | 0 | 219 | 1188 | 0 | 340 | 1200 | 0 | 465 | 0 | 0 | 0 | 0 | 0 | 0 | 0 | 0 | 0
2040-02-09 | 6 | 24.21 | -15782 | -2318 | -630 | 0 | 0 | 159 | 1363 | 0 | 0 | 714 | 53 | 269 | 3679 | 3288 | 4863 | 0 | 992 | 0 | 219 | 1188 | 0 | 278 | 1200 | 0 | 465 | 0 | 0 | 0 | 0 | 0 | 0 | 0 | 0 | 0
2040-02-09 | 7 | 24.21 | -16672 | -2395 | -788 | 0 | 0 | 260 | 2198 | 0 | 0 | 794 | 53 | 271 | 3824 | 3288 | 4863 | 0 | 1005 | 0 | 219 | 1188 | 0 | 226 | 1200 | 0 | 465 | 0 | 0 | 0 | 0 | 0 | 0 | 0 | 0 | 0
2040-02-09 | 8 | 24.21 | -17600 | -2395 | -972 | 0 | 0 | 339 | 2996 | 0 | 0 | 754 | 53 | 268 | 3636 | 3288 | 4863 | 0 | 1018 | 434 | 219 | 1191 | 0 | 242 | 1200 | 0 | 465 | 0 | 0 | 0 | 0 | 0 | 0 | 0 | 0 | 0
2040-02-09 | 9 | 17.91 | -18120 | -2318 | -1155 | 0 | 0 | -280 | 3762 | 0 | 0 | 634 | 53 | 160 | 2560 | 3288 | 4876 | 0 | 1035 | 2155 | 219 | 1200 | 0 | 266 | 1200 | 0 | 465 | 0 | 0 | 0 | 0 | 0 | 0 | 0 | 0 | 0
2040-02-09 | 10 | 17.91 | -18616 | -2242 | -1339 | 0 | 0 | -672 | 4217 | 0 | 0 | 627 | 53 | 160 | 676 | 3288 | 4877 | 0 | 1052 | 4531 | 219 | 1223 | 0 | 282 | 1200 | 0 | 465 | 0 | 0 | 0 | 0 | 0 | 0 | 0 | 0 | 0
2040-02-09 | 11 | 5 | -18991 | -2098 | -1313 | -905 | -173 | -1859 | 4460 | 0 | 0 | 627 | 53 | 160 | 676 | 3288 | 4885 | 0 | 1061 | 7008 | 219 | 1238 | 0 | 0 | 1200 | 0 | 465 | 0 | 0 | 0 | 0 | 0 | 0 | 273 | 0 | 0
2040-02-09 | 12 | 2 | -18413 | -1954 | -1129 | -908 | -610 | -1859 | 4497 | 0 | 0 | 627 | 53 | 160 | 550 | 3288 | 4885 | 0 | 1082 | 8647 | 0 | 0 | 0 | 0 | 620 | 0 | 465 | 0 | 0 | 0 | 219 | 1239 | 0 | 283 | 580 | 0
2040-02-09 | 13 | 2 | -17952 | -1887 | -1471 | -908 | -610 | -1859 | 4238 | 0 | 0 | 627 | 53 | 160 | 550 | 3288 | 4875 | 0 | 1075 | 8447 | 0 | 0 | 0 | 0 | 908 | 0 | 465 | 0 | 0 | 0 | 219 | 1242 | 0 | 304 | 292 | 0
2040-02-09 | 14 | 5 | -17733 | -1820 | -1444 | -837 | 0 | -1859 | 3826 | 0 | 0 | 627 | 53 | 160 | 455 | 3288 | 4876 | 0 | 1091 | 6987 | 219 | 445 | 0 | 0 | 1200 | 0 | 465 | 0 | 0 | 0 | 0 | 799 | 0 | 322 | 0 | 0
2040-02-09 | 15 | 5 | -17407 | -1752 | -1287 | -516 | -25 | -1859 | 3503 | 0 | 0 | 627 | 53 | 160 | 310 | 3288 | 4869 | 0 | 1082 | 5828 | 219 | 1241 | 0 | 0 | 1200 | 0 | 465 | 0 | 0 | 0 | 0 | 0 | 0 | 317 | 0 | 0
2040-02-09 | 16 | 24.21 | -17535 | -1689 | -1707 | 0 | 0 | 0 | 3514 | 0 | 0 | 627 | 53 | 243 | 549 | 3288 | 4835 | 0 | 1074 | 3329 | 219 | 1244 | 0 | 290 | 1200 | 0 | 465 | 0 | 0 | 0 | 0 | 0 | 0 | 0 | 0 | 0
2040-02-09 | 17 | 24.21 | -18333 | -1752 | -2180 | 697 | 402 | 997 | 4000 | 0 | 220 | 794 | 53 | 271 | 1690 | 3288 | 4634 | 0 | 1056 | 754 | 219 | 1235 | 0 | 290 | 1200 | 0 | 465 | 0 | 0 | 0 | 0 | 0 | 0 | 0 | 0 | 0
2040-02-09 | 18 | 24.21 | -18710 | -1887 | -2626 | 757 | 335 | 1549 | 5030 | 0 | 220 | 978 | 53 | 271 | 1823 | 3288 | 4471 | 0 | 1032 | 0 | 219 | 1229 | 0 | 302 | 1200 | 0 | 465 | 0 | 0 | 0 | 0 | 0 | 0 | 0 | 0 | 0
2040-02-09 | 19 | 24.21 | -18805 | -1954 | -2521 | 757 | 175 | 1334 | 5284 | 0 | 220 | 956 | 53 | 271 | 2083 | 3288 | 4405 | 0 | 1021 | 0 | 219 | 1227 | 0 | 322 | 1200 | 0 | 465 | 0 | 0 | 0 | 0 | 0 | 0 | 0 | 0 | 0
2040-02-09 | 20 | 24.21 | -18269 | -2026 | -1786 | 284 | 0 | 1249 | 4877 | 0 | 300 | 742 | 53 | 271 | 2083 | 3288 | 4484 | 0 | 1002 | 0 | 219 | 1221 | 0 | 342 | 1200 | 0 | 465 | 0 | 0 | 0 | 0 | 0 | 0 | 0 | 0 | 0
2040-02-09 | 21 | 24.21 | -17531 | -2098 | -1628 | 459 | 143 | 763 | 4407 | 0 | 300 | 699 | 53 | 271 | 2083 | 3288 | 4335 | 0 | 1000 | 0 | 219 | 1211 | 0 | 362 | 1200 | 0 | 465 | 0 | 0 | 0 | 0 | 0 | 0 | 0 | 0 | 0
2040-02-09 | 22 | 24.21 | -16654 | -2242 | -1366 | 321 | 54 | 819 | 3767 | 0 | 300 | 681 | 53 | 271 | 2083 | 3288 | 4131 | 0 | 992 | 0 | 219 | 1214 | 0 | 403 | 1200 | 0 | 465 | 0 | 0 | 0 | 0 | 0 | 0 | 0 | 0 | 0
2040-02-09 | 23 | 24.21 | -15670 | -2242 | -1129 | 228 | 8 | 897 | 2948 | 0 | 300 | 647 | 53 | 271 | 2083 | 3288 | 3803 | 0 | 986 | 0 | 219 | 1208 | 0 | 436 | 1200 | 0 | 465 | 0 | 0 | 0 | 0 | 0 | 0 | 0 | 0 | 0
2040-02-09 | 24 | 24.21 | -14680 | -2318 | -919 | 0 | 102 | 285 | 2119 | 0 | 300 | 646 | 53 | 268 | 2729 | 3288 | 3682 | 0 | 963 | 0 | 219 | 1194 | 0 | 406 | 1200 | 0 | 465 | 0 | 0 | 0 | 0 | 0 | 0 | 0 | 0 | 0
2040-02-10 | 1 | 34.1 | -14263 | -2318 | -1077 | 0 | 0 | -840 | 1247 | 0 | 300 | 730 | 53 | 334 | 4443 | 3288 | 3343 | 0 | 949 | 0 | 219 | 1187 | 0 | 739 | 1200 | 0 | 465 | 0 | 0 | 0 | 0 | 0 | 0 | 0 | 0 | 0
2040-02-10 | 2 | 34.1 | -14124 | -2395 | -919 | 0 | 0 | -410 | 904 | 0 | 300 | 794 | 53 | 341 | 4443 | 3288 | 2985 | 0 | 938 | 0 | 218 | 1188 | 0 | 732 | 1200 | 0 | 465 | 0 | 0 | 0 | 0 | 0 | 0 | 0 | 0 | 0
2040-02-10 | 3 | 34.1 | -14018 | -2395 | -814 | 0 | 0 | -326 | 729 | 0 | 300 | 836 | 53 | 341 | 4623 | 3288 | 2689 | 0 | 912 | 0 | 219 | 1185 | 0 | 713 | 1200 | 0 | 465 | 0 | 0 | 0 | 0 | 0 | 0 | 0 | 0 | 0
2040-02-10 | 4 | 34.28 | -14111 | -2471 | -762 | 0 | 0 | 0 | 671 | 0 | 300 | 936 | 53 | 341 | 4738 | 3288 | 2685 | 0 | 891 | 0 | 219 | 1187 | 0 | 370 | 1200 | 0 | 465 | 0 | 0 | 0 | 0 | 0 | 0 | 0 | 0 | 0
2040-02-10 | 5 | 38.81 | -14532 | -2548 | -735 | 0 | 0 | 0 | 782 | 0 | 300 | 978 | 53 | 341 | 5541 | 3288 | 2238 | 0 | 882 | 0 | 219 | 1188 | 0 | 340 | 1200 | 0 | 465 | 0 | 0 | 0 | 0 | 0 | 0 | 0 | 0 | 0
2040-02-10 | 6 | 39.22 | -15165 | -2548 | -762 | 0 | 0 | 0 | 1115 | 0 | 300 | 1107 | 53 | 341 | 5948 | 3288 | 2090 | 0 | 881 | 0 | 219 | 1188 | 0 | 278 | 1200 | 0 | 465 | 0 | 0 | 0 | 0 | 0 | 0 | 0 | 0 | 0
2040-02-10 | 7 | 39.99 | -15823 | -2548 | -867 | 0 | 0 | 0 | 1659 | 0 | 300 | 1166 | 53 | 341 | 6443 | 3288 | 1816 | 0 | 872 | 0 | 219 | 1188 | 0 | 226 | 1200 | 0 | 465 | 0 | 0 | 0 | 0 | 0 | 0 | 0 | 0 | 0
2040-02-10 | 8 | 40.34 | -16564 | -2548 | -998 | 0 | 0 | 0 | 2230 | 0 | 300 | 1166 | 53 | 341 | 6632 | 3288 | 1484 | 0 | 871 | 427 | 219 | 1191 | 0 | 242 | 1200 | 0 | 465 | 0 | 0 | 0 | 0 | 0 | 0 | 0 | 0 | 0
2040-02-10 | 9 | 34.1 | -17085 | -2395 | -1234 | 0 | 0 | -30 | 2832 | 0 | 300 | 755 | 53 | 341 | 5069 | 3288 | 1378 | 0 | 867 | 2511 | 219 | 1200 | 0 | 266 | 1200 | 0 | 465 | 0 | 0 | 0 | 0 | 0 | 0 | 0 | 0 | 0
2040-02-10 | 10 | 34.1 | -17712 | -2242 | -1444 | 0 | 0 | -1651 | 3239 | 0 | 300 | 627 | 53 | 341 | 4545 | 3288 | 1251 | 0 | 870 | 5146 | 219 | 1223 | 0 | 282 | 1200 | 0 | 465 | 0 | 0 | 0 | 0 | 0 | 0 | 0 | 0 | 0
2040-02-10 | 11 | 32.11 | -17903 | -2098 | -1313 | -25 | -199 | -1859 | 3498 | 0 | 300 | 627 | 53 | 341 | 2961 | 3288 | 1538 | 0 | 855 | 6540 | 219 | 1238 | 0 | 273 | 1200 | 0 | 465 | 0 | 0 | 0 | 0 | 0 | 0 | 0 | 0 | 0
2040-02-10 | 12 | 32.11 | -17698 | -1887 | -1444 | -834 | -610 | -1859 | 3567 | 0 | 300 | 627 | 53 | 341 | 1848 | 3288 | 1606 | 0 | 848 | 8447 | 219 | 1239 | 0 | 283 | 1200 | 0 | 465 | 0 | 0 | 0 | 0 | 0 | 0 | 0 | 0 | 0
2040-02-10 | 13 | 32.11 | -17339 | -1820 | -1576 | -215 | -610 | -1859 | 3450 | 0 | 300 | 627 | 53 | 341 | 1163 | 3288 | 1491 | 0 | 857 | 8417 | 219 | 1242 | 0 | 304 | 1200 | 0 | 465 | 0 | 0 | 0 | 0 | 0 | 0 | 0 | 0 | 0
2040-02-10 | 14 | 34.1 | -17115 | -1752 | -1628 | 0 | 0 | -755 | 3170 | 0 | 300 | 627 | 53 | 341 | 789 | 3288 | 1667 | 0 | 863 | 6702 | 219 | 1244 | 0 | 322 | 1200 | 0 | 465 | 0 | 0 | 0 | 0 | 0 | 0 | 0 | 0 | 0
2040-02-10 | 15 | 46.09 | -17468 | -1689 | -1681 | 0 | 0 | 947 | 2996 | 0 | 300 | 627 | 53 | 341 | 1467 | 3288 | 1640 | 0 | 871 | 4866 | 219 | 1241 | 0 | 317 | 1200 | 0 | 465 | 0 | 0 | 0 | 0 | 0 | 0 | 0 | 0 | 0
2040-02-10 | 16 | 47.08 | -18338 | -1626 | -1602 | 539 | 591 | 1859 | 3165 | 0 | 300 | 978 | 53 | 341 | 2522 | 3288 | 1754 | 0 | 866 | 1892 | 219 | 1244 | 0 | 290 | 1200 | 0 | 465 | 0 | 0 | 0 | 0 | 0 | 0 | 0 | 0 | 0
2040-02-10 | 17 | 47.08 | -19792 | -1626 | -1576 | 385 | 610 | 1859 | 3789 | 0 | 300 | 1423 | 53 | 341 | 4358 | 3288 | 1855 | 0 | 820 | 503 | 219 | 1235 | 0 | 290 | 1200 | 0 | 465 | 0 | 0 | 0 | 0 | 0 | 0 | 0 | 0 | 0
2040-02-10 | 18 | 46.41 | -20098 | -1752 | -1628 | 0 | 19 | 1859 | 4993 | 0 | 300 | 1405 | 53 | 341 | 5162 | 3288 | 1870 | 0 | 773 | 0 | 219 | 1229 | 0 | 302 | 1200 | 0 | 465 | 0 | 0 | 0 | 0 | 0 | 0 | 0 | 0 | 0
2040-02-10 | 19 | 46.09 | -19557 | -1820 | -1681 | 0 | 0 | 573 | 5284 | 0 | 300 | 1209 | 53 | 341 | 5926 | 3288 | 1877 | 0 | 774 | 0 | 219 | 1227 | 0 | 322 | 1200 | 0 | 465 | 0 | 0 | 0 | 0 | 0 | 0 | 0 | 0 | 0
2040-02-10 | 20 | 44.2 | -18734 | -1887 | -1576 | 0 | 0 | 0 | 4851 | 0 | 300 | 1166 | 53 | 341 | 6029 | 3288 | 1914 | 0 | 808 | 0 | 219 | 1221 | 0 | 342 | 1200 | 0 | 465 | 0 | 0 | 0 | 0 | 0 | 0 | 0 | 0 | 0
2040-02-10 | 21 | 37.71 | -17547 | -1887 | -1471 | 0 | 0 | 0 | 4169 | 0 | 300 | 1060 | 53 | 341 | 5323 | 3288 | 2075 | 0 | 838 | 0 | 219 | 1211 | 0 | 362 | 1200 | 0 | 465 | 0 | 0 | 0 | 0 | 0 | 0 | 0 | 0 | 0
2040-02-10 | 22 | 37.4 | -15999 | -1887 | -1339 | 0 | 0 | 0 | 3202 | 0 | 300 | 944 | 53 | 341 | 5247 | 3288 | 1532 | 0 | 817 | 0 | 219 | 1214 | 0 | 403 | 1200 | 0 | 465 | 0 | 0 | 0 | 0 | 0 | 0 | 0 | 0 | 0
2040-02-10 | 23 | 38.14 | -14758 | -1887 | -1339 | 0 | 0 | 0 | 2066 | 0 | 300 | 944 | 53 | 341 | 5479 | 3288 | 1179 | 0 | 806 | 0 | 219 | 1208 | 0 | 436 | 1200 | 0 | 465 | 0 | 0 | 0 | 0 | 0 | 0 | 0 | 0 | 0
2040-02-10 | 24 | 39.94 | -14062 | -1954 | -1208 | 0 | 0 | 0 | 1120 | 0 | 300 | 1002 | 53 | 341 | 5795 | 3288 | 1017 | 0 | 824 | 0 | 219 | 1194 | 0 | 406 | 1200 | 0 | 465 | 0 | 0 | 0 | 0 | 0 | 0 | 0 | 0 | 0
2040-02-11 | 1 | 37.4 | -13687 | -1954 | -1077 | 0 | 0 | 0 | 528 | 0 | 300 | 1060 | 53 | 341 | 5605 | 3288 | 943 | 0 | 789 | 0 | 219 | 1187 | 0 | 739 | 1200 | 0 | 465 | 0 | 0 | 0 | 0 | 0 | 0 | 0 | 0 | 0
2040-02-11 | 2 | 37.72 | -13616 | -2026 | -919 | 0 | 0 | 0 | 528 | 0 | 300 | 1060 | 53 | 341 | 5617 | 3288 | 823 | 0 | 747 | 0 | 218 | 1188 | 0 | 732 | 1200 | 0 | 465 | 0 | 0 | 0 | 0 | 0 | 0 | 0 | 0 | 0
2040-02-11 | 3 | 39.22 | -13778 | -2026 | -814 | 0 | 0 | 0 | 528 | 0 | 300 | 1093 | 53 | 341 | 5905 | 3288 | 617 | 0 | 711 | 0 | 219 | 1185 | 0 | 713 | 1200 | 0 | 465 | 0 | 0 | 0 | 0 | 0 | 0 | 0 | 0 | 0
2040-02-11 | 4 | 40.98 | -14383 | -2026 | -762 | 0 | 0 | 0 | 528 | 0 | 313 | 1166 | 53 | 341 | 6763 | 3288 | 603 | 0 | 674 | 0 | 219 | 1187 | 0 | 370 | 1200 | 0 | 465 | 0 | 0 | 0 | 0 | 0 | 0 | 0 | 0 | 0
2040-02-11 | 5 | 42.58 | -15890 | -2026 | -735 | 0 | 0 | 0 | 528 | 0 | 313 | 1423 | 53 | 341 | 8035 | 3288 | 619 | 0 | 639 | 0 | 219 | 1188 | 0 | 340 | 1200 | 0 | 465 | 0 | 0 | 0 | 0 | 0 | 0 | 0 | 0 | 0
2040-02-11 | 6 | 44.49 | -18266 | -2026 | -762 | 0 | 0 | 0 | 1242 | 0 | 313 | 1423 | 53 | 341 | 9784 | 3288 | 655 | 0 | 605 | 0 | 219 | 1188 | 0 | 278 | 1200 | 0 | 465 | 0 | 0 | 0 | 0 | 0 | 0 | 0 | 0 | 0
2040-02-11 | 7 | 43.71 | -19505 | -2098 | -867 | 0 | 0 | 0 | 3054 | 0 | 313 | 1423 | 53 | 341 | 9493 | 3288 | 640 | 0 | 567 | 0 | 219 | 1188 | 0 | 226 | 1200 | 0 | 465 | 0 | 0 | 0 | 0 | 0 | 0 | 0 | 0 | 0
2040-02-11 | 8 | 42.58 | -19591 | -2098 | -998 | 0 | 0 | 0 | 4000 | 0 | 313 | 1423 | 53 | 341 | 8540 | 3288 | 695 | 0 | 560 | 157 | 219 | 1191 | 0 | 242 | 1200 | 0 | 465 | 0 | 0 | 0 | 0 | 0 | 0 | 0 | 0 | 0
2040-02-11 | 9 | 40.69 | -19458 | -2098 | -1234 | 0 | 0 | 0 | 4201 | 0 | 313 | 1362 | 53 | 341 | 7295 | 3288 | 1049 | 0 | 579 | 959 | 219 | 1200 | 0 | 266 | 1200 | 0 | 465 | 0 | 0 | 0 | 0 | 0 | 0 | 0 | 0 | 0
2040-02-11 | 10 | 39 | -19605 | -2098 | -1444 | 0 | 0 | 0 | 4248 | 0 | 313 | 1107 | 53 | 341 | 6079 | 3288 | 1277 | 0 | 580 | 2472 | 219 | 1223 | 0 | 282 | 1200 | 0 | 465 | 0 | 0 | 0 | 0 | 0 | 0 | 0 | 0 | 0
2040-02-11 | 11 | 36.9 | -19333 | -1954 | -1313 | 0 | -118 | -265 | 4164 | 0 | 313 | 793 | 53 | 341 | 5518 | 3288 | 1102 | 0 | 599 | 3418 | 219 | 1238 | 0 | 273 | 1200 | 0 | 465 | 0 | 0 | 0 | 0 | 0 | 0 | 0 | 0 | 0
2040-02-11 | 12 | 36.9 | -18933 | -1887 | -1444 | -54 | -254 | -862 | 4005 | 0 | 300 | 634 | 53 | 341 | 4998 | 3288 | 1070 | 0 | 649 | 4688 | 219 | 1239 | 0 | 283 | 1200 | 0 | 465 | 0 | 0 | 0 | 0 | 0 | 0 | 0 | 0 | 0
2040-02-11 | 13 | 36.9 | -18626 | -1820 | -1576 | -575 | -610 | -1741 | 3762 | 0 | 300 | 627 | 53 | 341 | 4312 | 3288 | 943 | 0 | 685 | 7206 | 219 | 1242 | 0 | 304 | 1200 | 0 | 465 | 0 | 0 | 0 | 0 | 0 | 0 | 0 | 0 | 0
2040-02-11 | 14 | 36.9 | -18243 | -1752 | -1628 | -116 | -400 | -1855 | 3535 | 0 | 300 | 627 | 53 | 341 | 3818 | 3288 | 879 | 0 | 711 | 6992 | 219 | 1244 | 0 | 322 | 1200 | 0 | 465 | 0 | 0 | 0 | 0 | 0 | 0 | 0 | 0 | 0
2040-02-11 | 15 | 36.9 | -18355 | -1626 | -1681 | -31 | -36 | -94 | 3207 | 0 | 300 | 634 | 53 | 341 | 3638 | 3288 | 781 | 0 | 741 | 5397 | 219 | 1241 | 0 | 317 | 1200 | 0 | 465 | 0 | 0 | 0 | 0 | 0 | 0 | 0 | 0 | 0
2040-02-11 | 16 | 49.87 | -19208 | -1626 | -1602 | 0 | 5 | 0 | 3239 | 0 | 300 | 1093 | 53 | 384 | 6040 | 3288 | 645 | 0 | 754 | 3218 | 219 | 1244 | 0 | 290 | 1200 | 0 | 465 | 0 | 0 | 0 | 0 | 0 | 0 | 0 | 0 | 0
2040-02-11 | 17 | 52.64 | -20626 | -1564 | -1576 | 352 | 605 | 1706 | 3794 | 90 | 300 | 1423 | 53 | 388 | 6149 | 3288 | 584 | 0 | 747 | 877 | 219 | 1235 | 0 | 290 | 1200 | 0 | 465 | 0 | 0 | 0 | 0 | 0 | 0 | 0 | 0 | 0
2040-02-11 | 18 | 52.64 | -20978 | -1689 | -1628 | 315 | 610 | 1859 | 4925 | 90 | 300 | 1423 | 53 | 360 | 6439 | 3288 | 464 | 0 | 749 | 5 | 219 | 1229 | 0 | 302 | 1200 | 0 | 465 | 0 | 0 | 0 | 0 | 0 | 0 | 0 | 0 | 0
2040-02-11 | 19 | 46.21 | -20457 | -1820 | -1681 | 0 | 0 | 0 | 5284 | 0 | 300 | 1423 | 53 | 341 | 8190 | 3288 | 863 | 0 | 782 | 0 | 219 | 1227 | 0 | 322 | 1200 | 0 | 465 | 0 | 0 | 0 | 0 | 0 | 0 | 0 | 0 | 0
2040-02-11 | 20 | 43.82 | -19717 | -1954 | -1576 | 0 | 0 | 0 | 4930 | 0 | 313 | 1423 | 53 | 341 | 7442 | 3288 | 1199 | 0 | 810 | 0 | 219 | 1221 | 0 | 342 | 1200 | 0 | 465 | 0 | 0 | 0 | 0 | 0 | 0 | 0 | 0 | 0
2040-02-11 | 21 | 41.09 | -18471 | -1954 | -1471 | 0 | 0 | 0 | 4333 | 0 | 313 | 1339 | 53 | 341 | 6638 | 3288 | 1322 | 0 | 812 | 0 | 219 | 1211 | 0 | 362 | 1200 | 0 | 465 | 0 | 0 | 0 | 0 | 0 | 0 | 0 | 0 | 0
2040-02-11 | 22 | 38.43 | -16778 | -2026 | -1339 | 0 | 0 | 0 | 3408 | 0 | 313 | 1093 | 53 | 341 | 5544 | 3288 | 1814 | 0 | 788 | 0 | 219 | 1214 | 0 | 403 | 1200 | 0 | 465 | 0 | 0 | 0 | 0 | 0 | 0 | 0 | 0 | 0
2040-02-11 | 23 | 35.45 | -15450 | -2098 | -1339 | 0 | 0 | 0 | 2262 | 0 | 313 | 978 | 53 | 341 | 5144 | 3288 | 2262 | 0 | 719 | 0 | 219 | 1208 | 0 | 436 | 1200 | 0 | 465 | 0 | 0 | 0 | 0 | 0 | 0 | 0 | 0 | 0
2040-02-11 | 24 | 36.96 | -14831 | -2170 | -1208 | 0 | 0 | 0 | 1295 | 0 | 313 | 1060 | 53 | 341 | 5359 | 3288 | 2344 | 0 | 672 | 0 | 219 | 1194 | 0 | 406 | 1200 | 0 | 465 | 0 | 0 | 0 | 0 | 0 | 0 | 0 | 0 | 0
2040-02-12 | 1 | 34.72 | -14400 | -2318 | -814 | 0 | -23 | 0 | 528 | 0 | 313 | 1100 | 53 | 341 | 5110 | 3288 | 2393 | 0 | 618 | 0 | 219 | 1187 | 0 | 739 | 1200 | 0 | 465 | 0 | 0 | 0 | 0 | 0 | 0 | 0 | 0 | 0
2040-02-12 | 2 | 34.72 | -14317 | -2395 | -735 | 0 | -2 | 0 | 528 | 0 | 313 | 1060 | 53 | 341 | 5106 | 3288 | 2430 | 0 | 526 | 0 | 218 | 1188 | 0 | 732 | 1200 | 0 | 465 | 0 | 0 | 0 | 0 | 0 | 0 | 0 | 0 | 0
2040-02-12 | 3 | 34.72 | -14313 | -2471 | -630 | 0 | -117 | 0 | 528 | 0 | 313 | 978 | 53 | 341 | 4839 | 3288 | 2914 | 0 | 495 | 0 | 219 | 1185 | 0 | 713 | 1200 | 0 | 465 | 0 | 0 | 0 | 0 | 0 | 0 | 0 | 0 | 0
2040-02-12 | 4 | 39.87 | -14856 | -2628 | -604 | 0 | 0 | 0 | 528 | 0 | 300 | 1166 | 53 | 341 | 5572 | 3288 | 2953 | 0 | 446 | 0 | 219 | 1187 | 0 | 370 | 1200 | 0 | 465 | 0 | 0 | 0 | 0 | 0 | 0 | 0 | 0 | 0
2040-02-12 | 5 | 43.49 | -16281 | -2709 | -604 | 0 | 0 | 0 | 528 | 0 | 300 | 1423 | 53 | 341 | 7224 | 3288 | 2596 | 0 | 429 | 0 | 219 | 1188 | 0 | 340 | 1200 | 0 | 465 | 0 | 0 | 0 | 0 | 0 | 0 | 0 | 0 | 0
2040-02-12 | 6 | 46.86 | -18375 | -2790 | -630 | 0 | 65 | 0 | 1199 | 0 | 300 | 1423 | 53 | 341 | 8642 | 3288 | 2720 | 0 | 414 | 0 | 219 | 1188 | 0 | 278 | 1200 | 0 | 465 | 0 | 0 | 0 | 0 | 0 | 0 | 0 | 0 | 0
2040-02-12 | 7 | 46.86 | -19478 | -2876 | -788 | 0 | 58 | 0 | 2764 | 0 | 300 | 1423 | 53 | 341 | 8892 | 3288 | 2332 | 0 | 393 | 0 | 219 | 1188 | 0 | 226 | 1200 | 0 | 465 | 0 | 0 | 0 | 0 | 0 | 0 | 0 | 0 | 0
2040-02-12 | 8 | 45.48 | -19904 | -2876 | -972 | 0 | 0 | 0 | 3604 | 0 | 300 | 1423 | 53 | 341 | 8576 | 3288 | 2265 | 0 | 368 | 216 | 219 | 1191 | 0 | 242 | 1200 | 0 | 465 | 0 | 0 | 0 | 0 | 0 | 0 | 0 | 0 | 0
2040-02-12 | 9 | 43.66 | -20122 | -2790 | -1155 | 0 | 0 | 0 | 3937 | 0 | 300 | 1423 | 53 | 341 | 7860 | 3288 | 2218 | 0 | 293 | 1004 | 219 | 1200 | 0 | 266 | 1200 | 0 | 465 | 0 | 0 | 0 | 0 | 0 | 0 | 0 | 0 | 0
2040-02-12 | 10 | 42.69 | -20528 | -2709 | -1339 | 0 | 0 | 0 | 4143 | 0 | 300 | 1423 | 53 | 341 | 7720 | 3288 | 2028 | 0 | 180 | 1711 | 219 | 1223 | 0 | 282 | 1200 | 0 | 465 | 0 | 0 | 0 | 0 | 0 | 0 | 0 | 0 | 0
2040-02-12 | 11 | 42.02 | -20913 | -2548 | -1313 | 0 | 0 | 0 | 4291 | 0 | 300 | 1423 | 53 | 341 | 7636 | 3288 | 2411 | 0 | 175 | 1460 | 219 | 1238 | 0 | 273 | 1200 | 0 | 465 | 0 | 0 | 0 | 0 | 0 | 0 | 0 | 0 | 0
2040-02-12 | 12 | 41.9 | -20651 | -2471 | -1129 | 0 | 0 | 0 | 4375 | 0 | 300 | 1423 | 53 | 341 | 7317 | 3288 | 2413 | 0 | 183 | 1152 | 219 | 1239 | 0 | 283 | 1200 | 0 | 465 | 0 | 0 | 0 | 0 | 0 | 0 | 0 | 0 | 0
2040-02-12 | 13 | 40.93 | -20729 | -2471 | -1471 | 0 | 0 | 0 | 4402 | 0 | 300 | 1423 | 53 | 341 | 6831 | 3288 | 3306 | 0 | 200 | 1096 | 219 | 1242 | 0 | 304 | 1200 | 0 | 465 | 0 | 0 | 0 | 0 | 0 | 0 | 0 | 0 | 0
2040-02-12 | 14 | 38.05 | -20647 | -2395 | -1444 | 0 | 0 | 0 | 4396 | 0 | 300 | 1362 | 53 | 341 | 5754 | 3288 | 4231 | 0 | 209 | 1102 | 219 | 1244 | 0 | 322 | 1200 | 0 | 465 | 0 | 0 | 0 | 0 | 0 | 0 | 0 | 0 | 0
2040-02-12 | 15 | 37.4 | -20149 | -2395 | -1287 | 0 | 0 | 0 | 4232 | 0 | 300 | 1300 | 53 | 341 | 5485 | 3288 | 4612 | 0 | 234 | 542 | 219 | 1241 | 0 | 317 | 1200 | 0 | 465 | 0 | 0 | 0 | 0 | 0 | 0 | 0 | 0 | 0
2040-02-12 | 16 | 39.22 | -20272 | -2395 | -1707 | 0 | 0 | 0 | 4169 | 0 | 300 | 1421 | 53 | 341 | 5923 | 3288 | 4793 | 0 | 264 | 403 | 219 | 1244 | 0 | 290 | 1200 | 0 | 465 | 0 | 0 | 0 | 0 | 0 | 0 | 0 | 0 | 0
2040-02-12 | 17 | 41.44 | -20982 | -2318 | -2180 | 0 | 0 | 0 | 4513 | 0 | 300 | 1423 | 53 | 341 | 6843 | 3288 | 4805 | 0 | 291 | 214 | 219 | 1235 | 0 | 290 | 1200 | 0 | 465 | 0 | 0 | 0 | 0 | 0 | 0 | 0 | 0 | 0
2040-02-12 | 18 | 40.98 | -21002 | -2318 | -2626 | 0 | 0 | 0 | 5284 | 0 | 300 | 1423 | 53 | 341 | 6687 | 3288 | 4812 | 0 | 341 | 2 | 219 | 1229 | 0 | 302 | 1200 | 0 | 465 | 0 | 0 | 0 | 0 | 0 | 0 | 0 | 0 | 0
2040-02-12 | 19 | 40.06 | -20836 | -2242 | -2521 | 0 | 0 | 0 | 5162 | 0 | 300 | 1423 | 53 | 341 | 6408 | 3288 | 4804 | 0 | 387 | 0 | 219 | 1227 | 0 | 322 | 1200 | 0 | 465 | 0 | 0 | 0 | 0 | 0 | 0 | 0 | 0 | 0
2040-02-12 | 20 | 37.71 | -19805 | -2170 | -1786 | 0 | 0 | 0 | 4534 | 0 | 300 | 1209 | 53 | 341 | 5342 | 3288 | 4803 | 0 | 444 | 0 | 219 | 1221 | 0 | 342 | 1200 | 0 | 465 | 0 | 0 | 0 | 0 | 0 | 0 | 0 | 0 | 0
2040-02-12 | 21 | 33.82 | -18460 | -2098 | -1628 | 0 | 0 | 0 | 3678 | 0 | 300 | 1107 | 53 | 341 | 4620 | 3288 | 4811 | 0 | 532 | 0 | 219 | 1211 | 0 | 362 | 1200 | 0 | 465 | 0 | 0 | 0 | 0 | 0 | 0 | 0 | 0 | 0
2040-02-12 | 22 | 24.81 | -17011 | -2098 | -1366 | 0 | 0 | -41 | 2610 | 0 | 300 | 944 | 53 | 341 | 4069 | 3288 | 4820 | 0 | 590 | 0 | 219 | 1214 | 0 | 403 | 1200 | 0 | 465 | 0 | 0 | 0 | 0 | 0 | 0 | 0 | 0 | 0
2040-02-12 | 23 | 24.81 | -15825 | -2026 | -1129 | 0 | 0 | -37 | 1443 | 0 | 300 | 905 | 53 | 341 | 3714 | 3288 | 4804 | 0 | 642 | 0 | 219 | 1208 | 0 | 436 | 1200 | 0 | 465 | 0 | 0 | 0 | 0 | 0 | 0 | 0 | 0 | 0
2040-02-12 | 24 | 33.53 | -15055 | -1954 | -919 | 0 | 0 | 58 | 528 | 0 | 300 | 794 | 53 | 341 | 3588 | 3288 | 4783 | 0 | 711 | 0 | 219 | 1194 | 0 | 406 | 1200 | 0 | 465 | 0 | 0 | 0 | 0 | 0 | 0 | 0 | 0 | 0
2040-02-13 | 1 | 29.02 | -14620 | -1820 | -814 | 0 | 0 | -995 | 845 | 0 | 300 | 646 | 53 | 341 | 3346 | 3288 | 4810 | 0 | 810 | 0 | 219 | 1187 | 0 | 739 | 1200 | 0 | 465 | 0 | 0 | 0 | 0 | 0 | 0 | 0 | 0 | 0
2040-02-13 | 2 | 29.02 | -14428 | -1752 | -735 | 0 | 0 | -896 | 528 | 0 | 300 | 634 | 53 | 341 | 3166 | 3288 | 4819 | 0 | 878 | 0 | 218 | 1188 | 0 | 732 | 1200 | 0 | 465 | 0 | 0 | 0 | 0 | 0 | 0 | 0 | 0 | 0
2040-02-13 | 3 | 29.02 | -14467 | -1752 | -630 | 0 | 0 | -528 | 528 | 0 | 300 | 634 | 53 | 341 | 2708 | 3288 | 4790 | 0 | 952 | 0 | 219 | 1185 | 0 | 713 | 1200 | 0 | 465 | 0 | 0 | 0 | 0 | 0 | 0 | 0 | 0 | 0
2040-02-13 | 4 | 33.57 | -14938 | -1689 | -604 | 0 | 0 | 0 | 528 | 0 | 300 | 662 | 53 | 341 | 2855 | 3288 | 4796 | 0 | 966 | 0 | 219 | 1187 | 0 | 370 | 1200 | 0 | 465 | 0 | 0 | 0 | 0 | 0 | 0 | 0 | 0 | 0
2040-02-13 | 5 | 39.22 | -16137 | -1626 | -604 | 0 | 0 | 465 | 528 | 0 | 300 | 879 | 53 | 341 | 3337 | 3288 | 4796 | 0 | 967 | 0 | 219 | 1188 | 0 | 340 | 1200 | 0 | 465 | 0 | 0 | 0 | 0 | 0 | 0 | 0 | 0 | 0
2040-02-13 | 6 | 39.22 | -17934 | -1626 | -630 | 0 | 0 | 743 | 1384 | 0 | 300 | 1093 | 53 | 341 | 3872 | 3288 | 4801 | 0 | 964 | 0 | 219 | 1188 | 0 | 278 | 1200 | 0 | 465 | 0 | 0 | 0 | 0 | 0 | 0 | 0 | 0 | 0
2040-02-13 | 7 | 39.22 | -19096 | -1626 | -788 | 0 | 0 | 108 | 2811 | 0 | 300 | 1067 | 53 | 341 | 4479 | 3288 | 4809 | 0 | 956 | 0 | 219 | 1188 | 0 | 226 | 1200 | 0 | 465 | 0 | 0 | 0 | 0 | 0 | 0 | 0 | 0 | 0
2040-02-13 | 8 | 37.4 | -19558 | -1626 | -972 | 0 | 0 | 0 | 3767 | 0 | 300 | 944 | 53 | 341 | 4175 | 3288 | 4817 | 0 | 943 | 210 | 219 | 1191 | 0 | 242 | 1200 | 0 | 465 | 0 | 0 | 0 | 0 | 0 | 0 | 0 | 0 | 0
2040-02-13 | 9 | 29.02 | -19580 | -1626 | -1155 | 0 | 0 | -721 | 4222 | 0 | 300 | 681 | 53 | 341 | 3868 | 3288 | 4812 | 0 | 925 | 1243 | 219 | 1200 | 0 | 266 | 1200 | 0 | 465 | 0 | 0 | 0 | 0 | 0 | 0 | 0 | 0 | 0
2040-02-13 | 10 | 29.02 | -19715 | -1626 | -1339 | 0 | 0 | -1371 | 4359 | 0 | 0 | 634 | 53 | 341 | 3648 | 3288 | 4819 | 0 | 914 | 2606 | 219 | 1223 | 0 | 282 | 1200 | 0 | 465 | 0 | 0 | 0 | 0 | 0 | 0 | 0 | 0 | 0
2040-02-13 | 11 | 28.15 | -19796 | -1564 | -1313 | -261 | -290 | -1859 | 4396 | 0 | 0 | 627 | 53 | 341 | 3616 | 3288 | 4820 | 0 | 856 | 3689 | 219 | 1238 | 0 | 273 | 1200 | 0 | 465 | 0 | 0 | 0 | 0 | 0 | 0 | 0 | 0 | 0
2040-02-13 | 12 | 28.15 | -19366 | -1505 | -1129 | -99 | -469 | -1859 | 4280 | 0 | 0 | 627 | 53 | 341 | 1021 | 3288 | 4832 | 0 | 797 | 5780 | 219 | 1239 | 0 | 283 | 1200 | 0 | 465 | 0 | 0 | 0 | 0 | 0 | 0 | 0 | 0 | 0
2040-02-13 | 13 | 28.15 | -19234 | -1384 | -1471 | -176 | -300 | -1859 | 4106 | 0 | 0 | 627 | 53 | 341 | 995 | 3288 | 4809 | 0 | 708 | 6066 | 219 | 1242 | 0 | 304 | 1200 | 0 | 465 | 0 | 0 | 0 | 0 | 0 | 0 | 0 | 0 | 0
2040-02-13 | 14 | 29.02 | -19235 | -1330 | -1444 | 0 | 0 | -1260 | 3958 | 0 | 0 | 627 | 53 | 341 | 900 | 3288 | 4809 | 0 | 646 | 5197 | 219 | 1244 | 0 | 322 | 1200 | 0 | 465 | 0 | 0 | 0 | 0 | 0 | 0 | 0 | 0 | 0
2040-02-13 | 15 | 39.22 | -18870 | -1330 | -1287 | 0 | 153 | 599 | 3852 | 0 | 0 | 634 | 53 | 341 | 1258 | 3288 | 4809 | 0 | 524 | 2534 | 219 | 1241 | 0 | 317 | 1200 | 0 | 465 | 0 | 0 | 0 | 0 | 0 | 0 | 0 | 0 | 0
2040-02-13 | 16 | 39.22 | -18809 | -1330 | -1707 | 0 | 139 | 1726 | 3873 | 0 | 0 | 681 | 53 | 341 | 1438 | 3288 | 4810 | 0 | 404 | 1673 | 219 | 1244 | 0 | 290 | 1200 | 0 | 465 | 0 | 0 | 0 | 0 | 0 | 0 | 0 | 0 | 0
2040-02-13 | 17 | 42.47 | -19510 | -1384 | -2180 | 460 | 610 | 1859 | 4206 | 0 | 0 | 1138 | 53 | 341 | 2157 | 3288 | 4810 | 0 | 361 | 381 | 219 | 1235 | 0 | 290 | 1200 | 0 | 465 | 0 | 0 | 0 | 0 | 0 | 0 | 0 | 0 | 0
2040-02-13 | 18 | 39.22 | -19832 | -1442 | -2626 | 0 | 0 | 1658 | 5083 | 0 | 0 | 1166 | 53 | 341 | 3727 | 3288 | 4810 | 0 | 350 | 9 | 219 | 1229 | 0 | 302 | 1200 | 0 | 465 | 0 | 0 | 0 | 0 | 0 | 0 | 0 | 0 | 0
2040-02-13 | 19 | 39.22 | -20014 | -1505 | -2521 | 0 | 8 | 1237 | 5284 | 0 | 0 | 1166 | 53 | 341 | 4030 | 3288 | 4818 | 0 | 381 | 0 | 219 | 1227 | 0 | 322 | 1200 | 0 | 465 | 0 | 0 | 0 | 0 | 0 | 0 | 0 | 0 | 0
2040-02-13 | 20 | 38.14 | -19230 | -1505 | -1786 | 0 | 0 | 0 | 4898 | 0 | 0 | 944 | 53 | 341 | 4335 | 3288 | 4818 | 0 | 395 | 0 | 219 | 1221 | 0 | 342 | 1200 | 0 | 465 | 0 | 0 | 0 | 0 | 0 | 0 | 0 | 0 | 0
2040-02-13 | 21 | 29.8 | -18133 | -1626 | -1628 | 0 | 0 | 0 | 4291 | 0 | 0 | 805 | 53 | 341 | 3972 | 3288 | 4798 | 0 | 383 | 0 | 219 | 1211 | 0 | 362 | 1200 | 0 | 465 | 0 | 0 | 0 | 0 | 0 | 0 | 0 | 0 | 0
2040-02-13 | 22 | 24.2 | -16729 | -1689 | -1366 | 0 | 0 | 0 | 3355 | 0 | 0 | 686 | 53 | 242 | 3477 | 3288 | 4790 | 0 | 392 | 0 | 219 | 1214 | 0 | 403 | 1200 | 0 | 465 | 0 | 0 | 0 | 0 | 0 | 0 | 0 | 0 | 0
2040-02-13 | 23 | 21.94 | -15493 | -1689 | -1129 | 0 | 0 | 0 | 2166 | 0 | 0 | 678 | 53 | 166 | 3251 | 3288 | 4768 | 0 | 414 | 0 | 219 | 1208 | 0 | 436 | 1200 | 0 | 465 | 0 | 0 | 0 | 0 | 0 | 0 | 0 | 0 | 0
2040-02-13 | 24 | 21.94 | -14668 | -1752 | -919 | 0 | 0 | 0 | 1173 | 0 | 0 | 674 | 53 | 160 | 3293 | 3288 | 4768 | 0 | 446 | 0 | 219 | 1194 | 0 | 406 | 1200 | 0 | 465 | 0 | 0 | 0 | 0 | 0 | 0 | 0 | 0 | 0
2040-02-14 | 1 | 28.16 | -14244 | -1820 | -814 | 0 | 0 | -833 | 793 | 0 | 0 | 646 | 53 | 319 | 3567 | 3288 | 4761 | 0 | 474 | 0 | 219 | 1187 | 0 | 739 | 1200 | 0 | 465 | 0 | 0 | 0 | 0 | 0 | 0 | 0 | 0 | 0
2040-02-14 | 2 | 28.16 | -14062 | -1820 | -735 | 0 | 0 | -865 | 528 | 0 | 0 | 646 | 53 | 335 | 3567 | 3288 | 4754 | 0 | 508 | 0 | 218 | 1188 | 0 | 732 | 1200 | 0 | 465 | 0 | 0 | 0 | 0 | 0 | 0 | 0 | 0 | 0
2040-02-14 | 3 | 28.16 | -14185 | -1887 | -630 | 0 | 0 | -773 | 528 | 0 | 0 | 646 | 53 | 341 | 3541 | 3288 | 4753 | 0 | 543 | 0 | 219 | 1185 | 0 | 713 | 1200 | 0 | 465 | 0 | 0 | 0 | 0 | 0 | 0 | 0 | 0 | 0
2040-02-14 | 4 | 28.16 | -14708 | -1887 | -604 | 0 | 0 | -193 | 528 | 0 | 0 | 692 | 53 | 341 | 3693 | 3288 | 4760 | 0 | 595 | 0 | 219 | 1187 | 0 | 370 | 1200 | 0 | 465 | 0 | 0 | 0 | 0 | 0 | 0 | 0 | 0 | 0
2040-02-14 | 5 | 35.45 | -16180 | -1887 | -604 | 0 | 0 | 0 | 750 | 0 | 0 | 966 | 53 | 341 | 4452 | 3288 | 4754 | 0 | 655 | 0 | 219 | 1188 | 0 | 340 | 1200 | 0 | 465 | 0 | 0 | 0 | 0 | 0 | 0 | 0 | 0 | 0
2040-02-14 | 6 | 38.05 | -18388 | -1887 | -630 | 0 | 0 | 491 | 1876 | 0 | 0 | 1166 | 53 | 341 | 4910 | 3288 | 4751 | 0 | 679 | 0 | 219 | 1188 | 0 | 278 | 1200 | 0 | 465 | 0 | 0 | 0 | 0 | 0 | 0 | 0 | 0 | 0
2040-02-14 | 7 | 38.05 | -19350 | -1954 | -788 | 0 | 0 | 0 | 3678 | 0 | 0 | 1092 | 53 | 341 | 4887 | 3288 | 4750 | 0 | 705 | 0 | 219 | 1188 | 0 | 226 | 1200 | 0 | 465 | 0 | 0 | 0 | 0 | 0 | 0 | 0 | 0 | 0
2040-02-14 | 8 | 28.16 | -19229 | -1887 | -972 | 0 | 0 | -231 | 4444 | 0 | 0 | 794 | 53 | 341 | 4264 | 3288 | 4742 | 0 | 727 | 349 | 219 | 1191 | 0 | 242 | 1200 | 0 | 465 | 0 | 0 | 0 | 0 | 0 | 0 | 0 | 0 | 0
2040-02-14 | 9 | 28.16 | -19228 | -1887 | -1155 | 0 | 0 | -1014 | 4465 | 0 | 0 | 634 | 53 | 341 | 3296 | 3288 | 4737 | 0 | 701 | 2419 | 219 | 1200 | 0 | 266 | 1200 | 0 | 465 | 0 | 0 | 0 | 0 | 0 | 0 | 0 | 0 | 0
2040-02-14 | 10 | 28.16 | -19316 | -1752 | -1339 | 0 | 0 | -948 | 4502 | 0 | 0 | 627 | 53 | 335 | 1538 | 3288 | 4722 | 0 | 693 | 4208 | 219 | 1223 | 0 | 282 | 1200 | 0 | 465 | 0 | 0 | 0 | 0 | 0 | 0 | 0 | 0 | 0
2040-02-14 | 11 | 24.36 | -19447 | -1689 | -1313 | -472 | -280 | -1859 | 4502 | 0 | 0 | 627 | 53 | 319 | 884 | 3288 | 4695 | 0 | 683 | 6613 | 219 | 1238 | 0 | 273 | 1200 | 0 | 465 | 0 | 0 | 0 | 0 | 0 | 0 | 0 | 0 | 0
2040-02-14 | 12 | 5 | -18807 | -1564 | -1129 | -908 | -610 | -1859 | 4370 | 0 | 0 | 627 | 53 | 160 | 329 | 3288 | 4669 | 0 | 697 | 7633 | 219 | 1166 | 0 | 0 | 1200 | 0 | 465 | 0 | 0 | 0 | 0 | 73 | 0 | 283 | 0 | 0
2040-02-14 | 13 | 24.36 | -18524 | -1505 | -1471 | -639 | -129 | -1859 | 4085 | 0 | 0 | 627 | 53 | 319 | 329 | 3288 | 4653 | 0 | 747 | 6596 | 219 | 1242 | 0 | 304 | 1200 | 0 | 465 | 0 | 0 | 0 | 0 | 0 | 0 | 0 | 0 | 0
2040-02-14 | 14 | 24.36 | -18374 | -1442 | -1444 | -702 | -400 | -1859 | 3815 | 0 | 0 | 627 | 53 | 335 | 329 | 3288 | 4587 | 0 | 765 | 6973 | 219 | 1244 | 0 | 322 | 1200 | 0 | 465 | 0 | 0 | 0 | 0 | 0 | 0 | 0 | 0 | 0
2040-02-14 | 15 | 28.16 | -17867 | -1330 | -1287 | 0 | 0 | -1745 | 3509 | 0 | 0 | 627 | 53 | 341 | 329 | 3288 | 4400 | 0 | 741 | 5498 | 219 | 1241 | 0 | 317 | 1200 | 0 | 465 | 0 | 0 | 0 | 0 | 0 | 0 | 0 | 0 | 0
2040-02-14 | 16 | 38.05 | -17952 | -1330 | -1707 | 310 | 0 | 0 | 3429 | 0 | 0 | 627 | 53 | 341 | 1577 | 3288 | 4054 | 0 | 647 | 3244 | 219 | 1244 | 0 | 290 | 1200 | 0 | 465 | 0 | 0 | 0 | 0 | 0 | 0 | 0 | 0 | 0
2040-02-14 | 17 | 38.05 | -18846 | -1330 | -2180 | 133 | 8 | 1042 | 3841 | 0 | 220 | 1093 | 53 | 341 | 3743 | 3288 | 3604 | 0 | 510 | 1069 | 219 | 1235 | 0 | 290 | 1200 | 0 | 465 | 0 | 0 | 0 | 0 | 0 | 0 | 0 | 0 | 0
2040-02-14 | 18 | 38.05 | -19392 | -1384 | -2626 | 747 | 167 | 1167 | 4872 | 0 | 220 | 1405 | 53 | 341 | 4617 | 3288 | 2680 | 0 | 413 | 17 | 219 | 1229 | 0 | 302 | 1200 | 0 | 465 | 0 | 0 | 0 | 0 | 0 | 0 | 0 | 0 | 0
2040-02-14 | 19 | 38.05 | -19590 | -1505 | -2521 | 498 | 333 | 1306 | 5284 | 0 | 220 | 1423 | 53 | 341 | 5459 | 3288 | 1623 | 0 | 354 | 0 | 219 | 1227 | 0 | 322 | 1200 | 0 | 465 | 0 | 0 | 0 | 0 | 0 | 0 | 0 | 0 | 0
2040-02-14 | 20 | 38.05 | -18945 | -1564 | -1786 | 356 | 0 | 1451 | 4946 | 0 | 300 | 1362 | 53 | 341 | 5459 | 3288 | 1020 | 0 | 271 | 0 | 219 | 1221 | 0 | 342 | 1200 | 0 | 465 | 0 | 0 | 0 | 0 | 0 | 0 | 0 | 0 | 0
2040-02-14 | 21 | 38.05 | -17861 | -1626 | -1628 | 83 | 167 | 1233 | 4386 | 0 | 300 | 1209 | 53 | 341 | 5459 | 3288 | 902 | 0 | 239 | 0 | 219 | 1211 | 0 | 362 | 1200 | 0 | 465 | 0 | 0 | 0 | 0 | 0 | 0 | 0 | 0 | 0
2040-02-14 | 22 | 38.05 | -16399 | -1752 | -1366 | 1 | 2 | 1305 | 3487 | 0 | 300 | 1166 | 53 | 341 | 5417 | 3288 | 452 | 0 | 204 | 0 | 219 | 1214 | 0 | 403 | 1200 | 0 | 465 | 0 | 0 | 0 | 0 | 0 | 0 | 0 | 0 | 0
2040-02-14 | 23 | 38.05 | -15206 | -1887 | -1129 | 42 | 342 | 1109 | 2336 | 0 | 300 | 1166 | 53 | 341 | 5369 | 3288 | 152 | 0 | 197 | 0 | 219 | 1208 | 0 | 436 | 1200 | 0 | 465 | 0 | 0 | 0 | 0 | 0 | 0 | 0 | 0 | 0
2040-02-14 | 24 | 38.05 | -14484 | -1887 | -919 | 171 | 202 | 1283 | 1310 | 0 | 300 | 1180 | 53 | 341 | 5369 | 3288 | 89 | 0 | 219 | 0 | 219 | 1194 | 0 | 406 | 1200 | 0 | 465 | 0 | 0 | 0 | 0 | 0 | 0 | 0 | 0 | 0
2040-02-15 | 1 | 39.22 | -14028 | -1820 | -814 | 0 | 0 | 0 | 1369 | 0 | 300 | 1093 | 53 | 341 | 6038 | 3288 | 131 | 0 | 239 | 0 | 219 | 1187 | 0 | 739 | 1200 | 0 | 465 | 0 | 0 | 0 | 0 | 0 | 0 | 0 | 0 | 0
2040-02-15 | 2 | 39.11 | -13884 | -1820 | -735 | 0 | 0 | 0 | 956 | 0 | 300 | 1107 | 53 | 341 | 6083 | 3288 | 255 | 0 | 253 | 0 | 218 | 1188 | 0 | 732 | 1200 | 0 | 465 | 0 | 0 | 0 | 0 | 0 | 0 | 0 | 0 | 0
2040-02-15 | 3 | 38.81 | -13839 | -1820 | -630 | 0 | 0 | 0 | 771 | 0 | 300 | 1093 | 53 | 341 | 5882 | 3288 | 500 | 0 | 278 | 0 | 219 | 1185 | 0 | 713 | 1200 | 0 | 465 | 0 | 0 | 0 | 0 | 0 | 0 | 0 | 0 | 0
2040-02-15 | 4 | 39.9 | -14310 | -1887 | -604 | 0 | 0 | 0 | 771 | 0 | 300 | 1119 | 53 | 341 | 6305 | 3288 | 879 | 0 | 303 | 0 | 219 | 1187 | 0 | 370 | 1200 | 0 | 465 | 0 | 0 | 0 | 0 | 0 | 0 | 0 | 0 | 0
2040-02-15 | 5 | 41.44 | -15661 | -1887 | -604 | 0 | 0 | 0 | 1152 | 0 | 300 | 1247 | 53 | 341 | 6887 | 3288 | 1090 | 0 | 381 | 0 | 219 | 1188 | 0 | 340 | 1200 | 0 | 465 | 0 | 0 | 0 | 0 | 0 | 0 | 0 | 0 | 0
2040-02-15 | 6 | 41.76 | -17771 | -1820 | -630 | 0 | 0 | 0 | 2188 | 0 | 300 | 1405 | 53 | 341 | 7005 | 3288 | 1831 | 0 | 460 | 0 | 219 | 1188 | 0 | 278 | 1200 | 0 | 465 | 0 | 0 | 0 | 0 | 0 | 0 | 0 | 0 | 0
2040-02-15 | 7 | 37.71 | -18872 | -1752 | -788 | 0 | 0 | 0 | 3905 | 0 | 300 | 1116 | 53 | 341 | 5579 | 3288 | 2958 | 0 | 574 | 0 | 219 | 1188 | 0 | 226 | 1200 | 0 | 465 | 0 | 0 | 0 | 0 | 0 | 0 | 0 | 0 | 0
2040-02-15 | 8 | 24.2 | -19187 | -1689 | -972 | 0 | 0 | 0 | 4830 | 0 | 300 | 742 | 53 | 249 | 4020 | 3288 | 4099 | 0 | 655 | 294 | 219 | 1191 | 0 | 242 | 1200 | 0 | 465 | 0 | 0 | 0 | 0 | 0 | 0 | 0 | 0 | 0
2040-02-15 | 9 | 24.2 | -19251 | -1564 | -1155 | 0 | 0 | -851 | 5104 | 0 | 300 | 634 | 53 | 225 | 3124 | 3288 | 4674 | 0 | 717 | 1353 | 219 | 1200 | 0 | 266 | 1200 | 0 | 465 | 0 | 0 | 0 | 0 | 0 | 0 | 0 | 0 | 0
2040-02-15 | 10 | 24.2 | -19508 | -1442 | -1339 | 0 | 0 | -787 | 5189 | 0 | 300 | 634 | 53 | 225 | 2811 | 3288 | 4707 | 0 | 745 | 1735 | 219 | 1223 | 0 | 282 | 1200 | 0 | 465 | 0 | 0 | 0 | 0 | 0 | 0 | 0 | 0 | 0
2040-02-15 | 11 | 24.2 | -19726 | -1330 | -1313 | 0 | 0 | -595 | 5284 | 0 | 300 | 634 | 53 | 225 | 2811 | 3288 | 4707 | 0 | 770 | 1497 | 219 | 1238 | 0 | 273 | 1200 | 0 | 465 | 0 | 0 | 0 | 0 | 0 | 0 | 0 | 0 | 0
2040-02-15 | 12 | 24.2 | -19247 | -1218 | -1129 | 0 | 0 | -500 | 5226 | 0 | 300 | 627 | 53 | 219 | 1613 | 3288 | 4715 | 0 | 794 | 1851 | 219 | 1239 | 0 | 283 | 1200 | 0 | 465 | 0 | 0 | 0 | 0 | 0 | 0 | 0 | 0 | 0
2040-02-15 | 13 | 24.2 | -19088 | -1164 | -1471 | 0 | 0 | -45 | 5046 | 0 | 300 | 627 | 53 | 219 | 1613 | 3288 | 4735 | 0 | 785 | 1671 | 219 | 1242 | 0 | 304 | 1200 | 0 | 465 | 0 | 0 | 0 | 0 | 0 | 0 | 0 | 0 | 0
2040-02-15 | 14 | 24.2 | -18918 | -1114 | -1444 | 0 | 0 | -99 | 4872 | 0 | 300 | 627 | 53 | 225 | 1065 | 3288 | 4742 | 0 | 787 | 2167 | 219 | 1244 | 0 | 322 | 1200 | 0 | 465 | 0 | 0 | 0 | 0 | 0 | 0 | 0 | 0 | 0
2040-02-15 | 15 | 24.2 | -18396 | -1065 | -1287 | 0 | 0 | -14 | 4581 | 0 | 300 | 627 | 53 | 240 | 1065 | 3288 | 4454 | 0 | 758 | 1953 | 219 | 1241 | 0 | 317 | 1200 | 0 | 465 | 0 | 0 | 0 | 0 | 0 | 0 | 0 | 0 | 0
2040-02-15 | 16 | 29.8 | -18286 | -966 | -1707 | 0 | 0 | 0 | 4407 | 0 | 300 | 634 | 53 | 341 | 1582 | 3288 | 4730 | 0 | 757 | 1448 | 219 | 1244 | 0 | 290 | 1200 | 0 | 465 | 0 | 0 | 0 | 0 | 0 | 0 | 0 | 0 | 0
2040-02-15 | 17 | 32.71 | -18624 | -872 | -2180 | 0 | 0 | 1066 | 4613 | 0 | 300 | 681 | 53 | 341 | 2007 | 3288 | 4732 | 0 | 767 | 419 | 219 | 1235 | 0 | 290 | 1200 | 0 | 465 | 0 | 0 | 0 | 0 | 0 | 0 | 0 | 0 | 0
2040-02-15 | 18 | 32.71 | -18695 | -921 | -2626 | 0 | 0 | 546 | 5258 | 0 | 300 | 709 | 53 | 341 | 2852 | 3288 | 4732 | 0 | 731 | 17 | 219 | 1229 | 0 | 302 | 1200 | 0 | 465 | 0 | 0 | 0 | 0 | 0 | 0 | 0 | 0 | 0
2040-02-15 | 19 | 32.71 | -18684 | -921 | -2521 | 0 | 0 | 527 | 5231 | 0 | 300 | 709 | 53 | 325 | 2852 | 3288 | 4732 | 0 | 674 | 0 | 219 | 1227 | 0 | 322 | 1200 | 0 | 465 | 0 | 0 | 0 | 0 | 0 | 0 | 0 | 0 | 0
2040-02-15 | 20 | 12.56 | -17924 | -921 | -1786 | 0 | 0 | 0 | 4666 | 0 | 300 | 634 | 53 | 166 | 2718 | 3288 | 4740 | 0 | 618 | 0 | 219 | 1221 | 0 | 342 | 1200 | 0 | 465 | 0 | 0 | 0 | 0 | 0 | 0 | 0 | 0 | 0
2040-02-15 | 21 | 10 | -17070 | -1015 | -1628 | 0 | 0 | 0 | 4011 | 0 | 300 | 634 | 53 | 160 | 2562 | 3288 | 4735 | 0 | 616 | 0 | 219 | 1211 | 0 | 259 | 1200 | 0 | 465 | 0 | 0 | 0 | 0 | 0 | 0 | 103 | 0 | 0
2040-02-15 | 22 | 5 | -15903 | -1015 | -1366 | 0 | 0 | 0 | 3155 | 0 | 300 | 634 | 53 | 160 | 2394 | 3288 | 4735 | 0 | 691 | 0 | 219 | 991 | 0 | 0 | 1200 | 0 | 465 | 0 | 0 | 0 | 0 | 223 | 0 | 403 | 0 | 0
2040-02-15 | 23 | 5 | -14784 | -1065 | -1129 | 0 | 0 | 0 | 2092 | 0 | 300 | 627 | 53 | 160 | 2614 | 3288 | 4741 | 0 | 735 | 0 | 219 | 482 | 0 | 0 | 1200 | 0 | 465 | 0 | 0 | 0 | 0 | 726 | 0 | 436 | 0 | 0
2040-02-15 | 24 | 5 | -13895 | -1114 | -919 | 0 | 0 | 0 | 1104 | 0 | 300 | 627 | 53 | 160 | 2378 | 3288 | 4748 | 0 | 729 | 0 | 219 | 657 | 0 | 0 | 1200 | 0 | 465 | 0 | 0 | 0 | 0 | 537 | 0 | 406 | 0 | 0
2040-02-16 | 1 | 23.74 | -13387 | -1164 | -814 | -48 | -118 | -1579 | 893 | 0 | 300 | 627 | 53 | 212 | 2517 | 3288 | 4691 | 0 | 719 | 0 | 219 | 1187 | 0 | 739 | 1200 | 0 | 465 | 0 | 0 | 0 | 0 | 0 | 0 | 0 | 0 | 0
2040-02-16 | 2 | 23.74 | -13117 | -1218 | -735 | 0 | 0 | -889 | 528 | 0 | 300 | 627 | 53 | 218 | 2204 | 3288 | 4267 | 0 | 669 | 0 | 218 | 1188 | 0 | 732 | 1200 | 0 | 465 | 0 | 0 | 0 | 0 | 0 | 0 | 0 | 0 | 0
2040-02-16 | 3 | 23.74 | -13009 | -1330 | -630 | 0 | 0 | -431 | 528 | 0 | 300 | 634 | 53 | 233 | 2334 | 3288 | 3593 | 0 | 655 | 0 | 219 | 1185 | 0 | 713 | 1200 | 0 | 465 | 0 | 0 | 0 | 0 | 0 | 0 | 0 | 0 | 0
2040-02-16 | 4 | 32.08 | -13182 | -1442 | -604 | 0 | 0 | 44 | 528 | 0 | 300 | 634 | 53 | 341 | 2880 | 3288 | 3032 | 0 | 687 | 0 | 219 | 1187 | 0 | 370 | 1200 | 0 | 465 | 0 | 0 | 0 | 0 | 0 | 0 | 0 | 0 | 0
2040-02-16 | 5 | 32.08 | -13751 | -1505 | -604 | 0 | 0 | 551 | 528 | 0 | 300 | 646 | 53 | 341 | 3236 | 3288 | 2825 | 0 | 679 | 0 | 219 | 1188 | 0 | 340 | 1200 | 0 | 465 | 0 | 0 | 0 | 0 | 0 | 0 | 0 | 0 | 0
2040-02-16 | 6 | 32.08 | -14559 | -1564 | -630 | 0 | 0 | 456 | 993 | 0 | 300 | 692 | 53 | 341 | 3873 | 3288 | 2735 | 0 | 671 | 0 | 219 | 1188 | 0 | 278 | 1200 | 0 | 465 | 0 | 0 | 0 | 0 | 0 | 0 | 0 | 0 | 0
2040-02-16 | 7 | 32.08 | -15437 | -1689 | -788 | 0 | 0 | 563 | 1881 | 0 | 300 | 762 | 53 | 341 | 4038 | 3288 | 2759 | 0 | 632 | 0 | 219 | 1188 | 0 | 226 | 1200 | 0 | 465 | 0 | 0 | 0 | 0 | 0 | 0 | 0 | 0 | 0
2040-02-16 | 8 | 32.08 | -16257 | -1689 | -972 | 0 | 0 | 143 | 2742 | 0 | 300 | 719 | 53 | 341 | 4351 | 3288 | 2565 | 0 | 578 | 521 | 219 | 1191 | 0 | 242 | 1200 | 0 | 465 | 0 | 0 | 0 | 0 | 0 | 0 | 0 | 0 | 0
2040-02-16 | 9 | 23.74 | -16708 | -1689 | -1155 | 0 | 0 | -1013 | 3551 | 0 | 0 | 627 | 53 | 233 | 3696 | 3288 | 2744 | 0 | 532 | 2491 | 219 | 1200 | 0 | 266 | 1200 | 0 | 465 | 0 | 0 | 0 | 0 | 0 | 0 | 0 | 0 | 0
2040-02-16 | 10 | 23.74 | -17091 | -1564 | -1339 | -73 | 0 | -1859 | 3952 | 0 | 0 | 627 | 53 | 218 | 2185 | 3288 | 2441 | 0 | 504 | 5268 | 219 | 1223 | 0 | 282 | 1200 | 0 | 465 | 0 | 0 | 0 | 0 | 0 | 0 | 0 | 0 | 0
2040-02-16 | 11 | 23.74 | -17377 | -1505 | -1313 | -473 | -263 | -1859 | 4190 | 0 | 0 | 627 | 53 | 212 | 1497 | 3288 | 1964 | 0 | 530 | 7033 | 219 | 1238 | 0 | 273 | 1200 | 0 | 465 | 0 | 0 | 0 | 0 | 0 | 0 | 0 | 0 | 0
2040-02-16 | 12 | 23.74 | -16801 | -1384 | -1129 | -835 | -610 | -1859 | 4174 | 0 | 0 | 627 | 53 | 212 | 1266 | 3288 | 1577 | 0 | 561 | 7452 | 219 | 1239 | 0 | 283 | 1200 | 0 | 465 | 0 | 0 | 0 | 0 | 0 | 0 | 0 | 0 | 0
2040-02-16 | 13 | 23.74 | -16399 | -1384 | -1471 | -820 | -410 | -1859 | 3952 | 0 | 0 | 627 | 53 | 212 | 1266 | 3288 | 1194 | 0 | 573 | 7746 | 219 | 1242 | 0 | 304 | 1200 | 0 | 465 | 0 | 0 | 0 | 0 | 0 | 0 | 0 | 0 | 0
2040-02-16 | 14 | 23.74 | -16180 | -1330 | -1444 | -231 | -1 | -1859 | 3572 | 0 | 0 | 627 | 53 | 218 | 568 | 3288 | 961 | 0 | 603 | 7705 | 219 | 1244 | 0 | 322 | 1200 | 0 | 465 | 0 | 0 | 0 | 0 | 0 | 0 | 0 | 0 | 0
2040-02-16 | 15 | 23.74 | -15726 | -1272 | -1287 | -286 | -16 | -583 | 3223 | 0 | 0 | 627 | 53 | 233 | 325 | 3288 | 1020 | 0 | 639 | 6317 | 219 | 1241 | 0 | 317 | 1200 | 0 | 465 | 0 | 0 | 0 | 0 | 0 | 0 | 0 | 0 | 0
2040-02-16 | 16 | 32.08 | -15818 | -1272 | -1707 | 0 | 0 | 1276 | 3181 | 0 | 0 | 627 | 53 | 341 | 1170 | 3288 | 1073 | 0 | 692 | 3676 | 219 | 1244 | 0 | 290 | 1200 | 0 | 465 | 0 | 0 | 0 | 0 | 0 | 0 | 0 | 0 | 0
2040-02-16 | 17 | 37.72 | -16683 | -1330 | -2180 | 908 | 545 | 1859 | 3683 | 0 | 0 | 908 | 53 | 341 | 2310 | 3288 | 1012 | 0 | 751 | 1125 | 219 | 1235 | 0 | 290 | 1200 | 0 | 465 | 0 | 0 | 0 | 0 | 0 | 0 | 0 | 0 | 0
2040-02-16 | 18 | 37.34 | -17215 | -1384 | -2626 | 905 | 508 | 1859 | 4793 | 0 | 0 | 1060 | 53 | 341 | 2808 | 3288 | 1352 | 0 | 817 | 26 | 219 | 1229 | 0 | 302 | 1200 | 0 | 465 | 0 | 0 | 0 | 0 | 0 | 0 | 0 | 0 | 0
2040-02-16 | 19 | 37.34 | -17389 | -1564 | -2521 | 566 | 167 | 1859 | 5284 | 0 | 0 | 904 | 53 | 341 | 2914 | 3288 | 1785 | 0 | 879 | 0 | 219 | 1227 | 0 | 322 | 1200 | 0 | 465 | 0 | 0 | 0 | 0 | 0 | 0 | 0 | 0 | 0
2040-02-16 | 20 | 32.08 | -16958 | -1689 | -1786 | 0 | 0 | 974 | 4951 | 0 | 0 | 692 | 53 | 341 | 3680 | 3288 | 2086 | 0 | 921 | 0 | 219 | 1221 | 0 | 342 | 1200 | 0 | 465 | 0 | 0 | 0 | 0 | 0 | 0 | 0 | 0 | 0
2040-02-16 | 21 | 32.08 | -16369 | -1752 | -1628 | 0 | 0 | 512 | 4513 | 0 | 0 | 646 | 53 | 341 | 3680 | 3288 | 2338 | 0 | 922 | 0 | 219 | 1211 | 0 | 362 | 1200 | 0 | 465 | 0 | 0 | 0 | 0 | 0 | 0 | 0 | 0 | 0
2040-02-16 | 22 | 32.08 | -15513 | -1820 | -1366 | 0 | 0 | 108 | 3884 | 0 | 0 | 634 | 53 | 341 | 3825 | 3288 | 2177 | 0 | 887 | 0 | 219 | 1214 | 0 | 403 | 1200 | 0 | 465 | 0 | 0 | 0 | 0 | 0 | 0 | 0 | 0 | 0
2040-02-16 | 23 | 25.6 | -14591 | -1887 | -1129 | 0 | 0 | 0 | 3059 | 0 | 0 | 634 | 53 | 341 | 3716 | 3288 | 2137 | 0 | 850 | 0 | 219 | 1208 | 0 | 436 | 1200 | 0 | 465 | 0 | 0 | 0 | 0 | 0 | 0 | 0 | 0 | 0
2040-02-16 | 24 | 27.7 | -13616 | -2026 | -919 | 0 | 0 | 0 | 2256 | 0 | 0 | 634 | 53 | 341 | 3463 | 3288 | 2262 | 0 | 780 | 0 | 219 | 1194 | 0 | 406 | 1200 | 0 | 465 | 0 | 0 | 0 | 0 | 0 | 0 | 0 | 0 | 0
2040-02-17 | 1 | 32.97 | -13273 | -2098 | -1077 | 0 | 0 | -91 | 1173 | 0 | 0 | 681 | 53 | 341 | 4224 | 3288 | 2243 | 0 | 726 | 0 | 219 | 1187 | 0 | 739 | 1200 | 0 | 465 | 0 | 0 | 0 | 0 | 0 | 0 | 0 | 0 | 0
2040-02-17 | 2 | 34.28 | -13124 | -2170 | -919 | 0 | 0 | 0 | 861 | 0 | 0 | 709 | 53 | 341 | 4372 | 3288 | 2061 | 0 | 724 | 0 | 218 | 1188 | 0 | 732 | 1200 | 0 | 465 | 0 | 0 | 0 | 0 | 0 | 0 | 0 | 0 | 0
2040-02-17 | 3 | 36.17 | -13102 | -2242 | -814 | 0 | 0 | 0 | 724 | 0 | 0 | 746 | 53 | 341 | 4639 | 3288 | 1896 | 0 | 689 | 0 | 219 | 1185 | 0 | 713 | 1200 | 0 | 465 | 0 | 0 | 0 | 0 | 0 | 0 | 0 | 0 | 0
2040-02-17 | 4 | 39.11 | -13234 | -2318 | -762 | 0 | 0 | 0 | 729 | 0 | 0 | 822 | 53 | 341 | 5233 | 3288 | 1722 | 0 | 684 | 0 | 219 | 1187 | 0 | 370 | 1200 | 0 | 465 | 0 | 0 | 0 | 0 | 0 | 0 | 0 | 0 | 0
2040-02-17 | 5 | 40.08 | -13630 | -2395 | -735 | 0 | 0 | 0 | 877 | 0 | 0 | 944 | 53 | 341 | 5919 | 3288 | 1254 | 0 | 672 | 0 | 219 | 1188 | 0 | 340 | 1200 | 0 | 465 | 0 | 0 | 0 | 0 | 0 | 0 | 0 | 0 | 0
2040-02-17 | 6 | 39.99 | -14246 | -2471 | -762 | 0 | 0 | 0 | 1273 | 0 | 0 | 1060 | 53 | 341 | 6278 | 3288 | 1157 | 0 | 677 | 0 | 219 | 1188 | 0 | 278 | 1200 | 0 | 465 | 0 | 0 | 0 | 0 | 0 | 0 | 0 | 0 | 0
2040-02-17 | 7 | 41.11 | -14846 | -2548 | -867 | 0 | 0 | 0 | 1902 | 0 | 0 | 1107 | 53 | 341 | 6662 | 3288 | 960 | 0 | 643 | 6 | 219 | 1188 | 0 | 226 | 1200 | 0 | 465 | 0 | 0 | 0 | 0 | 0 | 0 | 0 | 0 | 0
2040-02-17 | 8 | 39.89 | -15518 | -2548 | -998 | 0 | 0 | 0 | 2473 | 0 | 0 | 978 | 53 | 341 | 6233 | 3288 | 1080 | 0 | 577 | 722 | 219 | 1191 | 0 | 242 | 1200 | 0 | 465 | 0 | 0 | 0 | 0 | 0 | 0 | 0 | 0 | 0
2040-02-17 | 9 | 32.97 | -16079 | -2395 | -1234 | 0 | 0 | -131 | 3059 | 0 | 0 | 634 | 53 | 341 | 4717 | 3288 | 915 | 0 | 476 | 3004 | 219 | 1200 | 0 | 266 | 1200 | 0 | 465 | 0 | 0 | 0 | 0 | 0 | 0 | 0 | 0 | 0
2040-02-17 | 10 | 32.97 | -16744 | -2242 | -1444 | 0 | 0 | -1720 | 3535 | 0 | 0 | 627 | 53 | 341 | 4158 | 3288 | 731 | 0 | 408 | 5619 | 219 | 1223 | 0 | 282 | 1200 | 0 | 465 | 0 | 0 | 0 | 0 | 0 | 0 | 0 | 0 | 0
2040-02-17 | 11 | 32.74 | -16786 | -2026 | -1313 | 0 | -576 | -1859 | 3783 | 0 | 0 | 627 | 53 | 341 | 2209 | 3288 | 467 | 0 | 317 | 8080 | 219 | 1238 | 0 | 273 | 1200 | 0 | 465 | 0 | 0 | 0 | 0 | 0 | 0 | 0 | 0 | 0
2040-02-17 | 12 | 32.97 | -16574 | -1887 | -1444 | 0 | 0 | -1649 | 3789 | 0 | 0 | 627 | 53 | 341 | 1199 | 3288 | 292 | 0 | 279 | 8280 | 219 | 1239 | 0 | 283 | 1200 | 0 | 465 | 0 | 0 | 0 | 0 | 0 | 0 | 0 | 0 | 0
2040-02-17 | 13 | 32.74 | -16200 | -1752 | -1576 | 0 | -11 | -1859 | 3609 | 0 | 0 | 627 | 53 | 341 | 1000 | 3288 | 179 | 0 | 250 | 8620 | 219 | 1242 | 0 | 304 | 1200 | 0 | 465 | 0 | 0 | 0 | 0 | 0 | 0 | 0 | 0 | 0
2040-02-17 | 14 | 32.97 | -15891 | -1689 | -1628 | 0 | 0 | -870 | 3303 | 0 | 0 | 627 | 53 | 341 | 1000 | 3288 | 81 | 0 | 236 | 7700 | 219 | 1244 | 0 | 322 | 1200 | 0 | 465 | 0 | 0 | 0 | 0 | 0 | 0 | 0 | 0 | 0
2040-02-17 | 15 | 44.56 | -16002 | -1626 | -1681 | 0 | 0 | 550 | 3049 | 0 | 0 | 627 | 53 | 341 | 1896 | 3288 | 15 | 0 | 206 | 5841 | 219 | 1241 | 0 | 317 | 1200 | 0 | 465 | 0 | 0 | 0 | 0 | 0 | 0 | 0 | 0 | 0
2040-02-17 | 16 | 44.56 | -16715 | -1626 | -1602 | 0 | 0 | 1629 | 3086 | 0 | 220 | 681 | 53 | 341 | 3498 | 3288 | 4 | 0 | 207 | 3519 | 219 | 1244 | 0 | 290 | 1200 | 0 | 465 | 0 | 0 | 0 | 0 | 0 | 0 | 0 | 0 | 0
2040-02-17 | 17 | 44.56 | -18122 | -1626 | -1576 | 0 | 367 | 1700 | 3635 | 0 | 220 | 1368 | 53 | 341 | 5712 | 3288 | 12 | 0 | 201 | 1017 | 219 | 1235 | 0 | 290 | 1200 | 0 | 465 | 0 | 0 | 0 | 0 | 0 | 0 | 0 | 0 | 0
2040-02-17 | 18 | 44.56 | -18534 | -1689 | -1628 | 0 | 36 | 1700 | 4835 | 0 | 220 | 1423 | 53 | 341 | 6288 | 3288 | 17 | 0 | 202 | 32 | 219 | 1229 | 0 | 302 | 1200 | 0 | 465 | 0 | 0 | 0 | 0 | 0 | 0 | 0 | 0 | 0
2040-02-17 | 19 | 44.56 | -18138 | -1820 | -1681 | 0 | 102 | 475 | 5284 | 0 | 300 | 1284 | 53 | 341 | 6778 | 3288 | 38 | 0 | 262 | 0 | 219 | 1227 | 0 | 322 | 1200 | 0 | 465 | 0 | 0 | 0 | 0 | 0 | 0 | 0 | 0 | 0
2040-02-17 | 20 | 43.89 | -17508 | -1820 | -1576 | 0 | 0 | 0 | 4882 | 0 | 300 | 1196 | 53 | 341 | 7076 | 3288 | 45 | 0 | 275 | 0 | 219 | 1221 | 0 | 342 | 1200 | 0 | 465 | 0 | 0 | 0 | 0 | 0 | 0 | 0 | 0 | 0
2040-02-17 | 21 | 40.34 | -16586 | -1820 | -1471 | 0 | 0 | 0 | 4306 | 0 | 300 | 1119 | 53 | 341 | 6628 | 3288 | 122 | 0 | 261 | 0 | 219 | 1211 | 0 | 362 | 1200 | 0 | 465 | 0 | 0 | 0 | 0 | 0 | 0 | 0 | 0 | 0
2040-02-17 | 22 | 39.22 | -15308 | -1820 | -1339 | 0 | 0 | 0 | 3477 | 0 | 300 | 978 | 53 | 341 | 6039 | 3288 | 242 | 0 | 249 | 0 | 219 | 1214 | 0 | 403 | 1200 | 0 | 465 | 0 | 0 | 0 | 0 | 0 | 0 | 0 | 0 | 0
2040-02-17 | 23 | 39.11 | -14263 | -1820 | -1339 | 0 | 0 | 0 | 2473 | 0 | 300 | 978 | 53 | 341 | 5871 | 3288 | 375 | 0 | 215 | 0 | 219 | 1208 | 0 | 436 | 1200 | 0 | 465 | 0 | 0 | 0 | 0 | 0 | 0 | 0 | 0 | 0
2040-02-17 | 24 | 39.94 | -13559 | -1887 | -1208 | 0 | 0 | 0 | 1612 | 0 | 300 | 978 | 53 | 341 | 5959 | 3288 | 446 | 0 | 193 | 0 | 219 | 1194 | 0 | 406 | 1200 | 0 | 465 | 0 | 0 | 0 | 0 | 0 | 0 | 0 | 0 | 0
2040-02-18 | 1 | 39.26 | -13211 | -1954 | -1077 | 0 | 0 | 0 | 528 | 0 | 300 | 1107 | 53 | 341 | 5996 | 3288 | 626 | 0 | 192 | 0 | 219 | 1187 | 0 | 739 | 1200 | 0 | 465 | 0 | 0 | 0 | 0 | 0 | 0 | 0 | 0 | 0
2040-02-18 | 2 | 37.34 | -13142 | -2026 | -919 | 0 | 0 | 0 | 528 | 0 | 300 | 978 | 53 | 341 | 5373 | 3288 | 1233 | 0 | 190 | 0 | 218 | 1188 | 0 | 732 | 1200 | 0 | 465 | 0 | 0 | 0 | 0 | 0 | 0 | 0 | 0 | 0
2040-02-18 | 3 | 31.51 | -13255 | -2026 | -814 | 0 | 0 | -77 | 528 | 0 | 300 | 944 | 53 | 341 | 4737 | 3288 | 2000 | 0 | 199 | 0 | 219 | 1185 | 0 | 713 | 1200 | 0 | 465 | 0 | 0 | 0 | 0 | 0 | 0 | 0 | 0 | 0
2040-02-18 | 4 | 38.05 | -13702 | -2026 | -762 | 0 | 0 | 0 | 528 | 0 | 300 | 944 | 53 | 341 | 5242 | 3288 | 2166 | 0 | 186 | 0 | 219 | 1187 | 0 | 370 | 1200 | 0 | 465 | 0 | 0 | 0 | 0 | 0 | 0 | 0 | 0 | 0
2040-02-18 | 5 | 38.05 | -14659 | -2026 | -735 | 0 | 0 | 0 | 528 | 0 | 300 | 1060 | 53 | 341 | 5227 | 3288 | 3039 | 0 | 171 | 0 | 219 | 1188 | 0 | 340 | 1200 | 0 | 465 | 0 | 0 | 0 | 0 | 0 | 0 | 0 | 0 | 0
2040-02-18 | 6 | 39.94 | -16152 | -2098 | -762 | 0 | 0 | 0 | 550 | 0 | 300 | 1209 | 53 | 341 | 5629 | 3288 | 4136 | 0 | 157 | 0 | 219 | 1188 | 0 | 278 | 1200 | 0 | 465 | 0 | 0 | 0 | 0 | 0 | 0 | 0 | 0 | 0
2040-02-18 | 7 | 39.26 | -17264 | -2026 | -867 | 0 | 0 | 0 | 1643 | 0 | 300 | 1209 | 53 | 341 | 5488 | 3288 | 4388 | 0 | 147 | 1 | 219 | 1188 | 0 | 226 | 1200 | 0 | 465 | 0 | 0 | 0 | 0 | 0 | 0 | 0 | 0 | 0
2040-02-18 | 8 | 39.87 | -18144 | -2026 | -998 | 0 | 0 | 0 | 2520 | 0 | 300 | 1209 | 53 | 341 | 5526 | 3288 | 4283 | 0 | 122 | 209 | 219 | 1191 | 0 | 242 | 1200 | 0 | 465 | 0 | 0 | 0 | 0 | 0 | 0 | 0 | 0 | 0
2040-02-18 | 9 | 38.43 | -18785 | -2026 | -1234 | 0 | 0 | 0 | 3303 | 0 | 300 | 1166 | 53 | 341 | 5302 | 3288 | 4132 | 0 | 121 | 690 | 219 | 1200 | 0 | 266 | 1200 | 0 | 465 | 0 | 0 | 0 | 0 | 0 | 0 | 0 | 0 | 0
2040-02-18 | 10 | 39.11 | -19536 | -2026 | -1444 | 0 | 0 | 0 | 3900 | 0 | 300 | 1093 | 53 | 341 | 5561 | 3288 | 2999 | 0 | 104 | 1979 | 219 | 1223 | 0 | 282 | 1200 | 0 | 465 | 0 | 0 | 0 | 0 | 0 | 0 | 0 | 0 | 0
2040-02-18 | 11 | 37.72 | -19642 | -1954 | -1313 | 0 | 0 | 0 | 4296 | 0 | 300 | 794 | 53 | 341 | 5358 | 3288 | 2414 | 0 | 90 | 2581 | 219 | 1238 | 0 | 273 | 1200 | 0 | 465 | 0 | 0 | 0 | 0 | 0 | 0 | 0 | 0 | 0
2040-02-18 | 12 | 38.05 | -19455 | -1954 | -1444 | 0 | 0 | 0 | 4449 | 0 | 300 | 794 | 53 | 341 | 5390 | 3288 | 2093 | 0 | 92 | 2647 | 219 | 1239 | 0 | 283 | 1200 | 0 | 465 | 0 | 0 | 0 | 0 | 0 | 0 | 0 | 0 | 0
2040-02-18 | 13 | 39.22 | -19217 | -1954 | -1576 | 0 | 0 | 0 | 4402 | 0 | 300 | 944 | 53 | 341 | 5746 | 3288 | 1835 | 0 | 108 | 2299 | 219 | 1242 | 0 | 304 | 1200 | 0 | 465 | 0 | 0 | 0 | 0 | 0 | 0 | 0 | 0 | 0
2040-02-18 | 14 | 39.11 | -18931 | -1954 | -1628 | 0 | 0 | 0 | 4269 | 0 | 300 | 978 | 53 | 341 | 5685 | 3288 | 1544 | 0 | 155 | 2450 | 219 | 1244 | 0 | 322 | 1200 | 0 | 465 | 0 | 0 | 0 | 0 | 0 | 0 | 0 | 0 | 0
2040-02-18 | 15 | 39.22 | -18944 | -1887 | -1681 | 0 | 0 | 0 | 4053 | 0 | 300 | 1003 | 53 | 341 | 5929 | 3288 | 1397 | 0 | 237 | 2468 | 219 | 1241 | 0 | 317 | 1200 | 0 | 465 | 0 | 0 | 0 | 0 | 0 | 0 | 0 | 0 | 0
2040-02-18 | 16 | 40.98 | -19417 | -1887 | -1602 | 0 | 0 | 0 | 4011 | 0 | 300 | 1209 | 53 | 341 | 6899 | 3288 | 1413 | 0 | 309 | 1666 | 219 | 1244 | 0 | 290 | 1200 | 0 | 465 | 0 | 0 | 0 | 0 | 0 | 0 | 0 | 0 | 0
2040-02-18 | 17 | 42.58 | -20311 | -1820 | -1576 | 0 | 0 | 57 | 4291 | 0 | 300 | 1423 | 53 | 341 | 7673 | 3288 | 1848 | 0 | 366 | 657 | 219 | 1235 | 0 | 290 | 1200 | 0 | 465 | 0 | 0 | 0 | 0 | 0 | 0 | 0 | 0 | 0
2040-02-18 | 18 | 41.11 | -20510 | -1954 | -1628 | 0 | 0 | 0 | 5062 | 0 | 300 | 1405 | 53 | 341 | 7017 | 3288 | 2709 | 0 | 466 | 37 | 219 | 1229 | 0 | 302 | 1200 | 0 | 465 | 0 | 0 | 0 | 0 | 0 | 0 | 0 | 0 | 0
2040-02-18 | 19 | 36.17 | -19960 | -2026 | -1681 | 0 | 0 | 0 | 5284 | 0 | 300 | 1107 | 53 | 341 | 5326 | 3288 | 3919 | 0 | 615 | 0 | 219 | 1227 | 0 | 322 | 1200 | 0 | 465 | 0 | 0 | 0 | 0 | 0 | 0 | 0 | 0 | 0
2040-02-18 | 20 | 23.49 | -19065 | -2026 | -1576 | 0 | 0 | 0 | 4808 | 0 | 300 | 944 | 53 | 233 | 4266 | 3288 | 4571 | 0 | 755 | 0 | 219 | 1221 | 0 | 342 | 1200 | 0 | 465 | 0 | 0 | 0 | 0 | 0 | 0 | 0 | 0 | 0
2040-02-18 | 21 | 23.17 | -17923 | -2170 | -1471 | 0 | 0 | -240 | 4190 | 0 | 300 | 783 | 53 | 177 | 3996 | 3288 | 4707 | 0 | 852 | 0 | 219 | 1211 | 0 | 362 | 1200 | 0 | 465 | 0 | 0 | 0 | 0 | 0 | 0 | 0 | 0 | 0
2040-02-18 | 22 | 23.17 | -16317 | -2242 | -1339 | 0 | 0 | -157 | 3339 | 0 | 300 | 646 | 53 | 192 | 3122 | 3288 | 4688 | 0 | 926 | 0 | 219 | 1214 | 0 | 403 | 1200 | 0 | 465 | 0 | 0 | 0 | 0 | 0 | 0 | 0 | 0 | 0
2040-02-18 | 23 | 27.7 | -15192 | -2395 | -1339 | 0 | 0 | 0 | 2299 | 0 | 300 | 681 | 53 | 341 | 3155 | 3288 | 4311 | 0 | 970 | 0 | 219 | 1208 | 0 | 436 | 1200 | 0 | 465 | 0 | 0 | 0 | 0 | 0 | 0 | 0 | 0 | 0
2040-02-18 | 24 | 31.31 | -14657 | -2471 | -1208 | 0 | 0 | 294 | 1474 | 0 | 300 | 709 | 53 | 341 | 3284 | 3288 | 4148 | 0 | 960 | 0 | 219 | 1194 | 0 | 406 | 1200 | 0 | 465 | 0 | 0 | 0 | 0 | 0 | 0 | 0 | 0 | 0
2040-02-19 | 1 | 31.88 | -14175 | -2628 | -814 | 0 | 0 | -253 | 671 | 0 | 300 | 709 | 53 | 341 | 3413 | 3288 | 4351 | 0 | 934 | 0 | 219 | 1187 | 0 | 739 | 1200 | 0 | 465 | 0 | 0 | 0 | 0 | 0 | 0 | 0 | 0 | 0
2040-02-19 | 2 | 36.31 | -14145 | -2790 | -735 | 0 | 0 | 0 | 528 | 0 | 300 | 763 | 53 | 341 | 3491 | 3288 | 4172 | 0 | 931 | 0 | 218 | 1188 | 0 | 732 | 1200 | 0 | 465 | 0 | 0 | 0 | 0 | 0 | 0 | 0 | 0 | 0
2040-02-19 | 3 | 31.88 | -14230 | -2790 | -630 | 0 | 0 | -11 | 528 | 0 | 300 | 736 | 53 | 341 | 3518 | 3288 | 4205 | 0 | 908 | 0 | 219 | 1185 | 0 | 713 | 1200 | 0 | 465 | 0 | 0 | 0 | 0 | 0 | 0 | 0 | 0 | 0
2040-02-19 | 4 | 37.4 | -14747 | -2876 | -604 | 0 | 0 | 0 | 528 | 0 | 300 | 936 | 53 | 341 | 4201 | 3288 | 4250 | 0 | 888 | 0 | 219 | 1187 | 0 | 370 | 1200 | 0 | 465 | 0 | 0 | 0 | 0 | 0 | 0 | 0 | 0 | 0
2040-02-19 | 5 | 38.43 | -16136 | -2961 | -604 | 0 | 0 | 0 | 845 | 0 | 300 | 1166 | 53 | 341 | 5168 | 3288 | 4268 | 0 | 860 | 0 | 219 | 1188 | 0 | 340 | 1200 | 0 | 465 | 0 | 0 | 0 | 0 | 0 | 0 | 0 | 0 | 0
2040-02-19 | 6 | 40.69 | -18097 | -2961 | -630 | 0 | 0 | 0 | 1855 | 0 | 300 | 1405 | 53 | 341 | 6186 | 3288 | 4064 | 0 | 846 | 0 | 219 | 1188 | 0 | 278 | 1200 | 0 | 465 | 0 | 0 | 0 | 0 | 0 | 0 | 0 | 0 | 0
2040-02-19 | 7 | 39.94 | -19089 | -2961 | -788 | 0 | 0 | 0 | 3334 | 0 | 300 | 1362 | 53 | 341 | 6086 | 3288 | 3914 | 0 | 848 | 13 | 219 | 1188 | 0 | 226 | 1200 | 0 | 465 | 0 | 0 | 0 | 0 | 0 | 0 | 0 | 0 | 0
2040-02-19 | 8 | 39.11 | -19511 | -3132 | -972 | 0 | 0 | 0 | 4254 | 0 | 300 | 1209 | 53 | 341 | 5689 | 3288 | 3776 | 0 | 823 | 565 | 219 | 1191 | 0 | 242 | 1200 | 0 | 465 | 0 | 0 | 0 | 0 | 0 | 0 | 0 | 0 | 0
2040-02-19 | 9 | 31.88 | -19704 | -2961 | -1155 | 0 | 0 | -556 | 4544 | 0 | 300 | 755 | 53 | 341 | 4742 | 3288 | 3473 | 0 | 828 | 2702 | 219 | 1200 | 0 | 266 | 1200 | 0 | 465 | 0 | 0 | 0 | 0 | 0 | 0 | 0 | 0 | 0
2040-02-19 | 10 | 31.88 | -20041 | -2709 | -1339 | 0 | 0 | -1393 | 4624 | 0 | 300 | 634 | 53 | 341 | 4380 | 3288 | 2879 | 0 | 804 | 4791 | 219 | 1223 | 0 | 282 | 1200 | 0 | 465 | 0 | 0 | 0 | 0 | 0 | 0 | 0 | 0 | 0
2040-02-19 | 11 | 30.08 | -20214 | -2471 | -1313 | -54 | -569 | -1859 | 4671 | 0 | 300 | 627 | 53 | 341 | 3617 | 3288 | 2314 | 0 | 795 | 7078 | 219 | 1238 | 0 | 273 | 1200 | 0 | 465 | 0 | 0 | 0 | 0 | 0 | 0 | 0 | 0 | 0
2040-02-19 | 12 | 30.08 | -19779 | -2318 | -1129 | -232 | -609 | -1859 | 4555 | 0 | 300 | 627 | 53 | 341 | 2376 | 3288 | 1890 | 0 | 803 | 8287 | 219 | 1239 | 0 | 283 | 1200 | 0 | 465 | 0 | 0 | 0 | 0 | 0 | 0 | 0 | 0 | 0
2040-02-19 | 13 | 30.08 | -19597 | -2098 | -1471 | 0 | -241 | -1859 | 4312 | 0 | 300 | 627 | 53 | 341 | 1932 | 3288 | 1527 | 0 | 825 | 8630 | 219 | 1242 | 0 | 304 | 1200 | 0 | 465 | 0 | 0 | 0 | 0 | 0 | 0 | 0 | 0 | 0
2040-02-19 | 14 | 31.88 | -19337 | -1954 | -1444 | 0 | 0 | -1250 | 4069 | 0 | 300 | 627 | 53 | 341 | 2008 | 3288 | 1414 | 0 | 839 | 7595 | 219 | 1244 | 0 | 322 | 1200 | 0 | 465 | 0 | 0 | 0 | 0 | 0 | 0 | 0 | 0 | 0
2040-02-19 | 15 | 34.28 | -18674 | -1887 | -1287 | 0 | 0 | 0 | 3731 | 0 | 300 | 627 | 53 | 341 | 1973 | 3288 | 1252 | 0 | 843 | 5998 | 219 | 1241 | 0 | 317 | 1200 | 0 | 465 | 0 | 0 | 0 | 0 | 0 | 0 | 0 | 0 | 0
2040-02-19 | 16 | 43.09 | -18625 | -1887 | -1707 | 0 | 0 | 1514 | 3540 | 0 | 300 | 786 | 53 | 341 | 3508 | 3288 | 1109 | 0 | 839 | 3523 | 219 | 1244 | 0 | 290 | 1200 | 0 | 465 | 0 | 0 | 0 | 0 | 0 | 0 | 0 | 0 | 0
2040-02-19 | 17 | 44.71 | -19469 | -1887 | -2180 | 245 | 610 | 1859 | 3836 | 0 | 300 | 1423 | 53 | 341 | 5094 | 3288 | 1113 | 0 | 810 | 1154 | 219 | 1235 | 0 | 290 | 1200 | 0 | 465 | 0 | 0 | 0 | 0 | 0 | 0 | 0 | 0 | 0
2040-02-19 | 18 | 43.09 | -20064 | -2026 | -2626 | 0 | 508 | 1591 | 4840 | 0 | 300 | 1423 | 53 | 341 | 6527 | 3288 | 1570 | 0 | 811 | 48 | 219 | 1229 | 0 | 302 | 1200 | 0 | 465 | 0 | 0 | 0 | 0 | 0 | 0 | 0 | 0 | 0
2040-02-19 | 19 | 43.09 | -20226 | -2170 | -2521 | 0 | 102 | 1725 | 5284 | 0 | 300 | 1423 | 53 | 341 | 6512 | 3288 | 1642 | 0 | 813 | 0 | 219 | 1227 | 0 | 322 | 1200 | 0 | 465 | 0 | 0 | 0 | 0 | 0 | 0 | 0 | 0 | 0
2040-02-19 | 20 | 42.99 | -19444 | -2242 | -1786 | 0 | 0 | 0 | 4946 | 0 | 300 | 1362 | 53 | 341 | 6993 | 3288 | 1894 | 0 | 847 | 0 | 219 | 1221 | 0 | 342 | 1200 | 0 | 465 | 0 | 0 | 0 | 0 | 0 | 0 | 0 | 0 | 0
2040-02-19 | 21 | 40.08 | -18382 | -2395 | -1628 | 0 | 0 | 0 | 4386 | 0 | 300 | 1166 | 53 | 341 | 6005 | 3288 | 2521 | 0 | 888 | 0 | 219 | 1211 | 0 | 362 | 1200 | 0 | 465 | 0 | 0 | 0 | 0 | 0 | 0 | 0 | 0 | 0
2040-02-19 | 22 | 33.82 | -16952 | -2471 | -1366 | 0 | 0 | 0 | 3519 | 0 | 300 | 944 | 53 | 341 | 4925 | 3288 | 3020 | 0 | 897 | 0 | 219 | 1214 | 0 | 403 | 1200 | 0 | 465 | 0 | 0 | 0 | 0 | 0 | 0 | 0 | 0 | 0
2040-02-19 | 23 | 32.18 | -15753 | -2548 | -1129 | 0 | 0 | 0 | 2410 | 0 | 300 | 936 | 53 | 341 | 4507 | 3288 | 3171 | 0 | 896 | 0 | 219 | 1208 | 0 | 436 | 1200 | 0 | 465 | 0 | 0 | 0 | 0 | 0 | 0 | 0 | 0 | 0
2040-02-19 | 24 | 32.18 | -14946 | -2628 | -919 | 0 | 0 | 0 | 1495 | 0 | 300 | 916 | 53 | 341 | 4495 | 3288 | 3239 | 0 | 882 | 0 | 219 | 1194 | 0 | 406 | 1200 | 0 | 465 | 0 | 0 | 0 | 0 | 0 | 0 | 0 | 0 | 0
2040-02-20 | 1 | 35.74 | -14494 | -2709 | -814 | 0 | -118 | -327 | 814 | 0 | 300 | 978 | 53 | 341 | 5044 | 3288 | 2961 | 0 | 874 | 0 | 219 | 1187 | 0 | 739 | 1200 | 0 | 465 | 0 | 0 | 0 | 0 | 0 | 0 | 0 | 0 | 0
2040-02-20 | 2 | 35.74 | -14278 | -2790 | -735 | 0 | 0 | -221 | 528 | 0 | 300 | 1060 | 53 | 341 | 5040 | 3288 | 2749 | 0 | 862 | 0 | 218 | 1188 | 0 | 732 | 1200 | 0 | 465 | 0 | 0 | 0 | 0 | 0 | 0 | 0 | 0 | 0
2040-02-20 | 3 | 37.71 | -14402 | -2961 | -630 | 0 | 0 | 0 | 528 | 0 | 300 | 1119 | 53 | 341 | 5410 | 3288 | 2352 | 0 | 819 | 0 | 219 | 1185 | 0 | 713 | 1200 | 0 | 465 | 0 | 0 | 0 | 0 | 0 | 0 | 0 | 0 | 0
2040-02-20 | 4 | 40.06 | -14963 | -2961 | -604 | 0 | 0 | 0 | 528 | 0 | 313 | 1284 | 53 | 341 | 6518 | 3288 | 2022 | 0 | 739 | 0 | 219 | 1187 | 0 | 370 | 1200 | 0 | 465 | 0 | 0 | 0 | 0 | 0 | 0 | 0 | 0 | 0
2040-02-20 | 5 | 42.91 | -16338 | -2961 | -604 | 0 | 0 | 0 | 888 | 0 | 313 | 1423 | 53 | 341 | 8172 | 3288 | 1368 | 0 | 644 | 0 | 219 | 1188 | 0 | 340 | 1200 | 0 | 465 | 0 | 0 | 0 | 0 | 0 | 0 | 0 | 0 | 0
2040-02-20 | 6 | 44.56 | -18302 | -2961 | -630 | 0 | 0 | 0 | 1871 | 0 | 313 | 1423 | 53 | 341 | 9722 | 3288 | 977 | 0 | 555 | 0 | 219 | 1188 | 0 | 278 | 1200 | 0 | 465 | 0 | 0 | 0 | 0 | 0 | 0 | 0 | 0 | 0
2040-02-20 | 7 | 44.49 | -19426 | -2961 | -788 | 0 | 0 | 0 | 3345 | 0 | 313 | 1423 | 53 | 341 | 9793 | 3288 | 837 | 0 | 467 | 16 | 219 | 1188 | 0 | 226 | 1200 | 0 | 465 | 0 | 0 | 0 | 0 | 0 | 0 | 0 | 0 | 0
2040-02-20 | 8 | 43.33 | -19943 | -2961 | -972 | 0 | 0 | 0 | 4227 | 0 | 313 | 1423 | 53 | 341 | 9047 | 3288 | 719 | 0 | 369 | 778 | 219 | 1191 | 0 | 242 | 1200 | 0 | 465 | 0 | 0 | 0 | 0 | 0 | 0 | 0 | 0 | 0
2040-02-20 | 9 | 40.06 | -20042 | -2790 | -1155 | 0 | 0 | 0 | 4581 | 0 | 313 | 1185 | 53 | 341 | 6942 | 3288 | 471 | 0 | 268 | 3194 | 219 | 1200 | 0 | 266 | 1200 | 0 | 465 | 0 | 0 | 0 | 0 | 0 | 0 | 0 | 0 | 0
2040-02-20 | 10 | 35.74 | -20257 | -2628 | -1339 | 0 | 0 | -88 | 4650 | 0 | 313 | 755 | 53 | 341 | 5517 | 3288 | 179 | 0 | 188 | 5639 | 219 | 1223 | 0 | 282 | 1200 | 0 | 465 | 0 | 0 | 0 | 0 | 0 | 0 | 0 | 0 | 0
2040-02-20 | 11 | 35.74 | -20455 | -2395 | -1313 | 0 | -610 | -445 | 4618 | 0 | 313 | 634 | 53 | 341 | 4781 | 3288 | 71 | 0 | 157 | 7567 | 219 | 1238 | 0 | 273 | 1200 | 0 | 465 | 0 | 0 | 0 | 0 | 0 | 0 | 0 | 0 | 0
2040-02-20 | 12 | 35.74 | -20017 | -2242 | -1129 | 0 | -436 | -979 | 4523 | 0 | 300 | 627 | 53 | 341 | 4204 | 3288 | 52 | 0 | 156 | 7853 | 219 | 1239 | 0 | 283 | 1200 | 0 | 465 | 0 | 0 | 0 | 0 | 0 | 0 | 0 | 0 | 0
2040-02-20 | 13 | 35.74 | -19961 | -2170 | -1471 | 0 | -254 | -933 | 4386 | 0 | 300 | 627 | 53 | 341 | 4204 | 3288 | 26 | 0 | 164 | 7969 | 219 | 1242 | 0 | 304 | 1200 | 0 | 465 | 0 | 0 | 0 | 0 | 0 | 0 | 0 | 0 | 0
2040-02-20 | 14 | 38.81 | -19883 | -2098 | -1444 | 0 | 0 | 0 | 4285 | 0 | 300 | 634 | 53 | 341 | 4436 | 3288 | 30 | 0 | 174 | 6433 | 219 | 1244 | 0 | 322 | 1200 | 0 | 465 | 0 | 0 | 0 | 0 | 0 | 0 | 0 | 0 | 0
2040-02-20 | 15 | 41.81 | -19475 | -2098 | -1287 | 0 | 0 | 0 | 4122 | 0 | 300 | 709 | 53 | 341 | 5184 | 3288 | 24 | 0 | 168 | 5230 | 219 | 1241 | 0 | 317 | 1200 | 0 | 465 | 0 | 0 | 0 | 0 | 0 | 0 | 0 | 0 | 0
2040-02-20 | 16 | 46.45 | -19443 | -2026 | -1707 | 0 | 0 | 0 | 4069 | 0 | 300 | 1166 | 53 | 341 | 7005 | 3288 | 49 | 0 | 148 | 3339 | 219 | 1244 | 0 | 290 | 1200 | 0 | 465 | 0 | 0 | 0 | 0 | 0 | 0 | 0 | 0 | 0
2040-02-20 | 17 | 48.3 | -20056 | -1954 | -2180 | 0 | 502 | 845 | 4317 | 0 | 300 | 1423 | 53 | 341 | 8323 | 3288 | 72 | 0 | 125 | 1192 | 219 | 1235 | 0 | 290 | 1200 | 0 | 465 | 0 | 0 | 0 | 0 | 0 | 0 | 0 | 0 | 0
2040-02-20 | 18 | 48.3 | -20357 | -2026 | -2626 | 0 | 466 | 962 | 5099 | 0 | 300 | 1423 | 53 | 341 | 9384 | 3288 | 87 | 0 | 147 | 43 | 219 | 1229 | 0 | 302 | 1200 | 0 | 465 | 0 | 0 | 0 | 0 | 0 | 0 | 0 | 0 | 0
2040-02-20 | 19 | 48.3 | -20406 | -2098 | -2521 | 0 | 252 | 407 | 5284 | 0 | 300 | 1423 | 53 | 341 | 9916 | 3288 | 138 | 0 | 189 | 0 | 219 | 1227 | 0 | 322 | 1200 | 0 | 465 | 0 | 0 | 0 | 0 | 0 | 0 | 0 | 0 | 0
2040-02-20 | 20 | 43.61 | -19595 | -2098 | -1786 | 0 | 0 | 0 | 4819 | 0 | 313 | 1423 | 53 | 341 | 9354 | 3288 | 216 | 0 | 224 | 0 | 219 | 1221 | 0 | 342 | 1200 | 0 | 465 | 0 | 0 | 0 | 0 | 0 | 0 | 0 | 0 | 0
2040-02-20 | 21 | 42.53 | -18398 | -2098 | -1628 | 0 | 0 | 0 | 4143 | 0 | 313 | 1423 | 53 | 341 | 8425 | 3288 | 421 | 0 | 260 | 0 | 219 | 1211 | 0 | 362 | 1200 | 0 | 465 | 0 | 0 | 0 | 0 | 0 | 0 | 0 | 0 | 0
2040-02-20 | 22 | 39.99 | -16942 | -2170 | -1366 | 0 | 0 | 0 | 3181 | 0 | 313 | 1361 | 53 | 341 | 6889 | 3288 | 1262 | 0 | 289 | 0 | 219 | 1214 | 0 | 403 | 1200 | 0 | 465 | 0 | 0 | 0 | 0 | 0 | 0 | 0 | 0 | 0
2040-02-20 | 23 | 35.22 | -15717 | -2170 | -1129 | 0 | 0 | 0 | 2013 | 0 | 313 | 1078 | 53 | 341 | 5204 | 3288 | 2907 | 0 | 291 | 0 | 219 | 1208 | 0 | 436 | 1200 | 0 | 465 | 0 | 0 | 0 | 0 | 0 | 0 | 0 | 0 | 0
2040-02-20 | 24 | 23.49 | -14884 | -2170 | -919 | 0 | 0 | 0 | 1030 | 0 | 313 | 794 | 53 | 233 | 3879 | 3288 | 4597 | 0 | 302 | 0 | 219 | 1194 | 0 | 406 | 1200 | 0 | 465 | 0 | 0 | 0 | 0 | 0 | 0 | 0 | 0 | 0
2040-02-21 | 1 | 25.37 | -14410 | -2170 | -814 | 0 | 0 | -1048 | 1532 | 0 | 313 | 646 | 53 | 341 | 3409 | 3288 | 4747 | 0 | 303 | 0 | 219 | 1187 | 0 | 739 | 1200 | 0 | 465 | 0 | 0 | 0 | 0 | 0 | 0 | 0 | 0 | 0
2040-02-21 | 2 | 25.37 | -14304 | -2170 | -735 | 0 | 0 | -730 | 1125 | 0 | 313 | 678 | 53 | 341 | 3282 | 3288 | 4746 | 0 | 310 | 0 | 218 | 1188 | 0 | 732 | 1200 | 0 | 465 | 0 | 0 | 0 | 0 | 0 | 0 | 0 | 0 | 0
2040-02-21 | 3 | 25.37 | -14343 | -2098 | -630 | 0 | 0 | -703 | 919 | 0 | 313 | 678 | 53 | 341 | 3274 | 3288 | 4750 | 0 | 376 | 0 | 219 | 1185 | 0 | 713 | 1200 | 0 | 465 | 0 | 0 | 0 | 0 | 0 | 0 | 0 | 0 | 0
2040-02-21 | 4 | 29.8 | -14784 | -2026 | -604 | 0 | 0 | 0 | 877 | 0 | 300 | 692 | 53 | 341 | 3278 | 3288 | 4751 | 0 | 393 | 0 | 219 | 1187 | 0 | 370 | 1200 | 0 | 465 | 0 | 0 | 0 | 0 | 0 | 0 | 0 | 0 | 0
2040-02-21 | 5 | 34.28 | -16036 | -1954 | -604 | 0 | 0 | 420 | 1162 | 0 | 300 | 920 | 53 | 341 | 3509 | 3288 | 4751 | 0 | 437 | 0 | 219 | 1188 | 0 | 340 | 1200 | 0 | 465 | 0 | 0 | 0 | 0 | 0 | 0 | 0 | 0 | 0
2040-02-21 | 6 | 34.28 | -17706 | -1887 | -630 | 0 | 0 | 761 | 2092 | 0 | 300 | 1060 | 53 | 341 | 3753 | 3288 | 4751 | 0 | 473 | 0 | 219 | 1188 | 0 | 278 | 1200 | 0 | 465 | 0 | 0 | 0 | 0 | 0 | 0 | 0 | 0 | 0
2040-02-21 | 7 | 34.28 | -18887 | -1887 | -788 | 0 | 0 | 654 | 3472 | 0 | 300 | 1060 | 53 | 341 | 3918 | 3288 | 4742 | 0 | 415 | 21 | 219 | 1188 | 0 | 226 | 1200 | 0 | 465 | 0 | 0 | 0 | 0 | 0 | 0 | 0 | 0 | 0
2040-02-21 | 8 | 33.82 | -19382 | -1887 | -972 | 0 | 0 | 0 | 4486 | 0 | 300 | 822 | 53 | 341 | 3920 | 3288 | 4730 | 0 | 391 | 591 | 219 | 1191 | 0 | 242 | 1200 | 0 | 465 | 0 | 0 | 0 | 0 | 0 | 0 | 0 | 0 | 0
2040-02-21 | 9 | 21.94 | -19410 | -1887 | -1155 | 0 | 0 | -347 | 4983 | 0 | 0 | 634 | 53 | 181 | 2883 | 3288 | 4736 | 0 | 386 | 2306 | 219 | 1200 | 0 | 266 | 1200 | 0 | 465 | 0 | 0 | 0 | 0 | 0 | 0 | 0 | 0 | 0
2040-02-21 | 10 | 21.94 | -19418 | -1820 | -1339 | 0 | 0 | -121 | 5083 | 0 | 0 | 627 | 53 | 166 | 642 | 3288 | 4737 | 0 | 343 | 4369 | 219 | 1223 | 0 | 282 | 1200 | 0 | 465 | 0 | 0 | 0 | 0 | 0 | 0 | 0 | 0 | 0
2040-02-21 | 11 | 19.92 | -19587 | -1752 | -1313 | 0 | -117 | -1859 | 5015 | 0 | 0 | 627 | 53 | 160 | 215 | 3288 | 4740 | 0 | 308 | 6828 | 219 | 1238 | 0 | 273 | 1200 | 0 | 465 | 0 | 0 | 0 | 0 | 0 | 0 | 0 | 0 | 0
2040-02-21 | 12 | 17.13 | -19001 | -1564 | -1129 | -803 | -610 | -1859 | 4867 | 0 | 0 | 627 | 53 | 160 | 183 | 3288 | 4717 | 0 | 292 | 7373 | 219 | 1239 | 0 | 283 | 1200 | 0 | 465 | 0 | 0 | 0 | 0 | 0 | 0 | 0 | 0 | 0
2040-02-21 | 13 | 19.92 | -18950 | -1384 | -1471 | 0 | -554 | -1859 | 4518 | 0 | 0 | 627 | 53 | 160 | 183 | 3288 | 4642 | 0 | 324 | 6993 | 219 | 1242 | 0 | 304 | 1200 | 0 | 465 | 0 | 0 | 0 | 0 | 0 | 0 | 0 | 0 | 0
2040-02-21 | 14 | 21.94 | -18739 | -1164 | -1444 | 0 | 0 | -1572 | 4301 | 0 | 0 | 627 | 53 | 166 | 192 | 3288 | 4410 | 0 | 423 | 6008 | 219 | 1244 | 0 | 322 | 1200 | 0 | 465 | 0 | 0 | 0 | 0 | 0 | 0 | 0 | 0 | 0
2040-02-21 | 15 | 21.94 | -18192 | -1015 | -1287 | 0 | 0 | -1604 | 3905 | 0 | 0 | 627 | 53 | 181 | 95 | 3288 | 4395 | 0 | 534 | 5577 | 219 | 1241 | 0 | 317 | 1200 | 0 | 465 | 0 | 0 | 0 | 0 | 0 | 0 | 0 | 0 | 0
2040-02-21 | 16 | 29.65 | -18018 | -921 | -1707 | 71 | 195 | 255 | 3720 | 0 | 0 | 627 | 53 | 341 | 580 | 3288 | 4301 | 0 | 602 | 3194 | 219 | 1244 | 0 | 290 | 1200 | 0 | 465 | 0 | 0 | 0 | 0 | 0 | 0 | 0 | 0 | 0
2040-02-21 | 17 | 29.65 | -18625 | -966 | -2180 | 96 | 298 | 1789 | 3974 | 0 | 0 | 709 | 53 | 341 | 1687 | 3288 | 4257 | 0 | 667 | 1202 | 219 | 1235 | 0 | 290 | 1200 | 0 | 465 | 0 | 0 | 0 | 0 | 0 | 0 | 0 | 0 | 0
2040-02-21 | 18 | 29.65 | -19251 | -1015 | -2626 | 382 | 507 | 1747 | 4814 | 0 | 0 | 1035 | 53 | 341 | 2155 | 3288 | 4344 | 0 | 742 | 69 | 219 | 1229 | 0 | 302 | 1200 | 0 | 465 | 0 | 0 | 0 | 0 | 0 | 0 | 0 | 0 | 0
2040-02-21 | 19 | 29.65 | -19361 | -1114 | -2521 | 141 | 0 | 1749 | 5284 | 0 | 0 | 944 | 53 | 341 | 2595 | 3288 | 4361 | 0 | 808 | 0 | 219 | 1227 | 0 | 322 | 1200 | 0 | 465 | 0 | 0 | 0 | 0 | 0 | 0 | 0 | 0 | 0
2040-02-21 | 20 | 29.65 | -18716 | -1218 | -1786 | 0 | 0 | 972 | 4904 | 0 | 0 | 692 | 53 | 341 | 2595 | 3288 | 4552 | 0 | 875 | 0 | 219 | 1221 | 0 | 342 | 1200 | 0 | 465 | 0 | 0 | 0 | 0 | 0 | 0 | 0 | 0 | 0
2040-02-21 | 21 | 29.65 | -17712 | -1218 | -1628 | 1 | 102 | 310 | 4285 | 0 | 0 | 634 | 53 | 335 | 2595 | 3288 | 4589 | 0 | 908 | 0 | 219 | 1211 | 0 | 362 | 1200 | 0 | 465 | 0 | 0 | 0 | 0 | 0 | 0 | 0 | 0 | 0
2040-02-21 | 22 | 23.49 | -16386 | -1272 | -1366 | 0 | 0 | 0 | 3371 | 0 | 0 | 634 | 53 | 227 | 2409 | 3288 | 4651 | 0 | 889 | 0 | 219 | 1214 | 0 | 403 | 1200 | 0 | 465 | 0 | 0 | 0 | 0 | 0 | 0 | 0 | 0 | 0
2040-02-21 | 23 | 19.28 | -15171 | -1272 | -1129 | 0 | 0 | 0 | 2193 | 0 | 0 | 634 | 53 | 160 | 2293 | 3288 | 4569 | 0 | 853 | 0 | 219 | 1208 | 0 | 436 | 1200 | 0 | 465 | 0 | 0 | 0 | 0 | 0 | 0 | 0 | 0 | 0
2040-02-21 | 24 | 10 | -14366 | -1330 | -919 | 0 | 0 | 0 | 1168 | 0 | 0 | 634 | 53 | 160 | 2592 | 3288 | 4604 | 0 | 829 | 0 | 219 | 1194 | 0 | 209 | 1200 | 0 | 465 | 0 | 0 | 0 | 0 | 0 | 0 | 197 | 0 | 0
2040-02-22 | 1 | 28.89 | -13872 | -1330 | -814 | 0 | -114 | -1397 | 935 | 0 | 0 | 634 | 53 | 319 | 3365 | 3288 | 4328 | 0 | 793 | 0 | 219 | 1187 | 0 | 739 | 1200 | 0 | 465 | 0 | 0 | 0 | 0 | 0 | 0 | 0 | 0 | 0
2040-02-22 | 2 | 28.89 | -13682 | -1330 | -735 | 0 | 0 | -1005 | 528 | 0 | 0 | 634 | 53 | 335 | 3365 | 3288 | 3983 | 0 | 763 | 0 | 218 | 1188 | 0 | 732 | 1200 | 0 | 465 | 0 | 0 | 0 | 0 | 0 | 0 | 0 | 0 | 0
2040-02-22 | 3 | 28.89 | -13710 | -1384 | -630 | 0 | 0 | -1032 | 528 | 0 | 0 | 634 | 53 | 341 | 3675 | 3288 | 3728 | 0 | 726 | 0 | 219 | 1185 | 0 | 713 | 1200 | 0 | 465 | 0 | 0 | 0 | 0 | 0 | 0 | 0 | 0 | 0
2040-02-22 | 4 | 28.89 | -14143 | -1384 | -604 | 0 | 0 | -487 | 528 | 0 | 0 | 670 | 53 | 341 | 4258 | 3288 | 3331 | 0 | 707 | 0 | 219 | 1187 | 0 | 370 | 1200 | 0 | 465 | 0 | 0 | 0 | 0 | 0 | 0 | 0 | 0 | 0
2040-02-22 | 5 | 35.45 | -15408 | -1442 | -604 | 0 | 0 | 0 | 713 | 0 | 0 | 936 | 53 | 341 | 4867 | 3288 | 3200 | 0 | 644 | 0 | 219 | 1188 | 0 | 340 | 1200 | 0 | 465 | 0 | 0 | 0 | 0 | 0 | 0 | 0 | 0 | 0
2040-02-22 | 6 | 39.04 | -17295 | -1442 | -630 | 0 | 0 | 216 | 1738 | 0 | 0 | 1119 | 53 | 341 | 5542 | 3288 | 3141 | 0 | 579 | 0 | 219 | 1188 | 0 | 278 | 1200 | 0 | 465 | 0 | 0 | 0 | 0 | 0 | 0 | 0 | 0 | 0
2040-02-22 | 7 | 39.04 | -18344 | -1442 | -788 | 0 | 0 | 20 | 3345 | 0 | 0 | 1022 | 53 | 341 | 5542 | 3288 | 3077 | 0 | 564 | 25 | 219 | 1188 | 0 | 226 | 1200 | 0 | 465 | 0 | 0 | 0 | 0 | 0 | 0 | 0 | 0 | 0
2040-02-22 | 8 | 35.45 | -18683 | -1505 | -972 | 0 | 0 | 0 | 4338 | 0 | 0 | 874 | 53 | 341 | 4965 | 3288 | 2711 | 0 | 546 | 726 | 219 | 1191 | 0 | 242 | 1200 | 0 | 465 | 0 | 0 | 0 | 0 | 0 | 0 | 0 | 0 | 0
2040-02-22 | 9 | 28.89 | -18780 | -1505 | -1155 | 0 | 0 | -657 | 4734 | 0 | 0 | 634 | 53 | 341 | 4389 | 3288 | 2307 | 0 | 513 | 2487 | 219 | 1200 | 0 | 266 | 1200 | 0 | 465 | 0 | 0 | 0 | 0 | 0 | 0 | 0 | 0 | 0
2040-02-22 | 10 | 28.89 | -18876 | -1384 | -1339 | 0 | 0 | -1552 | 4845 | 0 | 0 | 627 | 53 | 341 | 3543 | 3288 | 1914 | 0 | 518 | 4631 | 219 | 1223 | 0 | 282 | 1200 | 0 | 465 | 0 | 0 | 0 | 0 | 0 | 0 | 0 | 0 | 0
2040-02-22 | 11 | 28.89 | -18943 | -1330 | -1313 | 0 | 0 | -1458 | 4861 | 0 | 0 | 627 | 53 | 341 | 2195 | 3288 | 1472 | 0 | 506 | 6306 | 219 | 1238 | 0 | 273 | 1200 | 0 | 465 | 0 | 0 | 0 | 0 | 0 | 0 | 0 | 0 | 0
2040-02-22 | 12 | 26.1 | -18267 | -1272 | -1129 | -291 | -610 | -1859 | 4724 | 0 | 0 | 627 | 53 | 341 | 1035 | 3288 | 984 | 0 | 498 | 8472 | 219 | 1239 | 0 | 283 | 1200 | 0 | 465 | 0 | 0 | 0 | 0 | 0 | 0 | 0 | 0 | 0
2040-02-22 | 13 | 26.1 | -17990 | -1218 | -1471 | -62 | -610 | -1859 | 4396 | 0 | 0 | 627 | 53 | 341 | 1035 | 3288 | 851 | 0 | 509 | 8679 | 219 | 1242 | 0 | 304 | 1200 | 0 | 465 | 0 | 0 | 0 | 0 | 0 | 0 | 0 | 0 | 0
2040-02-22 | 14 | 28.89 | -17746 | -1164 | -1444 | 0 | 0 | -1467 | 4127 | 0 | 0 | 627 | 53 | 341 | 1097 | 3288 | 652 | 0 | 493 | 7693 | 219 | 1244 | 0 | 322 | 1200 | 0 | 465 | 0 | 0 | 0 | 0 | 0 | 0 | 0 | 0 | 0
2040-02-22 | 15 | 36.17 | -17270 | -1164 | -1287 | 0 | 0 | 0 | 3815 | 0 | 0 | 627 | 53 | 341 | 1279 | 3288 | 528 | 0 | 494 | 5853 | 219 | 1241 | 0 | 317 | 1200 | 0 | 465 | 0 | 0 | 0 | 0 | 0 | 0 | 0 | 0 | 0
2040-02-22 | 16 | 39.04 | -17176 | -1114 | -1707 | 0 | 0 | 1672 | 3715 | 0 | 220 | 634 | 53 | 341 | 2370 | 3288 | 480 | 0 | 522 | 3284 | 219 | 1244 | 0 | 290 | 1200 | 0 | 465 | 0 | 0 | 0 | 0 | 0 | 0 | 0 | 0 | 0
2040-02-22 | 17 | 40.08 | -17688 | -1164 | -2180 | 56 | 508 | 1859 | 4048 | 0 | 220 | 1160 | 53 | 341 | 4249 | 3288 | 346 | 0 | 519 | 975 | 219 | 1235 | 0 | 290 | 1200 | 0 | 465 | 0 | 0 | 0 | 0 | 0 | 0 | 0 | 0 | 0
2040-02-22 | 18 | 40.08 | -18189 | -1272 | -2626 | 135 | 498 | 1859 | 4882 | 0 | 220 | 1373 | 53 | 341 | 5175 | 3288 | 272 | 0 | 519 | 55 | 219 | 1229 | 0 | 302 | 1200 | 0 | 465 | 0 | 0 | 0 | 0 | 0 | 0 | 0 | 0 | 0
2040-02-22 | 19 | 40.08 | -18388 | -1384 | -2521 | 112 | 141 | 1859 | 5284 | 0 | 300 | 1362 | 53 | 341 | 5289 | 3288 | 272 | 0 | 558 | 0 | 219 | 1227 | 0 | 322 | 1200 | 0 | 465 | 0 | 0 | 0 | 0 | 0 | 0 | 0 | 0 | 0
2040-02-22 | 20 | 39.04 | -17779 | -1384 | -1786 | 0 | 0 | 1345 | 4882 | 0 | 300 | 1165 | 53 | 341 | 5276 | 3288 | 271 | 0 | 581 | 0 | 219 | 1221 | 0 | 342 | 1200 | 0 | 465 | 0 | 0 | 0 | 0 | 0 | 0 | 0 | 0 | 0
2040-02-22 | 21 | 39.04 | -17042 | -1505 | -1628 | 0 | 0 | 623 | 4365 | 0 | 300 | 1093 | 53 | 341 | 5699 | 3288 | 375 | 0 | 582 | 0 | 219 | 1211 | 0 | 362 | 1200 | 0 | 465 | 0 | 0 | 0 | 0 | 0 | 0 | 0 | 0 | 0
2040-02-22 | 22 | 38.81 | -15927 | -1564 | -1366 | 0 | 0 | 0 | 3635 | 0 | 300 | 944 | 53 | 341 | 5680 | 3288 | 515 | 0 | 598 | 0 | 219 | 1214 | 0 | 403 | 1200 | 0 | 465 | 0 | 0 | 0 | 0 | 0 | 0 | 0 | 0 | 0
2040-02-22 | 23 | 36.31 | -14872 | -1689 | -1129 | 0 | 0 | 0 | 2674 | 0 | 300 | 794 | 53 | 341 | 5351 | 3288 | 793 | 0 | 569 | 0 | 219 | 1208 | 0 | 436 | 1200 | 0 | 465 | 0 | 0 | 0 | 0 | 0 | 0 | 0 | 0 | 0
2040-02-22 | 24 | 36.17 | -14110 | -1752 | -919 | 0 | 0 | 0 | 1744 | 0 | 300 | 730 | 53 | 341 | 5130 | 3288 | 1179 | 0 | 532 | 0 | 219 | 1194 | 0 | 406 | 1200 | 0 | 465 | 0 | 0 | 0 | 0 | 0 | 0 | 0 | 0 | 0
2040-02-23 | 1 | 33.9 | -13616 | -1752 | -814 | 0 | 0 | -301 | 1548 | 0 | 300 | 692 | 53 | 341 | 4742 | 3288 | 1288 | 0 | 421 | 0 | 219 | 1187 | 0 | 739 | 1200 | 0 | 465 | 0 | 0 | 0 | 0 | 0 | 0 | 0 | 0 | 0
2040-02-23 | 2 | 33.9 | -13442 | -1820 | -735 | 0 | 0 | -157 | 1147 | 0 | 300 | 709 | 53 | 341 | 4742 | 3288 | 1401 | 0 | 370 | 0 | 218 | 1188 | 0 | 732 | 1200 | 0 | 465 | 0 | 0 | 0 | 0 | 0 | 0 | 0 | 0 | 0
2040-02-23 | 3 | 33.9 | -13379 | -1887 | -630 | 0 | 0 | -169 | 983 | 0 | 300 | 744 | 53 | 341 | 4742 | 3288 | 1479 | 0 | 353 | 0 | 219 | 1185 | 0 | 713 | 1200 | 0 | 465 | 0 | 0 | 0 | 0 | 0 | 0 | 0 | 0 | 0
2040-02-23 | 4 | 37.34 | -13490 | -1954 | -604 | 0 | 0 | 0 | 967 | 0 | 300 | 822 | 53 | 341 | 5198 | 3288 | 1303 | 0 | 335 | 0 | 219 | 1187 | 0 | 370 | 1200 | 0 | 465 | 0 | 0 | 0 | 0 | 0 | 0 | 0 | 0 | 0
2040-02-23 | 5 | 39.99 | -14127 | -2098 | -604 | 0 | 0 | 0 | 1178 | 0 | 300 | 1060 | 53 | 341 | 6006 | 3288 | 843 | 0 | 347 | 0 | 219 | 1188 | 0 | 340 | 1200 | 0 | 465 | 0 | 0 | 0 | 0 | 0 | 0 | 0 | 0 | 0
2040-02-23 | 6 | 41.76 | -14892 | -2098 | -630 | 0 | 0 | 0 | 1733 | 0 | 300 | 1113 | 53 | 341 | 6512 | 3288 | 563 | 0 | 367 | 0 | 219 | 1188 | 0 | 278 | 1200 | 0 | 465 | 0 | 0 | 0 | 0 | 0 | 0 | 0 | 0 | 0
2040-02-23 | 7 | 42.06 | -15600 | -2170 | -788 | 0 | 0 | 0 | 2536 | 0 | 300 | 1166 | 53 | 341 | 6816 | 3288 | 376 | 0 | 347 | 36 | 219 | 1188 | 0 | 226 | 1200 | 0 | 465 | 0 | 0 | 0 | 0 | 0 | 0 | 0 | 0 | 0
2040-02-23 | 8 | 42.02 | -16562 | -2242 | -972 | 0 | 0 | 0 | 3313 | 0 | 300 | 1131 | 53 | 341 | 6758 | 3288 | 227 | 0 | 325 | 723 | 219 | 1191 | 0 | 242 | 1200 | 0 | 465 | 0 | 0 | 0 | 0 | 0 | 0 | 0 | 0 | 0
2040-02-23 | 9 | 37.4 | -17048 | -2026 | -1155 | 0 | 0 | 0 | 4063 | 0 | 300 | 730 | 53 | 341 | 5466 | 3288 | 84 | 0 | 272 | 2281 | 219 | 1200 | 0 | 266 | 1200 | 0 | 465 | 0 | 0 | 0 | 0 | 0 | 0 | 0 | 0 | 0
2040-02-23 | 10 | 33.9 | -17342 | -1820 | -1339 | 0 | 0 | -1419 | 4423 | 0 | 300 | 627 | 53 | 341 | 4692 | 3288 | 27 | 0 | 241 | 4538 | 219 | 1223 | 0 | 282 | 1200 | 0 | 465 | 0 | 0 | 0 | 0 | 0 | 0 | 0 | 0 | 0
2040-02-23 | 11 | 33.82 | -17464 | -1626 | -1313 | 0 | -436 | -1859 | 4476 | 0 | 300 | 627 | 53 | 341 | 3592 | 3288 | 13 | 0 | 202 | 6411 | 219 | 1238 | 0 | 273 | 1200 | 0 | 465 | 0 | 0 | 0 | 0 | 0 | 0 | 0 | 0 | 0
2040-02-23 | 12 | 33.9 | -16861 | -1564 | -1129 | 0 | 0 | -1347 | 4370 | 0 | 300 | 627 | 53 | 341 | 1888 | 3288 | 9 | 0 | 196 | 6423 | 219 | 1239 | 0 | 283 | 1200 | 0 | 465 | 0 | 0 | 0 | 0 | 0 | 0 | 0 | 0 | 0
2040-02-23 | 13 | 33.9 | -16553 | -1505 | -1471 | 0 | 0 | -119 | 4085 | 0 | 300 | 627 | 53 | 341 | 1888 | 3288 | 8 | 0 | 202 | 5426 | 219 | 1242 | 0 | 304 | 1200 | 0 | 465 | 0 | 0 | 0 | 0 | 0 | 0 | 0 | 0 | 0
2040-02-23 | 14 | 40.34 | -16514 | -1442 | -1444 | 0 | 0 | 0 | 3773 | 0 | 300 | 627 | 53 | 341 | 2280 | 3288 | 7 | 0 | 200 | 5081 | 219 | 1244 | 0 | 322 | 1200 | 0 | 465 | 0 | 0 | 0 | 0 | 0 | 0 | 0 | 0 | 0
2040-02-23 | 15 | 45.82 | -16134 | -1384 | -1287 | 0 | 0 | 428 | 3572 | 0 | 300 | 634 | 53 | 341 | 3200 | 3288 | 7 | 0 | 173 | 3366 | 219 | 1241 | 0 | 317 | 1200 | 0 | 465 | 0 | 0 | 0 | 0 | 0 | 0 | 0 | 0 | 0
2040-02-23 | 16 | 45.82 | -16154 | -1384 | -1707 | 0 | 193 | 1688 | 3588 | 0 | 300 | 767 | 53 | 341 | 3631 | 3288 | 9 | 0 | 147 | 1820 | 219 | 1244 | 0 | 290 | 1200 | 0 | 465 | 0 | 0 | 0 | 0 | 0 | 0 | 0 | 0 | 0
2040-02-23 | 17 | 45.82 | -16736 | -1384 | -2180 | 0 | 182 | 1859 | 3984 | 0 | 300 | 1194 | 53 | 341 | 5088 | 3288 | 9 | 0 | 105 | 486 | 219 | 1235 | 0 | 290 | 1200 | 0 | 465 | 0 | 0 | 0 | 0 | 0 | 0 | 0 | 0 | 0
2040-02-23 | 18 | 43.71 | -17295 | -1442 | -2626 | 0 | 0 | 0 | 4861 | 0 | 300 | 1362 | 53 | 341 | 7586 | 3288 | 10 | 0 | 99 | 47 | 219 | 1229 | 0 | 302 | 1200 | 0 | 465 | 0 | 0 | 0 | 0 | 0 | 0 | 0 | 0 | 0
2040-02-23 | 19 | 42.58 | -17473 | -1505 | -2521 | 0 | 0 | 0 | 5284 | 0 | 300 | 1284 | 53 | 341 | 7383 | 3288 | 18 | 0 | 114 | 0 | 219 | 1227 | 0 | 322 | 1200 | 0 | 465 | 0 | 0 | 0 | 0 | 0 | 0 | 0 | 0 | 0
2040-02-23 | 20 | 40.68 | -16916 | -1564 | -1786 | 0 | 0 | 0 | 4893 | 0 | 300 | 1119 | 53 | 341 | 6647 | 3288 | 53 | 0 | 124 | 0 | 219 | 1221 | 0 | 342 | 1200 | 0 | 465 | 0 | 0 | 0 | 0 | 0 | 0 | 0 | 0 | 0
2040-02-23 | 21 | 40.06 | -16344 | -1626 | -1628 | 0 | 0 | 0 | 4354 | 0 | 300 | 1107 | 53 | 341 | 6479 | 3288 | 111 | 0 | 109 | 0 | 219 | 1211 | 0 | 362 | 1200 | 0 | 465 | 0 | 0 | 0 | 0 | 0 | 0 | 0 | 0 | 0
2040-02-23 | 22 | 39.11 | -15399 | -1564 | -1366 | 0 | 0 | 0 | 3635 | 0 | 300 | 978 | 53 | 341 | 5921 | 3288 | 202 | 0 | 108 | 0 | 219 | 1214 | 0 | 403 | 1200 | 0 | 465 | 0 | 0 | 0 | 0 | 0 | 0 | 0 | 0 | 0
2040-02-23 | 23 | 38.05 | -14438 | -1626 | -1129 | 0 | 0 | 0 | 2727 | 0 | 300 | 919 | 53 | 341 | 5534 | 3288 | 355 | 0 | 149 | 0 | 219 | 1208 | 0 | 436 | 1200 | 0 | 465 | 0 | 0 | 0 | 0 | 0 | 0 | 0 | 0 | 0
2040-02-23 | 24 | 35.65 | -13513 | -1689 | -919 | 0 | 0 | 0 | 1834 | 0 | 300 | 730 | 53 | 341 | 4860 | 3288 | 1049 | 0 | 182 | 0 | 219 | 1194 | 0 | 406 | 1200 | 0 | 465 | 0 | 0 | 0 | 0 | 0 | 0 | 0 | 0 | 0
2040-02-24 | 1 | 24.21 | -13053 | -1626 | -1077 | 0 | 0 | 0 | 861 | 0 | 300 | 739 | 53 | 310 | 4037 | 3288 | 2140 | 0 | 217 | 0 | 219 | 1187 | 0 | 739 | 1200 | 0 | 465 | 0 | 0 | 0 | 0 | 0 | 0 | 0 | 0 | 0
2040-02-24 | 2 | 22.47 | -12905 | -1689 | -919 | 0 | 0 | -333 | 528 | 0 | 300 | 681 | 53 | 177 | 3803 | 3288 | 2944 | 0 | 269 | 0 | 218 | 1188 | 0 | 732 | 1200 | 0 | 465 | 0 | 0 | 0 | 0 | 0 | 0 | 0 | 0 | 0
2040-02-24 | 3 | 22.47 | -12846 | -1626 | -814 | 0 | 0 | -970 | 528 | 0 | 300 | 634 | 53 | 171 | 3065 | 3288 | 4096 | 0 | 339 | 0 | 219 | 1185 | 0 | 713 | 1200 | 0 | 465 | 0 | 0 | 0 | 0 | 0 | 0 | 0 | 0 | 0
2040-02-24 | 4 | 22.47 | -12947 | -1626 | -762 | 0 | 0 | -738 | 528 | 0 | 300 | 634 | 53 | 177 | 2600 | 3288 | 4665 | 0 | 386 | 0 | 219 | 1187 | 0 | 370 | 1200 | 0 | 465 | 0 | 0 | 0 | 0 | 0 | 0 | 0 | 0 | 0
2040-02-24 | 5 | 22.47 | -13363 | -1626 | -735 | 0 | 0 | -431 | 528 | 0 | 300 | 634 | 53 | 192 | 2585 | 3288 | 4728 | 0 | 434 | 0 | 219 | 1188 | 0 | 340 | 1200 | 0 | 465 | 0 | 0 | 0 | 0 | 0 | 0 | 0 | 0 | 0
2040-02-24 | 6 | 27.7 | -13962 | -1564 | -762 | 0 | 0 | 0 | 528 | 0 | 300 | 634 | 53 | 341 | 2551 | 3288 | 4734 | 0 | 507 | 0 | 219 | 1188 | 0 | 278 | 1200 | 0 | 465 | 0 | 0 | 0 | 0 | 0 | 0 | 0 | 0 | 0
2040-02-24 | 7 | 30.36 | -14776 | -1564 | -867 | 0 | 0 | 351 | 1030 | 0 | 300 | 646 | 53 | 341 | 2521 | 3288 | 4778 | 0 | 595 | 4 | 219 | 1188 | 0 | 226 | 1200 | 0 | 465 | 0 | 0 | 0 | 0 | 0 | 0 | 0 | 0 | 0
2040-02-24 | 8 | 30.36 | -15815 | -1564 | -998 | 0 | 0 | 586 | 1781 | 0 | 300 | 678 | 53 | 341 | 2521 | 3288 | 4719 | 0 | 639 | 154 | 219 | 1191 | 0 | 242 | 1200 | 0 | 465 | 0 | 0 | 0 | 0 | 0 | 0 | 0 | 0 | 0
2040-02-24 | 9 | 30.36 | -16735 | -1564 | -1234 | 0 | 0 | 334 | 2785 | 0 | 300 | 660 | 53 | 341 | 2654 | 3288 | 4727 | 0 | 685 | 355 | 219 | 1200 | 0 | 266 | 1200 | 0 | 465 | 0 | 0 | 0 | 0 | 0 | 0 | 0 | 0 | 0
2040-02-24 | 10 | 25.6 | -17605 | -1505 | -1444 | 0 | 0 | 0 | 3630 | 0 | 300 | 646 | 53 | 325 | 2952 | 3288 | 4727 | 0 | 752 | 491 | 219 | 1223 | 0 | 282 | 1200 | 0 | 465 | 0 | 0 | 0 | 0 | 0 | 0 | 0 | 0 | 0
2040-02-24 | 11 | 22.47 | -17834 | -1442 | -1313 | 0 | 0 | -637 | 4164 | 0 | 300 | 634 | 53 | 177 | 2854 | 3288 | 4727 | 0 | 818 | 816 | 219 | 1238 | 0 | 273 | 1200 | 0 | 465 | 0 | 0 | 0 | 0 | 0 | 0 | 0 | 0 | 0
2040-02-24 | 12 | 22.47 | -17823 | -1442 | -1444 | 0 | 0 | -811 | 4433 | 0 | 300 | 627 | 53 | 171 | 2341 | 3288 | 4727 | 0 | 872 | 1302 | 219 | 1239 | 0 | 283 | 1200 | 0 | 465 | 0 | 0 | 0 | 0 | 0 | 0 | 0 | 0 | 0
2040-02-24 | 13 | 22.47 | -17610 | -1330 | -1576 | 0 | 0 | -1068 | 4433 | 0 | 300 | 627 | 53 | 171 | 1953 | 3288 | 4725 | 0 | 923 | 1679 | 219 | 1242 | 0 | 304 | 1200 | 0 | 465 | 0 | 0 | 0 | 0 | 0 | 0 | 0 | 0 | 0
2040-02-24 | 14 | 22.47 | -17405 | -1272 | -1628 | 0 | 0 | -737 | 4248 | 0 | 300 | 627 | 53 | 171 | 1153 | 3288 | 4715 | 0 | 934 | 2101 | 219 | 1244 | 0 | 322 | 1200 | 0 | 465 | 0 | 0 | 0 | 0 | 0 | 0 | 0 | 0 | 0
2040-02-24 | 15 | 22.47 | -17463 | -1218 | -1681 | 0 | 0 | -209 | 4085 | 0 | 300 | 627 | 53 | 177 | 985 | 3288 | 4743 | 0 | 940 | 1929 | 219 | 1241 | 0 | 317 | 1200 | 0 | 465 | 0 | 0 | 0 | 0 | 0 | 0 | 0 | 0 | 0
2040-02-24 | 16 | 22.47 | -17887 | -1218 | -1602 | 0 | 0 | -150 | 4074 | 0 | 300 | 627 | 53 | 192 | 985 | 3288 | 4747 | 0 | 947 | 2225 | 219 | 1244 | 0 | 290 | 1200 | 0 | 465 | 0 | 0 | 0 | 0 | 0 | 0 | 0 | 0 | 0
2040-02-24 | 17 | 30.36 | -18700 | -1218 | -1576 | 0 | 0 | 1131 | 4396 | 0 | 300 | 634 | 53 | 341 | 1250 | 3288 | 4747 | 0 | 908 | 1036 | 219 | 1235 | 0 | 290 | 1200 | 0 | 465 | 0 | 0 | 0 | 0 | 0 | 0 | 0 | 0 | 0
2040-02-24 | 18 | 30.36 | -18911 | -1218 | -1628 | 0 | 0 | 1271 | 5088 | 0 | 300 | 662 | 53 | 341 | 1630 | 3288 | 4755 | 0 | 868 | 86 | 219 | 1229 | 0 | 302 | 1200 | 0 | 465 | 0 | 0 | 0 | 0 | 0 | 0 | 0 | 0 | 0
2040-02-24 | 19 | 30.36 | -18337 | -1218 | -1681 | 0 | 0 | 830 | 5284 | 0 | 300 | 634 | 53 | 335 | 1436 | 3288 | 4761 | 0 | 881 | 0 | 219 | 1227 | 0 | 322 | 1200 | 0 | 465 | 0 | 0 | 0 | 0 | 0 | 0 | 0 | 0 | 0
2040-02-24 | 20 | 24.2 | -17489 | -1218 | -1576 | 0 | 0 | 0 | 4734 | 0 | 300 | 634 | 53 | 233 | 2023 | 3288 | 4755 | 0 | 815 | 0 | 219 | 1221 | 0 | 342 | 1200 | 0 | 465 | 0 | 0 | 0 | 0 | 0 | 0 | 0 | 0 | 0
2040-02-24 | 21 | 10 | -16429 | -1218 | -1471 | 0 | 0 | 0 | 3974 | 0 | 300 | 634 | 53 | 160 | 1824 | 3288 | 4754 | 0 | 801 | 0 | 219 | 1211 | 0 | 234 | 1200 | 0 | 465 | 0 | 0 | 0 | 0 | 0 | 0 | 128 | 0 | 0
2040-02-24 | 22 | 7.4 | -15002 | -1164 | -1339 | 0 | 0 | -78 | 2991 | 0 | 300 | 627 | 53 | 160 | 1504 | 3288 | 4761 | 0 | 801 | 0 | 219 | 1214 | 0 | 0 | 1200 | 0 | 465 | 0 | 0 | 0 | 0 | 0 | 0 | 403 | 0 | 0
2040-02-24 | 23 | 10 | -13955 | -1218 | -1339 | 0 | 0 | 58 | 1897 | 0 | 300 | 627 | 53 | 160 | 1504 | 3288 | 4768 | 0 | 748 | 0 | 219 | 1208 | 0 | 17 | 1200 | 0 | 465 | 0 | 0 | 0 | 0 | 0 | 0 | 419 | 0 | 0
2040-02-24 | 24 | 5 | -13251 | -1272 | -1208 | 0 | 0 | 0 | 1015 | 0 | 300 | 627 | 53 | 160 | 1763 | 3288 | 4768 | 0 | 796 | 0 | 219 | 1076 | 0 | 0 | 1200 | 0 | 465 | 0 | 0 | 0 | 0 | 118 | 0 | 406 | 0 | 0
2040-02-25 | 1 | 18.94 | -13057 | -1330 | -1077 | 0 | 0 | -1551 | 528 | 0 | 300 | 627 | 53 | 160 | 2713 | 3288 | 4776 | 0 | 759 | 0 | 219 | 1187 | 0 | 739 | 1200 | 0 | 465 | 0 | 0 | 0 | 0 | 0 | 0 | 0 | 0 | 0
2040-02-25 | 2 | 18.94 | -13024 | -1272 | -919 | 0 | 0 | -1658 | 528 | 0 | 300 | 627 | 53 | 160 | 2545 | 3288 | 4776 | 0 | 791 | 0 | 218 | 1188 | 0 | 732 | 1200 | 0 | 465 | 0 | 0 | 0 | 0 | 0 | 0 | 0 | 0 | 0
2040-02-25 | 3 | 18.94 | -13144 | -1272 | -814 | 0 | 0 | -1685 | 528 | 0 | 300 | 627 | 53 | 160 | 2545 | 3288 | 4776 | 0 | 855 | 0 | 219 | 1185 | 0 | 713 | 1200 | 0 | 465 | 0 | 0 | 0 | 0 | 0 | 0 | 0 | 0 | 0
2040-02-25 | 4 | 18.94 | -13754 | -1384 | -762 | 0 | 0 | -1018 | 528 | 0 | 300 | 634 | 53 | 160 | 2865 | 3288 | 4776 | 0 | 873 | 0 | 219 | 1187 | 0 | 370 | 1200 | 0 | 465 | 0 | 0 | 0 | 0 | 0 | 0 | 0 | 0 | 0
2040-02-25 | 5 | 18.94 | -15245 | -1442 | -735 | 0 | 0 | -238 | 528 | 0 | 300 | 681 | 53 | 160 | 3600 | 3288 | 4776 | 0 | 863 | 0 | 219 | 1188 | 0 | 340 | 1200 | 0 | 465 | 0 | 0 | 0 | 0 | 0 | 0 | 0 | 0 | 0
2040-02-25 | 6 | 25.6 | -17470 | -1505 | -762 | 0 | 0 | 1087 | 539 | 0 | 300 | 1166 | 53 | 319 | 4024 | 3288 | 4776 | 0 | 835 | 0 | 219 | 1188 | 0 | 278 | 1200 | 0 | 465 | 0 | 0 | 0 | 0 | 0 | 0 | 0 | 0 | 0
2040-02-25 | 7 | 25.6 | -18461 | -1505 | -867 | 0 | 0 | 589 | 2209 | 0 | 300 | 1070 | 53 | 335 | 4024 | 3288 | 4776 | 0 | 854 | 38 | 219 | 1188 | 0 | 226 | 1200 | 0 | 465 | 0 | 0 | 0 | 0 | 0 | 0 | 0 | 0 | 0
2040-02-25 | 8 | 24.21 | -18749 | -1626 | -998 | 0 | 0 | 0 | 3070 | 0 | 300 | 794 | 53 | 260 | 3913 | 3288 | 4787 | 0 | 914 | 677 | 219 | 1191 | 0 | 242 | 1200 | 0 | 465 | 0 | 0 | 0 | 0 | 0 | 0 | 0 | 0 | 0
2040-02-25 | 9 | 18.94 | -18765 | -1564 | -1234 | 0 | 0 | -371 | 3382 | 0 | 0 | 634 | 53 | 160 | 3216 | 3288 | 4795 | 0 | 957 | 2097 | 219 | 1200 | 0 | 266 | 1200 | 0 | 465 | 0 | 0 | 0 | 0 | 0 | 0 | 0 | 0 | 0
2040-02-25 | 10 | 18.94 | -19151 | -1626 | -1444 | 0 | 0 | -947 | 3577 | 0 | 0 | 627 | 53 | 160 | 2926 | 3288 | 4803 | 0 | 1015 | 3330 | 219 | 1223 | 0 | 282 | 1200 | 0 | 465 | 0 | 0 | 0 | 0 | 0 | 0 | 0 | 0 | 0
2040-02-25 | 11 | 13.64 | -19126 | -1564 | -1313 | -170 | -410 | -1859 | 3725 | 0 | 0 | 627 | 53 | 160 | 1590 | 3288 | 4803 | 0 | 1035 | 5764 | 219 | 1238 | 0 | 273 | 1200 | 0 | 465 | 0 | 0 | 0 | 0 | 0 | 0 | 0 | 0 | 0
2040-02-25 | 12 | 13.64 | -18819 | -1505 | -1444 | 0 | -406 | -1859 | 3746 | 0 | 0 | 627 | 53 | 160 | 1333 | 3288 | 4790 | 0 | 1040 | 5589 | 219 | 1239 | 0 | 283 | 1200 | 0 | 465 | 0 | 0 | 0 | 0 | 0 | 0 | 0 | 0 | 0
2040-02-25 | 13 | 13.64 | -18655 | -1564 | -1576 | -180 | -603 | -1859 | 3657 | 0 | 0 | 627 | 53 | 160 | 798 | 3288 | 4776 | 0 | 1018 | 6630 | 219 | 1242 | 0 | 304 | 1200 | 0 | 465 | 0 | 0 | 0 | 0 | 0 | 0 | 0 | 0 | 0
2040-02-25 | 14 | 18.94 | -18383 | -1564 | -1628 | 0 | 0 | -1111 | 3577 | 0 | 0 | 627 | 53 | 160 | 310 | 3288 | 4754 | 0 | 998 | 5467 | 219 | 1244 | 0 | 322 | 1200 | 0 | 465 | 0 | 0 | 0 | 0 | 0 | 0 | 0 | 0 | 0
2040-02-25 | 15 | 25.6 | -18409 | -1564 | -1681 | 0 | 0 | 99 | 3419 | 0 | 0 | 627 | 53 | 319 | 310 | 3288 | 4759 | 0 | 1006 | 4330 | 219 | 1241 | 0 | 317 | 1200 | 0 | 465 | 0 | 0 | 0 | 0 | 0 | 0 | 0 | 0 | 0
2040-02-25 | 16 | 25.6 | -19006 | -1626 | -1602 | 0 | 60 | 1779 | 3435 | 0 | 0 | 634 | 53 | 335 | 623 | 3288 | 4767 | 0 | 1011 | 2833 | 219 | 1244 | 0 | 290 | 1200 | 0 | 465 | 0 | 0 | 0 | 0 | 0 | 0 | 0 | 0 | 0
2040-02-25 | 17 | 25.6 | -20187 | -1626 | -1576 | 33 | 550 | 1859 | 3852 | 0 | 0 | 978 | 53 | 341 | 2167 | 3288 | 4768 | 0 | 1010 | 1081 | 219 | 1235 | 0 | 290 | 1200 | 0 | 465 | 0 | 0 | 0 | 0 | 0 | 0 | 0 | 0 | 0
2040-02-25 | 18 | 25.6 | -20721 | -1689 | -1628 | 268 | 525 | 1859 | 4782 | 0 | 0 | 1130 | 53 | 341 | 2492 | 3288 | 4768 | 0 | 1042 | 75 | 219 | 1229 | 0 | 302 | 1200 | 0 | 465 | 0 | 0 | 0 | 0 | 0 | 0 | 0 | 0 | 0
2040-02-25 | 19 | 25.6 | -20286 | -1820 | -1681 | 0 | 0 | 1838 | 5284 | 0 | 0 | 978 | 53 | 341 | 2720 | 3288 | 4790 | 0 | 1061 | 0 | 219 | 1227 | 0 | 322 | 1200 | 0 | 465 | 0 | 0 | 0 | 0 | 0 | 0 | 0 | 0 | 0
2040-02-25 | 20 | 25.6 | -19464 | -1887 | -1576 | 0 | 0 | 913 | 4935 | 0 | 0 | 913 | 53 | 341 | 3208 | 3288 | 4760 | 0 | 1067 | 0 | 219 | 1221 | 0 | 342 | 1200 | 0 | 465 | 0 | 0 | 0 | 0 | 0 | 0 | 0 | 0 | 0
2040-02-25 | 21 | 25.6 | -18334 | -1954 | -1471 | 0 | 85 | 453 | 4322 | 0 | 0 | 729 | 53 | 335 | 3191 | 3288 | 4768 | 0 | 1077 | 0 | 219 | 1211 | 0 | 362 | 1200 | 0 | 465 | 0 | 0 | 0 | 0 | 0 | 0 | 0 | 0 | 0
2040-02-25 | 22 | 23.36 | -16652 | -1954 | -1339 | 0 | 0 | 0 | 3419 | 0 | 0 | 634 | 53 | 211 | 3006 | 3288 | 4768 | 0 | 1065 | 0 | 219 | 1214 | 0 | 403 | 1200 | 0 | 465 | 0 | 0 | 0 | 0 | 0 | 0 | 0 | 0 | 0
2040-02-25 | 23 | 21.39 | -15378 | -2026 | -1339 | 0 | 0 | 0 | 2267 | 0 | 0 | 634 | 53 | 160 | 2976 | 3288 | 4770 | 0 | 1067 | 0 | 219 | 1208 | 0 | 436 | 1200 | 0 | 465 | 0 | 0 | 0 | 0 | 0 | 0 | 0 | 0 | 0
2040-02-25 | 24 | 24.81 | -14898 | -2098 | -1208 | 0 | 0 | 0 | 1326 | 0 | 0 | 678 | 53 | 319 | 3221 | 3288 | 4762 | 0 | 1072 | 0 | 219 | 1194 | 0 | 406 | 1200 | 0 | 465 | 0 | 0 | 0 | 0 | 0 | 0 | 0 | 0 | 0
2040-02-26 | 1 | 28.94 | -14496 | -2098 | -814 | 0 | 0 | -490 | 528 | 0 | 0 | 678 | 53 | 335 | 3387 | 3288 | 4740 | 0 | 1079 | 0 | 219 | 1187 | 0 | 739 | 1200 | 0 | 465 | 0 | 0 | 0 | 0 | 0 | 0 | 0 | 0 | 0
2040-02-26 | 2 | 28.94 | -14369 | -2170 | -735 | 0 | 0 | -516 | 528 | 0 | 0 | 646 | 53 | 341 | 3330 | 3288 | 4740 | 0 | 1060 | 0 | 218 | 1188 | 0 | 732 | 1200 | 0 | 465 | 0 | 0 | 0 | 0 | 0 | 0 | 0 | 0 | 0
2040-02-26 | 3 | 28.94 | -14416 | -2242 | -630 | 0 | 0 | -379 | 528 | 0 | 0 | 646 | 53 | 341 | 3235 | 3288 | 4746 | 0 | 1047 | 0 | 219 | 1185 | 0 | 713 | 1200 | 0 | 465 | 0 | 0 | 0 | 0 | 0 | 0 | 0 | 0 | 0
2040-02-26 | 4 | 29.8 | -14924 | -2318 | -604 | 0 | 0 | 0 | 528 | 0 | 0 | 709 | 53 | 341 | 3713 | 3288 | 4746 | 0 | 1027 | 0 | 219 | 1187 | 0 | 370 | 1200 | 0 | 465 | 0 | 0 | 0 | 0 | 0 | 0 | 0 | 0 | 0
2040-02-26 | 5 | 38.05 | -16315 | -2395 | -604 | 0 | 0 | 0 | 528 | 0 | 0 | 1093 | 53 | 341 | 4837 | 3288 | 4746 | 0 | 1015 | 0 | 219 | 1188 | 0 | 340 | 1200 | 0 | 465 | 0 | 0 | 0 | 0 | 0 | 0 | 0 | 0 | 0
2040-02-26 | 6 | 39.11 | -18417 | -2471 | -630 | 0 | 0 | 683 | 1416 | 0 | 0 | 1362 | 53 | 341 | 5314 | 3288 | 4717 | 0 | 993 | 0 | 219 | 1188 | 0 | 278 | 1200 | 0 | 465 | 0 | 0 | 0 | 0 | 0 | 0 | 0 | 0 | 0
2040-02-26 | 7 | 39.11 | -19239 | -2471 | -788 | 0 | 0 | 342 | 2980 | 0 | 0 | 1166 | 53 | 341 | 5241 | 3288 | 4723 | 0 | 1007 | 59 | 219 | 1188 | 0 | 226 | 1200 | 0 | 465 | 0 | 0 | 0 | 0 | 0 | 0 | 0 | 0 | 0
2040-02-26 | 8 | 29.8 | -19242 | -2548 | -972 | 0 | 0 | 0 | 3694 | 0 | 0 | 794 | 53 | 325 | 4223 | 3288 | 4723 | 0 | 1014 | 1330 | 219 | 1191 | 0 | 242 | 1200 | 0 | 465 | 0 | 0 | 0 | 0 | 0 | 0 | 0 | 0 | 0
2040-02-26 | 9 | 17.38 | -19204 | -2471 | -1155 | 0 | 0 | -533 | 3757 | 0 | 0 | 627 | 53 | 166 | 2294 | 3288 | 4715 | 0 | 1031 | 4082 | 219 | 1200 | 0 | 266 | 1200 | 0 | 465 | 0 | 0 | 0 | 0 | 0 | 0 | 0 | 0 | 0
2040-02-26 | 10 | 17.38 | -19516 | -2395 | -1339 | 0 | 0 | -871 | 3799 | 0 | 0 | 627 | 53 | 160 | 703 | 3288 | 4714 | 0 | 1031 | 6355 | 219 | 1223 | 0 | 282 | 1200 | 0 | 465 | 0 | 0 | 0 | 0 | 0 | 0 | 0 | 0 | 0
2040-02-26 | 11 | 10 | -19768 | -2242 | -1313 | -444 | 0 | -1859 | 3894 | 0 | 0 | 627 | 53 | 160 | 551 | 3288 | 4720 | 0 | 1054 | 8091 | 219 | 1238 | 0 | 66 | 1200 | 0 | 465 | 0 | 0 | 0 | 0 | 0 | 0 | 207 | 0 | 0
2040-02-26 | 12 | 5 | -19304 | -2170 | -1129 | -908 | -610 | -1859 | 3894 | 0 | 0 | 627 | 53 | 160 | 519 | 3288 | 4741 | 0 | 1080 | 9861 | 93 | 0 | 0 | 0 | 1200 | 0 | 465 | 0 | 0 | 0 | 126 | 1239 | 0 | 283 | 0 | 0
2040-02-26 | 13 | 2 | -19091 | -2098 | -1471 | -908 | -610 | -1859 | 3736 | 0 | 0 | 627 | 53 | 160 | 514 | 3288 | 4740 | 0 | 1083 | 10562 | 0 | 0 | 0 | 0 | 810 | 0 | 465 | 0 | 0 | 0 | 219 | 1242 | 0 | 304 | 390 | 0
2040-02-26 | 14 | 5 | -18806 | -2026 | -1444 | -908 | -199 | -1859 | 3530 | 0 | 0 | 627 | 53 | 160 | 514 | 3288 | 4737 | 0 | 1102 | 9175 | 219 | 173 | 0 | 0 | 1200 | 0 | 465 | 0 | 0 | 0 | 0 | 1071 | 0 | 322 | 0 | 0
2040-02-26 | 15 | 5 | -18246 | -2026 | -1287 | -905 | 0 | -1859 | 3223 | 0 | 0 | 627 | 53 | 160 | 514 | 3288 | 4731 | 0 | 1106 | 7558 | 219 | 1178 | 0 | 0 | 1200 | 0 | 465 | 0 | 0 | 0 | 0 | 63 | 0 | 317 | 0 | 0
2040-02-26 | 16 | 22.28 | -18362 | -2098 | -1707 | 0 | 0 | 0 | 3160 | 0 | 220 | 627 | 53 | 169 | 618 | 3288 | 4714 | 0 | 1106 | 4793 | 219 | 1244 | 0 | 290 | 1200 | 0 | 465 | 0 | 0 | 0 | 0 | 0 | 0 | 0 | 0 | 0
2040-02-26 | 17 | 23.49 | -19231 | -2170 | -2180 | 558 | 0 | 1039 | 3620 | 0 | 220 | 936 | 53 | 212 | 2651 | 3288 | 4727 | 0 | 1104 | 1763 | 219 | 1235 | 0 | 290 | 1200 | 0 | 465 | 0 | 0 | 0 | 0 | 0 | 0 | 0 | 0 | 0
2040-02-26 | 18 | 23.49 | -20128 | -2318 | -2626 | 908 | 508 | 1740 | 4629 | 0 | 220 | 1362 | 53 | 212 | 2738 | 3288 | 4763 | 0 | 1097 | 138 | 219 | 1229 | 0 | 302 | 1200 | 0 | 465 | 0 | 0 | 0 | 0 | 0 | 0 | 0 | 0 | 0
2040-02-26 | 19 | 23.49 | -20427 | -2471 | -2521 | 672 | 364 | 1549 | 5284 | 0 | 300 | 1321 | 53 | 212 | 3091 | 3288 | 4764 | 0 | 1088 | 0 | 219 | 1227 | 0 | 322 | 1200 | 0 | 465 | 0 | 0 | 0 | 0 | 0 | 0 | 0 | 0 | 0
2040-02-26 | 20 | 23.49 | -19771 | -2548 | -1786 | 357 | 0 | 1526 | 5046 | 0 | 300 | 1107 | 53 | 212 | 2911 | 3288 | 4767 | 0 | 1090 | 0 | 219 | 1221 | 0 | 342 | 1200 | 0 | 465 | 0 | 0 | 0 | 0 | 0 | 0 | 0 | 0 | 0
2040-02-26 | 21 | 23.49 | -18675 | -2628 | -1628 | 363 | 0 | 1012 | 4528 | 0 | 300 | 944 | 53 | 212 | 2911 | 3288 | 4775 | 0 | 1088 | 0 | 219 | 1211 | 0 | 362 | 1200 | 0 | 465 | 0 | 0 | 0 | 0 | 0 | 0 | 0 | 0 | 0
2040-02-26 | 22 | 23.49 | -17166 | -2709 | -1366 | 246 | 212 | 267 | 3657 | 0 | 300 | 755 | 53 | 212 | 2911 | 3288 | 4757 | 0 | 1082 | 0 | 219 | 1214 | 0 | 403 | 1200 | 0 | 465 | 0 | 0 | 0 | 0 | 0 | 0 | 0 | 0 | 0
2040-02-26 | 23 | 23.49 | -15900 | -2790 | -1129 | 178 | 0 | 469 | 2510 | 0 | 300 | 709 | 53 | 212 | 2743 | 3288 | 4756 | 0 | 1073 | 0 | 219 | 1208 | 0 | 436 | 1200 | 0 | 465 | 0 | 0 | 0 | 0 | 0 | 0 | 0 | 0 | 0
2040-02-26 | 24 | 23.49 | -15194 | -2876 | -919 | 222 | 135 | 315 | 1564 | 0 | 300 | 730 | 53 | 212 | 2874 | 3288 | 4750 | 0 | 1060 | 0 | 219 | 1194 | 0 | 406 | 1200 | 0 | 465 | 0 | 0 | 0 | 0 | 0 | 0 | 0 | 0 | 0
2040-02-27 | 1 | 33.57 | -14757 | -2876 | -814 | 0 | 0 | -779 | 893 | 0 | 300 | 755 | 53 | 319 | 4029 | 3288 | 4730 | 0 | 1048 | 0 | 219 | 1187 | 0 | 739 | 1200 | 0 | 465 | 0 | 0 | 0 | 0 | 0 | 0 | 0 | 0 | 0
2040-02-27 | 2 | 33.57 | -14685 | -2961 | -735 | 0 | 0 | -572 | 602 | 0 | 300 | 822 | 53 | 335 | 4024 | 3288 | 4690 | 0 | 1036 | 0 | 218 | 1188 | 0 | 732 | 1200 | 0 | 465 | 0 | 0 | 0 | 0 | 0 | 0 | 0 | 0 | 0
2040-02-27 | 3 | 33.57 | -14733 | -2961 | -630 | 0 | 0 | -440 | 528 | 0 | 300 | 924 | 53 | 341 | 4024 | 3288 | 4501 | 0 | 1023 | 0 | 219 | 1185 | 0 | 713 | 1200 | 0 | 465 | 0 | 0 | 0 | 0 | 0 | 0 | 0 | 0 | 0
2040-02-27 | 4 | 33.82 | -15203 | -3046 | -604 | 0 | 0 | 0 | 565 | 0 | 300 | 994 | 53 | 341 | 4535 | 3288 | 4322 | 0 | 1013 | 0 | 219 | 1187 | 0 | 370 | 1200 | 0 | 465 | 0 | 0 | 0 | 0 | 0 | 0 | 0 | 0 | 0
2040-02-27 | 5 | 38.05 | -16607 | -3132 | -604 | 0 | 0 | 0 | 956 | 0 | 300 | 1223 | 53 | 341 | 5633 | 3288 | 4164 | 0 | 972 | 0 | 219 | 1188 | 0 | 340 | 1200 | 0 | 465 | 0 | 0 | 0 | 0 | 0 | 0 | 0 | 0 | 0
2040-02-27 | 6 | 41.11 | -18663 | -3221 | -630 | 0 | 0 | 0 | 2008 | 0 | 300 | 1423 | 53 | 341 | 7003 | 3288 | 3805 | 0 | 943 | 0 | 219 | 1188 | 0 | 278 | 1200 | 0 | 465 | 0 | 0 | 0 | 0 | 0 | 0 | 0 | 0 | 0
2040-02-27 | 7 | 41.44 | -19507 | -3311 | -788 | 0 | 0 | 0 | 3577 | 0 | 300 | 1423 | 53 | 341 | 7069 | 3288 | 3271 | 0 | 913 | 72 | 219 | 1188 | 0 | 226 | 1200 | 0 | 465 | 0 | 0 | 0 | 0 | 0 | 0 | 0 | 0 | 0
2040-02-27 | 8 | 39.94 | -19706 | -3311 | -972 | 0 | 0 | 0 | 4259 | 0 | 300 | 1362 | 53 | 341 | 6490 | 3288 | 2741 | 0 | 885 | 951 | 219 | 1191 | 0 | 242 | 1200 | 0 | 465 | 0 | 0 | 0 | 0 | 0 | 0 | 0 | 0 | 0
2040-02-27 | 9 | 35.65 | -19744 | -3221 | -1155 | 0 | 0 | 0 | 4439 | 0 | 300 | 978 | 53 | 341 | 5269 | 3288 | 2291 | 0 | 848 | 2965 | 219 | 1200 | 0 | 266 | 1200 | 0 | 465 | 0 | 0 | 0 | 0 | 0 | 0 | 0 | 0 | 0
2040-02-27 | 10 | 33.57 | -19822 | -3132 | -1339 | 0 | 0 | -72 | 4523 | 0 | 300 | 794 | 53 | 341 | 4953 | 3288 | 1828 | 0 | 757 | 4139 | 219 | 1223 | 0 | 282 | 1200 | 0 | 465 | 0 | 0 | 0 | 0 | 0 | 0 | 0 | 0 | 0
2040-02-27 | 11 | 33.57 | -19957 | -2961 | -1313 | 0 | 0 | -750 | 4444 | 0 | 300 | 634 | 53 | 341 | 4729 | 3288 | 1242 | 0 | 691 | 5863 | 219 | 1238 | 0 | 273 | 1200 | 0 | 465 | 0 | 0 | 0 | 0 | 0 | 0 | 0 | 0 | 0
2040-02-27 | 12 | 33.43 | -19568 | -2790 | -1129 | 0 | -142 | -1859 | 4291 | 0 | 300 | 627 | 53 | 341 | 4621 | 3288 | 964 | 0 | 638 | 6959 | 219 | 1239 | 0 | 283 | 1200 | 0 | 465 | 0 | 0 | 0 | 0 | 0 | 0 | 0 | 0 | 0
2040-02-27 | 13 | 33.57 | -19502 | -2628 | -1471 | 0 | 0 | -317 | 4132 | 0 | 300 | 634 | 53 | 341 | 4486 | 3288 | 605 | 0 | 595 | 6054 | 219 | 1242 | 0 | 304 | 1200 | 0 | 465 | 0 | 0 | 0 | 0 | 0 | 0 | 0 | 0 | 0
2040-02-27 | 14 | 39.26 | -19537 | -2548 | -1444 | 0 | 0 | 0 | 4016 | 0 | 300 | 797 | 53 | 341 | 5450 | 3288 | 376 | 0 | 543 | 4914 | 219 | 1244 | 0 | 322 | 1200 | 0 | 465 | 0 | 0 | 0 | 0 | 0 | 0 | 0 | 0 | 0
2040-02-27 | 15 | 42.02 | -19337 | -2471 | -1287 | 0 | 0 | 0 | 3889 | 0 | 300 | 1107 | 53 | 341 | 6480 | 3288 | 94 | 0 | 488 | 3613 | 219 | 1241 | 0 | 317 | 1200 | 0 | 465 | 0 | 0 | 0 | 0 | 0 | 0 | 0 | 0 | 0
2040-02-27 | 16 | 45.36 | -19406 | -2395 | -1707 | 0 | 0 | 105 | 3968 | 0 | 313 | 1423 | 53 | 341 | 8556 | 3288 | 16 | 0 | 477 | 1548 | 219 | 1244 | 0 | 290 | 1200 | 0 | 465 | 0 | 0 | 0 | 0 | 0 | 0 | 0 | 0 | 0
2040-02-27 | 17 | 45.36 | -19916 | -2395 | -2180 | 0 | 0 | 824 | 4328 | 0 | 313 | 1423 | 53 | 341 | 9492 | 3288 | 27 | 0 | 456 | 537 | 219 | 1235 | 0 | 290 | 1200 | 0 | 465 | 0 | 0 | 0 | 0 | 0 | 0 | 0 | 0 | 0
2040-02-27 | 18 | 45.36 | -20390 | -2471 | -2626 | 0 | 21 | 1621 | 5030 | 0 | 313 | 1423 | 53 | 341 | 9492 | 3288 | 31 | 0 | 397 | 61 | 219 | 1229 | 0 | 302 | 1200 | 0 | 465 | 0 | 0 | 0 | 0 | 0 | 0 | 0 | 0 | 0
2040-02-27 | 19 | 45.36 | -20552 | -2471 | -2521 | 0 | 102 | 994 | 5284 | 0 | 313 | 1423 | 53 | 341 | 9894 | 3288 | 26 | 0 | 394 | 0 | 219 | 1227 | 0 | 322 | 1200 | 0 | 465 | 0 | 0 | 0 | 0 | 0 | 0 | 0 | 0 | 0
2040-02-27 | 20 | 45.14 | -19698 | -2471 | -1786 | 0 | 0 | 0 | 4904 | 0 | 313 | 1423 | 53 | 341 | 9801 | 3288 | 35 | 0 | 349 | 0 | 219 | 1221 | 0 | 342 | 1200 | 0 | 465 | 0 | 0 | 0 | 0 | 0 | 0 | 0 | 0 | 0
2040-02-27 | 21 | 43.37 | -18565 | -2548 | -1628 | 0 | 0 | 0 | 4254 | 0 | 313 | 1423 | 53 | 341 | 9149 | 3288 | 108 | 0 | 355 | 0 | 219 | 1211 | 0 | 362 | 1200 | 0 | 465 | 0 | 0 | 0 | 0 | 0 | 0 | 0 | 0 | 0
2040-02-27 | 22 | 41.95 | -17006 | -2548 | -1366 | 0 | 0 | 0 | 3308 | 0 | 313 | 1423 | 53 | 341 | 8075 | 3288 | 300 | 0 | 317 | 0 | 219 | 1214 | 0 | 403 | 1200 | 0 | 465 | 0 | 0 | 0 | 0 | 0 | 0 | 0 | 0 | 0
2040-02-27 | 23 | 41.82 | -15736 | -2628 | -1129 | 0 | 0 | 0 | 2140 | 0 | 313 | 1423 | 53 | 341 | 7694 | 3288 | 445 | 0 | 268 | 0 | 219 | 1208 | 0 | 436 | 1200 | 0 | 465 | 0 | 0 | 0 | 0 | 0 | 0 | 0 | 0 | 0
2040-02-27 | 24 | 42.02 | -14981 | -2628 | -919 | 0 | 0 | 0 | 1147 | 0 | 300 | 1423 | 53 | 341 | 7511 | 3288 | 743 | 0 | 238 | 0 | 219 | 1194 | 0 | 406 | 1200 | 0 | 465 | 0 | 0 | 0 | 0 | 0 | 0 | 0 | 0 | 0
2040-02-28 | 1 | 40.06 | -14504 | -2628 | -814 | 0 | 0 | 0 | 1115 | 0 | 300 | 1284 | 53 | 341 | 6600 | 3288 | 938 | 0 | 217 | 0 | 219 | 1187 | 0 | 739 | 1200 | 0 | 465 | 0 | 0 | 0 | 0 | 0 | 0 | 0 | 0 | 0
2040-02-28 | 2 | 39.9 | -14391 | -2709 | -735 | 0 | 0 | 0 | 782 | 0 | 300 | 1277 | 53 | 341 | 6294 | 3288 | 1476 | 0 | 221 | 0 | 218 | 1188 | 0 | 732 | 1200 | 0 | 465 | 0 | 0 | 0 | 0 | 0 | 0 | 0 | 0 | 0
2040-02-28 | 3 | 39.26 | -14480 | -2709 | -630 | 0 | 0 | 0 | 639 | 0 | 300 | 1211 | 53 | 341 | 6154 | 3288 | 1834 | 0 | 217 | 0 | 219 | 1185 | 0 | 713 | 1200 | 0 | 465 | 0 | 0 | 0 | 0 | 0 | 0 | 0 | 0 | 0
2040-02-28 | 4 | 40.31 | -14905 | -2709 | -604 | 0 | 0 | 0 | 687 | 0 | 300 | 1284 | 53 | 341 | 6544 | 3288 | 2054 | 0 | 226 | 0 | 219 | 1187 | 0 | 370 | 1200 | 0 | 465 | 0 | 0 | 0 | 0 | 0 | 0 | 0 | 0 | 0
2040-02-28 | 5 | 41.9 | -16228 | -2790 | -604 | 0 | 0 | 0 | 1052 | 0 | 300 | 1423 | 53 | 341 | 7167 | 3288 | 2320 | 0 | 266 | 0 | 219 | 1188 | 0 | 340 | 1200 | 0 | 465 | 0 | 0 | 0 | 0 | 0 | 0 | 0 | 0 | 0
2040-02-28 | 6 | 43.89 | -18110 | -2790 | -630 | 0 | 0 | 0 | 2024 | 0 | 300 | 1423 | 53 | 341 | 8360 | 3288 | 2106 | 0 | 284 | 0 | 219 | 1188 | 0 | 278 | 1200 | 0 | 465 | 0 | 0 | 0 | 0 | 0 | 0 | 0 | 0 | 0
2040-02-28 | 7 | 42.96 | -19277 | -2790 | -788 | 0 | 0 | 0 | 3477 | 0 | 300 | 1423 | 53 | 341 | 8102 | 3288 | 2200 | 0 | 314 | 59 | 219 | 1188 | 0 | 226 | 1200 | 0 | 465 | 0 | 0 | 0 | 0 | 0 | 0 | 0 | 0 | 0
2040-02-28 | 8 | 40.34 | -19591 | -2790 | -972 | 0 | 0 | 0 | 4417 | 0 | 300 | 1405 | 53 | 341 | 6825 | 3288 | 2141 | 0 | 308 | 958 | 219 | 1191 | 0 | 242 | 1200 | 0 | 465 | 0 | 0 | 0 | 0 | 0 | 0 | 0 | 0 | 0
2040-02-28 | 9 | 35.65 | -19511 | -2790 | -1155 | 0 | 0 | 0 | 4750 | 0 | 300 | 863 | 53 | 341 | 5061 | 3288 | 2064 | 0 | 287 | 3098 | 219 | 1200 | 0 | 266 | 1200 | 0 | 465 | 0 | 0 | 0 | 0 | 0 | 0 | 0 | 0 | 0
2040-02-28 | 10 | 30.71 | -19738 | -2628 | -1339 | 0 | 0 | -1090 | 4697 | 0 | 300 | 634 | 53 | 341 | 3686 | 3288 | 2220 | 0 | 277 | 5911 | 219 | 1223 | 0 | 282 | 1200 | 0 | 465 | 0 | 0 | 0 | 0 | 0 | 0 | 0 | 0 | 0
2040-02-28 | 11 | 30.71 | -19963 | -2395 | -1313 | 0 | 0 | -783 | 4676 | 0 | 300 | 627 | 53 | 341 | 1451 | 3288 | 2178 | 0 | 298 | 7845 | 219 | 1238 | 0 | 273 | 1200 | 0 | 465 | 0 | 0 | 0 | 0 | 0 | 0 | 0 | 0 | 0
2040-02-28 | 12 | 30.39 | -19451 | -2242 | -1129 | 0 | -168 | -1859 | 4597 | 0 | 300 | 627 | 53 | 341 | 771 | 3288 | 2287 | 0 | 380 | 8799 | 219 | 1239 | 0 | 283 | 1200 | 0 | 465 | 0 | 0 | 0 | 0 | 0 | 0 | 0 | 0 | 0
2040-02-28 | 13 | 30.39 | -19325 | -2170 | -1471 | 0 | -544 | -1859 | 4402 | 0 | 300 | 627 | 53 | 341 | 771 | 3288 | 2439 | 0 | 468 | 9249 | 219 | 1242 | 0 | 304 | 1200 | 0 | 465 | 0 | 0 | 0 | 0 | 0 | 0 | 0 | 0 | 0
2040-02-28 | 14 | 30.71 | -19093 | -2026 | -1444 | 0 | 0 | -1548 | 4201 | 0 | 300 | 627 | 53 | 341 | 533 | 3288 | 2367 | 0 | 500 | 8452 | 219 | 1244 | 0 | 322 | 1200 | 0 | 465 | 0 | 0 | 0 | 0 | 0 | 0 | 0 | 0 | 0
2040-02-28 | 15 | 28.89 | -18511 | -1954 | -1287 | -268 | -76 | -1122 | 3873 | 0 | 300 | 627 | 53 | 341 | 448 | 3288 | 2766 | 0 | 534 | 7546 | 219 | 1241 | 0 | 317 | 1200 | 0 | 465 | 0 | 0 | 0 | 0 | 0 | 0 | 0 | 0 | 0
2040-02-28 | 16 | 43.32 | -18334 | -1820 | -1707 | 231 | 534 | 737 | 3646 | 0 | 300 | 627 | 53 | 341 | 850 | 3288 | 2726 | 0 | 534 | 4576 | 219 | 1244 | 0 | 290 | 1200 | 0 | 465 | 0 | 0 | 0 | 0 | 0 | 0 | 0 | 0 | 0
2040-02-28 | 17 | 41.5 | -18940 | -1820 | -2180 | 0 | 0 | 1686 | 3847 | 0 | 300 | 1119 | 53 | 341 | 3759 | 3288 | 2926 | 0 | 473 | 1738 | 219 | 1235 | 0 | 290 | 1200 | 0 | 465 | 0 | 0 | 0 | 0 | 0 | 0 | 0 | 0 | 0
2040-02-28 | 18 | 41.82 | -19794 | -1887 | -2626 | 0 | 144 | 1859 | 4645 | 0 | 300 | 1423 | 53 | 341 | 5546 | 3288 | 2696 | 0 | 463 | 134 | 219 | 1229 | 0 | 302 | 1200 | 0 | 465 | 0 | 0 | 0 | 0 | 0 | 0 | 0 | 0 | 0
2040-02-28 | 19 | 41.5 | -20079 | -2026 | -2521 | 0 | 0 | 1831 | 5284 | 0 | 300 | 1423 | 53 | 341 | 5992 | 3288 | 2179 | 0 | 502 | 0 | 219 | 1227 | 0 | 322 | 1200 | 0 | 465 | 0 | 0 | 0 | 0 | 0 | 0 | 0 | 0 | 0
2040-02-28 | 20 | 40.98 | -19387 | -2098 | -1786 | 0 | 0 | 0 | 5025 | 0 | 300 | 1423 | 53 | 341 | 6806 | 3288 | 2001 | 0 | 587 | 0 | 219 | 1221 | 0 | 342 | 1200 | 0 | 465 | 0 | 0 | 0 | 0 | 0 | 0 | 0 | 0 | 0
2040-02-28 | 21 | 41.44 | -18395 | -2242 | -1628 | 0 | 0 | 0 | 4513 | 0 | 300 | 1362 | 53 | 341 | 6904 | 3288 | 1458 | 0 | 589 | 0 | 219 | 1211 | 0 | 362 | 1200 | 0 | 465 | 0 | 0 | 0 | 0 | 0 | 0 | 0 | 0 | 0
2040-02-28 | 22 | 39.9 | -16971 | -2318 | -1366 | 0 | 0 | 0 | 3678 | 0 | 300 | 1209 | 53 | 341 | 6308 | 3288 | 1427 | 0 | 550 | 0 | 219 | 1214 | 0 | 403 | 1200 | 0 | 465 | 0 | 0 | 0 | 0 | 0 | 0 | 0 | 0 | 0
2040-02-28 | 23 | 39.11 | -15725 | -2395 | -1129 | 0 | 0 | 0 | 2557 | 0 | 300 | 1166 | 53 | 341 | 5911 | 3288 | 1587 | 0 | 518 | 0 | 219 | 1208 | 0 | 436 | 1200 | 0 | 465 | 0 | 0 | 0 | 0 | 0 | 0 | 0 | 0 | 0
2040-02-28 | 24 | 39.89 | -14977 | -2471 | -919 | 0 | 0 | 0 | 1590 | 0 | 300 | 1166 | 53 | 341 | 5995 | 3288 | 1666 | 0 | 483 | 0 | 219 | 1194 | 0 | 406 | 1200 | 0 | 465 | 0 | 0 | 0 | 0 | 0 | 0 | 0 | 0 | 0
2040-03-01 | 1 | 32.43 | -14498 | -2471 | -814 | 0 | 0 | 0 | 1411 | 0 | 300 | 1395 | 53 | 341 | 5173 | 3288 | 1551 | 0 | 435 | 0 | 216 | 1205 | 0 | 750 | 1200 | 0 | 465 | 0 | 0 | 0 | 0 | 0 | 0 | 0 | 0 | 0
2040-03-01 | 2 | 35.98 | -14389 | -2548 | -735 | 0 | 0 | 0 | 1094 | 0 | 300 | 1432 | 53 | 341 | 5730 | 3288 | 1226 | 0 | 406 | 0 | 214 | 1196 | 0 | 726 | 1200 | 0 | 465 | 0 | 0 | 0 | 0 | 0 | 0 | 0 | 0 | 0
2040-03-01 | 3 | 37 | -14374 | -2548 | -630 | 0 | 0 | 0 | 962 | 0 | 300 | 1432 | 53 | 341 | 6031 | 3288 | 1033 | 0 | 352 | 0 | 211 | 1184 | 0 | 700 | 1200 | 0 | 465 | 0 | 0 | 0 | 0 | 0 | 0 | 0 | 0 | 0
2040-03-01 | 4 | 39.47 | -14886 | -2628 | -604 | 0 | 0 | 0 | 988 | 0 | 300 | 1450 | 53 | 341 | 7076 | 3288 | 851 | 0 | 339 | 0 | 206 | 1197 | 0 | 363 | 1200 | 0 | 465 | 0 | 0 | 0 | 0 | 0 | 0 | 0 | 0 | 0
2040-03-01 | 5 | 40.59 | -16260 | -2628 | -604 | 0 | 0 | 0 | 1342 | 0 | 300 | 1450 | 53 | 341 | 8474 | 3288 | 560 | 0 | 281 | 0 | 211 | 1205 | 0 | 323 | 1200 | 0 | 465 | 0 | 0 | 0 | 0 | 0 | 0 | 0 | 0 | 0
2040-03-01 | 6 | 42.06 | -18240 | -2628 | -630 | 0 | 0 | 0 | 2288 | 0 | 300 | 1450 | 53 | 341 | 9817 | 3288 | 356 | 0 | 257 | 0 | 216 | 1208 | 0 | 260 | 1200 | 0 | 465 | 0 | 0 | 0 | 0 | 0 | 0 | 0 | 0 | 0
2040-03-01 | 7 | 42.13 | -19474 | -2628 | -788 | 0 | 0 | 0 | 3715 | 0 | 300 | 1450 | 53 | 341 | 9871 | 3288 | 267 | 0 | 208 | 47 | 219 | 1211 | 0 | 255 | 1200 | 0 | 465 | 0 | 0 | 0 | 0 | 0 | 0 | 0 | 0 | 0
2040-03-01 | 8 | 40.24 | -19650 | -2548 | -972 | 0 | 0 | 0 | 4592 | 0 | 300 | 1450 | 53 | 341 | 8511 | 3288 | 307 | 0 | 166 | 795 | 219 | 1221 | 0 | 261 | 1200 | 0 | 465 | 0 | 0 | 0 | 0 | 0 | 0 | 0 | 0 | 0
2040-03-01 | 9 | 36.36 | -19519 | -2471 | -1155 | 0 | 0 | 0 | 4756 | 0 | 300 | 1395 | 53 | 341 | 6142 | 3288 | 230 | 0 | 114 | 3134 | 219 | 1217 | 0 | 292 | 1200 | 0 | 465 | 0 | 0 | 0 | 0 | 0 | 0 | 0 | 0 | 0
2040-03-01 | 10 | 30.57 | -19526 | -2318 | -1339 | 0 | 0 | -737 | 4682 | 0 | 220 | 868 | 53 | 341 | 4311 | 3288 | 202 | 0 | 87 | 6464 | 219 | 1217 | 0 | 303 | 1200 | 0 | 465 | 0 | 0 | 0 | 0 | 0 | 0 | 0 | 0 | 0
2040-03-01 | 11 | 29.95 | -19520 | -2098 | -1313 | 0 | -294 | -1859 | 4518 | 0 | 220 | 622 | 53 | 341 | 3645 | 3288 | 183 | 0 | 100 | 8707 | 217 | 1233 | 0 | 291 | 1200 | 0 | 465 | 0 | 0 | 0 | 0 | 0 | 0 | 0 | 0 | 0
2040-03-01 | 12 | 29.6 | -18737 | -1887 | -1129 | -736 | -610 | -1859 | 4254 | 0 | 220 | 622 | 53 | 341 | 1748 | 3288 | 184 | 0 | 125 | 10709 | 216 | 1232 | 0 | 302 | 1200 | 0 | 465 | 0 | 0 | 0 | 0 | 0 | 0 | 0 | 0 | 0
2040-03-01 | 13 | 30.57 | -18402 | -1752 | -1471 | 0 | 0 | -1540 | 3847 | 0 | 220 | 622 | 53 | 341 | 1268 | 3288 | 122 | 0 | 153 | 9823 | 216 | 1232 | 0 | 315 | 1200 | 0 | 465 | 0 | 0 | 0 | 0 | 0 | 0 | 0 | 0 | 0
2040-03-01 | 14 | 30.57 | -18127 | -1626 | -1444 | 0 | 0 | -1356 | 3524 | 0 | 220 | 622 | 53 | 341 | 1268 | 3288 | 230 | 0 | 165 | 9397 | 216 | 1233 | 0 | 331 | 1200 | 0 | 465 | 0 | 0 | 0 | 0 | 0 | 0 | 0 | 0 | 0
2040-03-01 | 15 | 31.75 | -17567 | -1564 | -1287 | 0 | 0 | 0 | 3197 | 0 | 220 | 622 | 53 | 341 | 1288 | 3288 | 383 | 0 | 159 | 7418 | 216 | 1227 | 0 | 340 | 1200 | 0 | 465 | 0 | 0 | 0 | 0 | 0 | 0 | 0 | 0 | 0
2040-03-01 | 16 | 41.31 | -17481 | -1505 | -1707 | 0 | 167 | 1643 | 3054 | 0 | 220 | 992 | 53 | 341 | 2644 | 3288 | 620 | 0 | 154 | 4088 | 218 | 1223 | 0 | 322 | 1200 | 0 | 465 | 0 | 0 | 0 | 0 | 0 | 0 | 0 | 0 | 0
2040-03-01 | 17 | 44.15 | -18002 | -1564 | -2180 | 633 | 610 | 1859 | 3345 | 0 | 220 | 1450 | 53 | 341 | 4195 | 3288 | 875 | 0 | 144 | 1269 | 219 | 1221 | 0 | 359 | 1200 | 0 | 465 | 0 | 0 | 0 | 0 | 0 | 0 | 0 | 0 | 0
2040-03-01 | 18 | 41.31 | -18560 | -1564 | -2626 | 0 | 0 | 1350 | 3989 | 0 | 220 | 1450 | 53 | 341 | 7083 | 3288 | 1247 | 0 | 151 | 87 | 219 | 1221 | 0 | 386 | 1200 | 0 | 465 | 0 | 0 | 0 | 0 | 0 | 0 | 0 | 0 | 0
2040-03-01 | 19 | 41.31 | -18712 | -1626 | -2521 | 0 | 0 | 588 | 4338 | 0 | 220 | 1450 | 53 | 341 | 7544 | 3288 | 1378 | 0 | 163 | 0 | 218 | 1236 | 0 | 377 | 1200 | 0 | 465 | 0 | 0 | 0 | 0 | 0 | 0 | 0 | 0 | 0
2040-03-01 | 20 | 40.63 | -18153 | -1689 | -1786 | 0 | 0 | 0 | 4005 | 0 | 220 | 1450 | 53 | 341 | 7253 | 3288 | 1314 | 0 | 200 | 0 | 218 | 1236 | 0 | 385 | 1200 | 0 | 465 | 0 | 0 | 0 | 0 | 0 | 0 | 0 | 0 | 0
2040-03-01 | 21 | 39.54 | -17463 | -1752 | -1628 | 0 | 0 | 0 | 3556 | 0 | 220 | 1450 | 53 | 341 | 6744 | 3288 | 1461 | 0 | 212 | 0 | 219 | 1235 | 0 | 399 | 1200 | 0 | 465 | 0 | 0 | 0 | 0 | 0 | 0 | 0 | 0 | 0
2040-03-01 | 22 | 35.69 | -16340 | -1752 | -1366 | 0 | 0 | 0 | 2927 | 0 | 220 | 1432 | 53 | 341 | 5833 | 3288 | 1622 | 0 | 208 | 0 | 219 | 1239 | 0 | 410 | 1200 | 0 | 465 | 0 | 0 | 0 | 0 | 0 | 0 | 0 | 0 | 0
2040-03-01 | 23 | 34.21 | -15265 | -1820 | -1129 | 0 | 0 | 0 | 2066 | 0 | 220 | 1395 | 53 | 341 | 5338 | 3288 | 1754 | 0 | 194 | 0 | 219 | 1233 | 0 | 448 | 1200 | 0 | 465 | 0 | 0 | 0 | 0 | 0 | 0 | 0 | 0 | 0
2040-03-01 | 24 | 31.99 | -14438 | -1820 | -919 | 0 | 0 | 0 | 1215 | 0 | 220 | 1395 | 53 | 341 | 4810 | 3288 | 2127 | 0 | 184 | 0 | 219 | 1221 | 0 | 438 | 1200 | 0 | 465 | 0 | 0 | 0 | 0 | 0 | 0 | 0 | 0 | 0
2040-03-02 | 1 | 26.17 | -13878 | -1820 | -814 | 0 | -56 | -827 | 1289 | 0 | 220 | 1225 | 53 | 341 | 4276 | 3288 | 2702 | 0 | 165 | 0 | 216 | 1205 | 0 | 750 | 1200 | 0 | 465 | 0 | 0 | 0 | 0 | 0 | 0 | 0 | 0 | 0
2040-03-02 | 2 | 26.17 | -13682 | -1887 | -735 | 0 | 0 | -873 | 893 | 0 | 220 | 1082 | 53 | 341 | 4020 | 3288 | 3350 | 0 | 129 | 0 | 214 | 1196 | 0 | 726 | 1200 | 0 | 465 | 0 | 0 | 0 | 0 | 0 | 0 | 0 | 0 | 0
2040-03-02 | 3 | 26.17 | -13624 | -1887 | -630 | 0 | 0 | -959 | 692 | 0 | 220 | 982 | 53 | 341 | 3522 | 3288 | 4145 | 0 | 97 | 0 | 211 | 1184 | 0 | 700 | 1200 | 0 | 465 | 0 | 0 | 0 | 0 | 0 | 0 | 0 | 0 | 0
2040-03-02 | 4 | 26.17 | -13777 | -1887 | -604 | 0 | 0 | -758 | 634 | 0 | 220 | 971 | 53 | 341 | 3522 | 3288 | 4462 | 0 | 104 | 0 | 206 | 1197 | 0 | 363 | 1200 | 0 | 465 | 0 | 0 | 0 | 0 | 0 | 0 | 0 | 0 | 0
2040-03-02 | 5 | 26.17 | -14275 | -1887 | -604 | 0 | 0 | -701 | 745 | 0 | 220 | 971 | 53 | 341 | 3507 | 3288 | 4845 | 0 | 92 | 0 | 211 | 1205 | 0 | 323 | 1200 | 0 | 465 | 0 | 0 | 0 | 0 | 0 | 0 | 0 | 0 | 0
2040-03-02 | 6 | 26.17 | -14992 | -1887 | -630 | 0 | 0 | -191 | 1125 | 0 | 220 | 1037 | 53 | 341 | 3308 | 3288 | 4878 | 0 | 100 | 0 | 216 | 1208 | 0 | 260 | 1200 | 0 | 465 | 0 | 0 | 0 | 0 | 0 | 0 | 0 | 0 | 0
2040-03-02 | 7 | 31.75 | -15904 | -1954 | -788 | 0 | 0 | 0 | 1786 | 0 | 220 | 1225 | 53 | 341 | 3365 | 3288 | 4880 | 0 | 101 | 36 | 219 | 1211 | 0 | 255 | 1200 | 0 | 465 | 0 | 0 | 0 | 0 | 0 | 0 | 0 | 0 | 0
2040-03-02 | 8 | 35.37 | -16976 | -1954 | -972 | 0 | 0 | 23 | 2563 | 0 | 220 | 1238 | 53 | 341 | 3568 | 3288 | 4874 | 0 | 106 | 261 | 219 | 1221 | 0 | 261 | 1200 | 0 | 465 | 0 | 0 | 0 | 0 | 0 | 0 | 0 | 0 | 0
2040-03-02 | 9 | 26.17 | -17635 | -1954 | -1155 | 0 | 0 | -359 | 3450 | 0 | 220 | 1082 | 53 | 341 | 3566 | 3288 | 4882 | 0 | 108 | 720 | 219 | 1217 | 0 | 292 | 1200 | 0 | 465 | 0 | 0 | 0 | 0 | 0 | 0 | 0 | 0 | 0
2040-03-02 | 10 | 26.17 | -18176 | -1954 | -1339 | 0 | 0 | -753 | 4032 | 0 | 0 | 967 | 53 | 341 | 3386 | 3288 | 4874 | 0 | 105 | 1773 | 219 | 1217 | 0 | 303 | 1200 | 0 | 465 | 0 | 0 | 0 | 0 | 0 | 0 | 0 | 0 | 0
2040-03-02 | 11 | 26.17 | -18591 | -1820 | -1313 | 0 | 0 | -1451 | 4301 | 0 | 0 | 841 | 53 | 341 | 3241 | 3288 | 4874 | 0 | 99 | 2730 | 217 | 1233 | 0 | 291 | 1200 | 0 | 465 | 0 | 0 | 0 | 0 | 0 | 0 | 0 | 0 | 0
2040-03-02 | 12 | 26.17 | -18142 | -1752 | -1129 | 0 | 0 | -976 | 4417 | 0 | 0 | 622 | 53 | 341 | 965 | 3288 | 4900 | 0 | 90 | 3907 | 216 | 1232 | 0 | 302 | 1200 | 0 | 465 | 0 | 0 | 0 | 0 | 0 | 0 | 0 | 0 | 0
2040-03-02 | 13 | 26.17 | -17910 | -1689 | -1471 | 0 | 0 | -1182 | 4269 | 0 | 0 | 622 | 53 | 341 | 855 | 3288 | 4922 | 0 | 77 | 4395 | 216 | 1232 | 0 | 315 | 1200 | 0 | 465 | 0 | 0 | 0 | 0 | 0 | 0 | 0 | 0 | 0
2040-03-02 | 14 | 26.17 | -17829 | -1626 | -1444 | 0 | 0 | -779 | 4048 | 0 | 0 | 622 | 53 | 341 | 855 | 3288 | 4899 | 0 | 70 | 4057 | 216 | 1233 | 0 | 331 | 1200 | 0 | 465 | 0 | 0 | 0 | 0 | 0 | 0 | 0 | 0 | 0
2040-03-02 | 15 | 35.32 | -17309 | -1626 | -1287 | 0 | 0 | 0 | 3878 | 0 | 0 | 686 | 53 | 341 | 953 | 3288 | 4853 | 0 | 74 | 2647 | 216 | 1227 | 0 | 340 | 1200 | 0 | 465 | 0 | 0 | 0 | 0 | 0 | 0 | 0 | 0 | 0
2040-03-02 | 16 | 35.37 | -17079 | -1564 | -1707 | 0 | 0 | 863 | 3752 | 0 | 0 | 841 | 53 | 341 | 967 | 3288 | 4833 | 0 | 82 | 1900 | 218 | 1223 | 0 | 322 | 1200 | 0 | 465 | 0 | 0 | 0 | 0 | 0 | 0 | 0 | 0 | 0
2040-03-02 | 17 | 35.37 | -17392 | -1564 | -2180 | 0 | 0 | 1666 | 3915 | 0 | 0 | 1238 | 53 | 341 | 1923 | 3288 | 4051 | 0 | 87 | 1109 | 219 | 1221 | 0 | 359 | 1200 | 0 | 465 | 0 | 0 | 0 | 0 | 0 | 0 | 0 | 0 | 0
2040-03-02 | 18 | 35.37 | -17859 | -1564 | -2626 | 0 | 0 | 1176 | 4454 | 0 | 0 | 1432 | 53 | 341 | 4432 | 3288 | 3178 | 0 | 95 | 107 | 219 | 1221 | 0 | 386 | 1200 | 0 | 465 | 0 | 0 | 0 | 0 | 0 | 0 | 0 | 0 | 0
2040-03-02 | 19 | 35.37 | -17897 | -1626 | -2521 | 0 | 0 | 1738 | 4756 | 0 | 0 | 1450 | 53 | 341 | 4645 | 3288 | 2174 | 0 | 104 | 0 | 218 | 1236 | 0 | 377 | 1200 | 0 | 465 | 0 | 0 | 0 | 0 | 0 | 0 | 0 | 0 | 0
2040-03-02 | 20 | 35.37 | -17246 | -1689 | -1786 | 0 | 0 | 1177 | 4322 | 0 | 80 | 1395 | 53 | 341 | 4624 | 3288 | 1822 | 0 | 115 | 0 | 218 | 1236 | 0 | 385 | 1200 | 0 | 465 | 0 | 0 | 0 | 0 | 0 | 0 | 0 | 0 | 0
2040-03-02 | 21 | 35.37 | -16561 | -1689 | -1628 | 0 | 0 | 315 | 3741 | 0 | 80 | 1395 | 53 | 341 | 5232 | 3288 | 1791 | 0 | 125 | 0 | 219 | 1235 | 0 | 399 | 1200 | 0 | 465 | 0 | 0 | 0 | 0 | 0 | 0 | 0 | 0 | 0
2040-03-02 | 22 | 35.37 | -15642 | -1689 | -1366 | 0 | 0 | 287 | 3075 | 0 | 80 | 1395 | 53 | 341 | 5232 | 3288 | 1298 | 0 | 114 | 0 | 219 | 1239 | 0 | 410 | 1200 | 0 | 465 | 0 | 0 | 0 | 0 | 0 | 0 | 0 | 0 | 0
2040-03-02 | 23 | 35.37 | -14655 | -1689 | -1129 | 0 | 48 | 14 | 2262 | 0 | 80 | 1320 | 53 | 341 | 5232 | 3288 | 1158 | 0 | 112 | 0 | 219 | 1233 | 0 | 448 | 1200 | 0 | 465 | 0 | 0 | 0 | 0 | 0 | 0 | 0 | 0 | 0
2040-03-02 | 24 | 33.72 | -13655 | -1752 | -919 | 0 | 0 | 0 | 1464 | 0 | 80 | 1292 | 53 | 341 | 5063 | 3288 | 1103 | 0 | 98 | 0 | 219 | 1221 | 0 | 438 | 1200 | 0 | 465 | 0 | 0 | 0 | 0 | 0 | 0 | 0 | 0 | 0
2040-03-03 | 1 | 34.21 | -13282 | -1752 | -1077 | 0 | 0 | 0 | 1030 | 0 | 80 | 1395 | 53 | 341 | 5398 | 3288 | 588 | 0 | 102 | 0 | 216 | 1205 | 0 | 750 | 1200 | 0 | 465 | 0 | 0 | 0 | 0 | 0 | 0 | 0 | 0 | 0
2040-03-03 | 2 | 35.98 | -13038 | -1752 | -919 | 0 | 0 | 0 | 661 | 0 | 80 | 1395 | 53 | 341 | 5654 | 3288 | 317 | 0 | 120 | 0 | 214 | 1196 | 0 | 726 | 1200 | 0 | 465 | 0 | 0 | 0 | 0 | 0 | 0 | 0 | 0 | 0
2040-03-03 | 3 | 37 | -13001 | -1820 | -814 | 0 | 0 | 0 | 528 | 0 | 80 | 1395 | 53 | 341 | 5837 | 3288 | 207 | 0 | 145 | 0 | 211 | 1184 | 0 | 700 | 1200 | 0 | 465 | 0 | 0 | 0 | 0 | 0 | 0 | 0 | 0 | 0
2040-03-03 | 4 | 37.74 | -13037 | -1820 | -762 | 0 | 0 | 0 | 528 | 0 | 80 | 1395 | 53 | 341 | 6169 | 3288 | 184 | 0 | 148 | 0 | 206 | 1197 | 0 | 363 | 1200 | 0 | 465 | 0 | 0 | 0 | 0 | 0 | 0 | 0 | 0 | 0
2040-03-03 | 5 | 38.88 | -13568 | -1954 | -735 | 0 | 0 | 0 | 528 | 0 | 80 | 1432 | 53 | 341 | 6758 | 3288 | 218 | 0 | 155 | 0 | 211 | 1205 | 0 | 323 | 1200 | 0 | 465 | 0 | 0 | 0 | 0 | 0 | 0 | 0 | 0 | 0
2040-03-03 | 6 | 39.2 | -14117 | -1887 | -762 | 0 | 0 | 0 | 877 | 0 | 80 | 1432 | 53 | 341 | 6915 | 3288 | 269 | 0 | 161 | 0 | 216 | 1208 | 0 | 260 | 1200 | 0 | 465 | 0 | 0 | 0 | 0 | 0 | 0 | 0 | 0 | 0
2040-03-03 | 7 | 39.34 | -14868 | -1954 | -867 | 0 | 0 | 0 | 1384 | 0 | 80 | 1432 | 53 | 341 | 7211 | 3288 | 302 | 0 | 146 | 101 | 219 | 1211 | 0 | 255 | 1200 | 0 | 465 | 0 | 0 | 0 | 0 | 0 | 0 | 0 | 0 | 0
2040-03-03 | 8 | 35.98 | -15580 | -1887 | -998 | 0 | 0 | 0 | 1971 | 0 | 80 | 1371 | 53 | 341 | 5907 | 3288 | 370 | 0 | 149 | 1568 | 219 | 1221 | 0 | 261 | 1200 | 0 | 465 | 0 | 0 | 0 | 0 | 0 | 0 | 0 | 0 | 0
2040-03-03 | 9 | 29.8 | -16159 | -1752 | -1234 | 0 | -7 | -710 | 2547 | 0 | 80 | 893 | 53 | 341 | 4562 | 3288 | 401 | 0 | 107 | 4198 | 219 | 1217 | 0 | 292 | 1200 | 0 | 465 | 0 | 0 | 0 | 0 | 0 | 0 | 0 | 0 | 0
2040-03-03 | 10 | 29.8 | -16647 | -1564 | -1444 | 0 | 0 | -1799 | 2970 | 0 | 80 | 622 | 53 | 341 | 3394 | 3288 | 289 | 0 | 98 | 6914 | 219 | 1217 | 0 | 303 | 1200 | 0 | 465 | 0 | 0 | 0 | 0 | 0 | 0 | 0 | 0 | 0
2040-03-03 | 11 | 29.8 | -16658 | -1442 | -1313 | 0 | 0 | -1689 | 3133 | 0 | 80 | 622 | 53 | 341 | 1944 | 3288 | 193 | 0 | 86 | 7954 | 217 | 1233 | 0 | 291 | 1200 | 0 | 465 | 0 | 0 | 0 | 0 | 0 | 0 | 0 | 0 | 0
2040-03-03 | 12 | 29.8 | -16394 | -1330 | -1444 | 0 | 0 | -760 | 3139 | 0 | 80 | 622 | 53 | 341 | 1259 | 3288 | 123 | 0 | 71 | 7537 | 216 | 1232 | 0 | 302 | 1200 | 0 | 465 | 0 | 0 | 0 | 0 | 0 | 0 | 0 | 0 | 0
2040-03-03 | 13 | 29.8 | -16087 | -1330 | -1576 | 0 | 0 | -854 | 3038 | 0 | 80 | 622 | 53 | 341 | 1259 | 3288 | 66 | 0 | 70 | 7601 | 216 | 1232 | 0 | 315 | 1200 | 0 | 465 | 0 | 0 | 0 | 0 | 0 | 0 | 0 | 0 | 0
2040-03-03 | 14 | 29.8 | -15794 | -1272 | -1628 | 0 | -325 | -1339 | 2811 | 0 | 80 | 622 | 53 | 341 | 1259 | 3288 | 35 | 0 | 62 | 8361 | 216 | 1233 | 0 | 331 | 1200 | 0 | 465 | 0 | 0 | 0 | 0 | 0 | 0 | 0 | 0 | 0
2040-03-03 | 15 | 40.27 | -16013 | -1272 | -1681 | 0 | 0 | 520 | 2637 | 0 | 80 | 622 | 53 | 341 | 2023 | 3288 | 61 | 0 | 54 | 5838 | 216 | 1227 | 0 | 340 | 1200 | 0 | 465 | 0 | 0 | 0 | 0 | 0 | 0 | 0 | 0 | 0
2040-03-03 | 16 | 40.27 | -16826 | -1272 | -1602 | 0 | 0 | 1639 | 2748 | 0 | 80 | 1236 | 53 | 341 | 3754 | 3288 | 93 | 0 | 51 | 2989 | 218 | 1223 | 0 | 322 | 1200 | 0 | 465 | 0 | 0 | 0 | 0 | 0 | 0 | 0 | 0 | 0
2040-03-03 | 17 | 41.14 | -18073 | -1330 | -1576 | 0 | 285 | 1859 | 3366 | 0 | 300 | 1450 | 53 | 341 | 5669 | 3288 | 232 | 0 | 65 | 607 | 219 | 1221 | 0 | 359 | 1200 | 0 | 465 | 0 | 0 | 0 | 0 | 0 | 0 | 0 | 0 | 0
2040-03-03 | 18 | 40.27 | -18617 | -1330 | -1628 | 0 | 0 | 1273 | 4301 | 0 | 300 | 1450 | 53 | 341 | 6591 | 3288 | 336 | 0 | 69 | 83 | 219 | 1221 | 0 | 386 | 1200 | 0 | 465 | 0 | 0 | 0 | 0 | 0 | 0 | 0 | 0 | 0
2040-03-03 | 19 | 40.27 | -18088 | -1384 | -1681 | 0 | 0 | 2 | 4756 | 0 | 300 | 1450 | 53 | 341 | 6850 | 3288 | 526 | 0 | 91 | 0 | 218 | 1236 | 0 | 377 | 1200 | 0 | 465 | 0 | 0 | 0 | 0 | 0 | 0 | 0 | 0 | 0
2040-03-03 | 20 | 39.62 | -17287 | -1505 | -1576 | 0 | 0 | 0 | 4370 | 0 | 300 | 1432 | 53 | 341 | 6598 | 3288 | 339 | 0 | 143 | 0 | 218 | 1236 | 0 | 385 | 1200 | 0 | 465 | 0 | 0 | 0 | 0 | 0 | 0 | 0 | 0 | 0
2040-03-03 | 21 | 35.98 | -16231 | -1564 | -1471 | 0 | 0 | 0 | 3767 | 0 | 300 | 1395 | 53 | 341 | 5800 | 3288 | 668 | 0 | 135 | 0 | 219 | 1235 | 0 | 399 | 1200 | 0 | 465 | 0 | 0 | 0 | 0 | 0 | 0 | 0 | 0 | 0
2040-03-03 | 22 | 31.99 | -14948 | -1626 | -1339 | 0 | 0 | 0 | 2959 | 0 | 300 | 1390 | 53 | 325 | 4952 | 3288 | 979 | 0 | 133 | 0 | 219 | 1239 | 0 | 410 | 1200 | 0 | 465 | 0 | 0 | 0 | 0 | 0 | 0 | 0 | 0 | 0
2040-03-03 | 23 | 11.89 | -13861 | -1626 | -1339 | 0 | 0 | 0 | 2040 | 0 | 300 | 1308 | 53 | 166 | 3991 | 3288 | 1971 | 0 | 144 | 0 | 219 | 1233 | 0 | 448 | 1200 | 0 | 465 | 0 | 0 | 0 | 0 | 0 | 0 | 0 | 0 | 0
2040-03-03 | 24 | 10 | -13225 | -1689 | -1208 | 0 | 0 | 0 | 1215 | 0 | 220 | 1176 | 53 | 160 | 3426 | 3288 | 3078 | 0 | 154 | 0 | 219 | 1221 | 0 | 247 | 1200 | 0 | 465 | 0 | 0 | 0 | 0 | 0 | 0 | 191 | 0 | 0
2040-03-04 | 1 | 23.67 | -12990 | -1689 | -1077 | 0 | 0 | -922 | 528 | 0 | 220 | 1037 | 53 | 212 | 3609 | 3288 | 3748 | 0 | 147 | 0 | 216 | 1205 | 0 | 750 | 1200 | 0 | 465 | 0 | 0 | 0 | 0 | 0 | 0 | 0 | 0 | 0
2040-03-04 | 2 | 23.67 | -12929 | -1689 | -919 | 0 | 0 | -1525 | 528 | 0 | 220 | 958 | 53 | 212 | 3496 | 3288 | 4377 | 0 | 129 | 0 | 214 | 1196 | 0 | 726 | 1200 | 0 | 465 | 0 | 0 | 0 | 0 | 0 | 0 | 0 | 0 | 0
2040-03-04 | 3 | 23.67 | -13004 | -1689 | -814 | 0 | 0 | -1165 | 528 | 0 | 220 | 879 | 53 | 218 | 2718 | 3288 | 4881 | 0 | 127 | 0 | 211 | 1184 | 0 | 700 | 1200 | 0 | 465 | 0 | 0 | 0 | 0 | 0 | 0 | 0 | 0 | 0
2040-03-04 | 4 | 23.67 | -13549 | -1752 | -762 | 0 | 0 | -319 | 528 | 0 | 220 | 967 | 53 | 233 | 2718 | 3288 | 4817 | 0 | 126 | 0 | 206 | 1197 | 0 | 363 | 1200 | 0 | 465 | 0 | 0 | 0 | 0 | 0 | 0 | 0 | 0 | 0
2040-03-04 | 5 | 31.99 | -14650 | -1689 | -735 | 0 | 0 | 104 | 528 | 0 | 220 | 1084 | 53 | 341 | 3033 | 3288 | 4884 | 0 | 135 | 0 | 211 | 1205 | 0 | 323 | 1200 | 0 | 465 | 0 | 0 | 0 | 0 | 0 | 0 | 0 | 0 | 0
2040-03-04 | 6 | 31.99 | -15946 | -1689 | -762 | 0 | 0 | 851 | 528 | 0 | 220 | 1395 | 53 | 341 | 3530 | 3288 | 4709 | 0 | 133 | 0 | 216 | 1208 | 0 | 260 | 1200 | 0 | 465 | 0 | 0 | 0 | 0 | 0 | 0 | 0 | 0 | 0
2040-03-04 | 7 | 31.99 | -17012 | -1752 | -867 | 0 | 0 | 1285 | 1490 | 0 | 220 | 1423 | 53 | 341 | 3474 | 3288 | 4464 | 0 | 166 | 76 | 219 | 1211 | 0 | 255 | 1200 | 0 | 465 | 0 | 0 | 0 | 0 | 0 | 0 | 0 | 0 | 0
2040-03-04 | 8 | 31.99 | -17845 | -1752 | -998 | 0 | 0 | 670 | 2272 | 0 | 220 | 1362 | 53 | 335 | 3282 | 3288 | 4792 | 0 | 187 | 768 | 219 | 1221 | 0 | 261 | 1200 | 0 | 465 | 0 | 0 | 0 | 0 | 0 | 0 | 0 | 0 | 0
2040-03-04 | 9 | 17.91 | -18293 | -1689 | -1234 | 0 | 0 | -131 | 2927 | 0 | 220 | 995 | 53 | 175 | 3161 | 3288 | 4915 | 0 | 202 | 2017 | 219 | 1217 | 0 | 292 | 1200 | 0 | 465 | 0 | 0 | 0 | 0 | 0 | 0 | 0 | 0 | 0
2040-03-04 | 10 | 17.91 | -18919 | -1689 | -1444 | 0 | 0 | -963 | 3345 | 0 | 220 | 868 | 53 | 160 | 2751 | 3288 | 4914 | 0 | 227 | 3784 | 219 | 1217 | 0 | 303 | 1200 | 0 | 465 | 0 | 0 | 0 | 0 | 0 | 0 | 0 | 0 | 0
2040-03-04 | 11 | 17.91 | -19015 | -1564 | -1313 | 0 | 0 | -1554 | 3598 | 0 | 220 | 622 | 53 | 160 | 931 | 3288 | 4887 | 0 | 234 | 6046 | 217 | 1233 | 0 | 291 | 1200 | 0 | 465 | 0 | 0 | 0 | 0 | 0 | 0 | 0 | 0 | 0
2040-03-04 | 12 | 12.45 | -18950 | -1505 | -1444 | -837 | -610 | -1859 | 3694 | 0 | 220 | 622 | 53 | 160 | 899 | 3288 | 4886 | 0 | 283 | 7686 | 216 | 1232 | 0 | 302 | 1200 | 0 | 465 | 0 | 0 | 0 | 0 | 0 | 0 | 0 | 0 | 0
2040-03-04 | 13 | 15.24 | -18774 | -1442 | -1576 | 0 | -458 | -1859 | 3688 | 0 | 220 | 622 | 53 | 160 | 899 | 3288 | 4853 | 0 | 339 | 6558 | 216 | 1232 | 0 | 315 | 1200 | 0 | 465 | 0 | 0 | 0 | 0 | 0 | 0 | 0 | 0 | 0
2040-03-04 | 14 | 15.24 | -18524 | -1442 | -1628 | 0 | -80 | -1859 | 3604 | 0 | 220 | 622 | 53 | 160 | 778 | 3288 | 4473 | 0 | 427 | 6463 | 216 | 1233 | 0 | 331 | 1200 | 0 | 465 | 0 | 0 | 0 | 0 | 0 | 0 | 0 | 0 | 0
2040-03-04 | 15 | 24.21 | -18447 | -1384 | -1681 | 0 | 111 | 0 | 3435 | 0 | 220 | 622 | 53 | 261 | 610 | 3288 | 4169 | 0 | 492 | 4803 | 216 | 1227 | 0 | 340 | 1200 | 0 | 465 | 0 | 0 | 0 | 0 | 0 | 0 | 0 | 0 | 0
2040-03-04 | 16 | 24.21 | -18713 | -1442 | -1602 | 2 | 106 | 1512 | 3371 | 0 | 220 | 914 | 53 | 261 | 800 | 3288 | 3964 | 0 | 548 | 3289 | 218 | 1223 | 0 | 322 | 1200 | 0 | 465 | 0 | 0 | 0 | 0 | 0 | 0 | 0 | 0 | 0
2040-03-04 | 17 | 24.21 | -19558 | -1505 | -1576 | 117 | 341 | 1306 | 3577 | 0 | 220 | 1320 | 53 | 261 | 2600 | 3288 | 4005 | 0 | 634 | 1453 | 219 | 1221 | 0 | 359 | 1200 | 0 | 465 | 0 | 0 | 0 | 0 | 0 | 0 | 0 | 0 | 0
2040-03-04 | 18 | 24.21 | -20203 | -1564 | -1628 | 489 | 329 | 1549 | 4217 | 0 | 220 | 1432 | 53 | 261 | 2869 | 3288 | 4388 | 0 | 660 | 149 | 219 | 1221 | 0 | 386 | 1200 | 0 | 465 | 0 | 0 | 0 | 0 | 0 | 0 | 0 | 0 | 0
2040-03-04 | 19 | 24.21 | -19726 | -1689 | -1681 | 57 | 0 | 1383 | 4756 | 0 | 220 | 1395 | 53 | 261 | 3002 | 3288 | 4506 | 0 | 680 | 0 | 218 | 1236 | 0 | 377 | 1200 | 0 | 465 | 0 | 0 | 0 | 0 | 0 | 0 | 0 | 0 | 0
2040-03-04 | 20 | 24.21 | -18768 | -1752 | -1576 | 55 | 2 | 301 | 4402 | 0 | 220 | 1308 | 53 | 261 | 3442 | 3288 | 4530 | 0 | 730 | 0 | 218 | 1236 | 0 | 385 | 1200 | 0 | 465 | 0 | 0 | 0 | 0 | 0 | 0 | 0 | 0 | 0
2040-03-04 | 21 | 24.21 | -17457 | -1954 | -1471 | 0 | 100 | 34 | 3831 | 0 | 220 | 1196 | 53 | 258 | 3280 | 3288 | 4289 | 0 | 814 | 0 | 219 | 1235 | 0 | 399 | 1200 | 0 | 465 | 0 | 0 | 0 | 0 | 0 | 0 | 0 | 0 | 0
2040-03-04 | 22 | 10 | -15815 | -2098 | -1339 | 0 | 0 | 0 | 2975 | 0 | 220 | 967 | 53 | 160 | 2622 | 3288 | 4594 | 0 | 889 | 0 | 219 | 1239 | 0 | 361 | 1200 | 0 | 465 | 0 | 0 | 0 | 0 | 0 | 0 | 49 | 0 | 0
2040-03-04 | 23 | 10 | -14562 | -2242 | -1339 | 0 | 0 | 0 | 1987 | 0 | 220 | 967 | 53 | 160 | 2622 | 3288 | 4570 | 0 | 898 | 0 | 219 | 1233 | 0 | 260 | 1200 | 0 | 465 | 0 | 0 | 0 | 0 | 0 | 0 | 188 | 0 | 0
2040-03-04 | 24 | 11.89 | -14121 | -2395 | -1208 | 0 | 0 | 0 | 1189 | 0 | 220 | 971 | 53 | 160 | 2809 | 3288 | 4611 | 0 | 880 | 0 | 219 | 1221 | 0 | 438 | 1200 | 0 | 465 | 0 | 0 | 0 | 0 | 0 | 0 | 0 | 0 | 0
2040-03-05 | 1 | 28.77 | -13761 | -2471 | -814 | -178 | -118 | -715 | 528 | 0 | 220 | 971 | 53 | 319 | 3321 | 3288 | 4672 | 0 | 847 | 0 | 216 | 1205 | 0 | 750 | 1200 | 0 | 465 | 0 | 0 | 0 | 0 | 0 | 0 | 0 | 0 | 0
2040-03-05 | 2 | 28.77 | -13694 | -2548 | -735 | 0 | -13 | -584 | 528 | 0 | 220 | 971 | 53 | 335 | 3321 | 3288 | 4257 | 0 | 799 | 0 | 214 | 1196 | 0 | 726 | 1200 | 0 | 465 | 0 | 0 | 0 | 0 | 0 | 0 | 0 | 0 | 0
2040-03-05 | 3 | 28.77 | -13785 | -2628 | -630 | 0 | 0 | -463 | 528 | 0 | 220 | 995 | 53 | 341 | 3577 | 3288 | 3949 | 0 | 795 | 0 | 211 | 1184 | 0 | 700 | 1200 | 0 | 465 | 0 | 0 | 0 | 0 | 0 | 0 | 0 | 0 | 0
2040-03-05 | 4 | 28.77 | -14352 | -2709 | -604 | 0 | 0 | -650 | 528 | 0 | 220 | 1238 | 53 | 341 | 4661 | 3288 | 3764 | 0 | 790 | 0 | 206 | 1197 | 0 | 363 | 1200 | 0 | 465 | 0 | 0 | 0 | 0 | 0 | 0 | 0 | 0 | 0
2040-03-05 | 5 | 35.98 | -15826 | -2790 | -604 | 0 | 0 | 0 | 761 | 0 | 220 | 1432 | 53 | 341 | 5764 | 3288 | 3170 | 0 | 787 | 0 | 211 | 1205 | 0 | 323 | 1200 | 0 | 465 | 0 | 0 | 0 | 0 | 0 | 0 | 0 | 0 | 0
2040-03-05 | 6 | 38.88 | -17883 | -2876 | -630 | 0 | 0 | 735 | 1802 | 0 | 220 | 1450 | 53 | 341 | 7080 | 3288 | 2349 | 0 | 721 | 0 | 216 | 1208 | 0 | 260 | 1200 | 0 | 465 | 0 | 0 | 0 | 0 | 0 | 0 | 0 | 0 | 0
2040-03-05 | 7 | 38.88 | -18629 | -2961 | -788 | 0 | 0 | 492 | 3297 | 0 | 220 | 1450 | 53 | 341 | 7080 | 3288 | 2001 | 0 | 679 | 126 | 219 | 1211 | 0 | 255 | 1200 | 0 | 465 | 0 | 0 | 0 | 0 | 0 | 0 | 0 | 0 | 0
2040-03-05 | 8 | 37 | -18824 | -3046 | -972 | 0 | 0 | 0 | 3931 | 0 | 220 | 1415 | 53 | 341 | 6151 | 3288 | 1765 | 0 | 635 | 1675 | 219 | 1221 | 0 | 261 | 1200 | 0 | 465 | 0 | 0 | 0 | 0 | 0 | 0 | 0 | 0 | 0
2040-03-05 | 9 | 28.77 | -18842 | -2790 | -1155 | 0 | 0 | -1285 | 4000 | 0 | 220 | 893 | 53 | 341 | 4613 | 3288 | 1688 | 0 | 582 | 5001 | 219 | 1217 | 0 | 292 | 1200 | 0 | 465 | 0 | 0 | 0 | 0 | 0 | 0 | 0 | 0 | 0
2040-03-05 | 10 | 28.77 | -19132 | -2628 | -1339 | -12 | -119 | -1859 | 4011 | 0 | 220 | 622 | 53 | 341 | 3346 | 3288 | 1430 | 0 | 527 | 7846 | 219 | 1217 | 0 | 303 | 1200 | 0 | 465 | 0 | 0 | 0 | 0 | 0 | 0 | 0 | 0 | 0
2040-03-05 | 11 | 28.77 | -19185 | -2395 | -1313 | -461 | -185 | -1859 | 4032 | 0 | 220 | 622 | 53 | 341 | 2281 | 3288 | 1156 | 0 | 492 | 9506 | 217 | 1233 | 0 | 291 | 1200 | 0 | 465 | 0 | 0 | 0 | 0 | 0 | 0 | 0 | 0 | 0
2040-03-05 | 12 | 28.77 | -18616 | -2318 | -1129 | -651 | -600 | -1859 | 3900 | 0 | 220 | 622 | 53 | 341 | 1006 | 3288 | 1089 | 0 | 413 | 10826 | 216 | 1232 | 0 | 302 | 1200 | 0 | 465 | 0 | 0 | 0 | 0 | 0 | 0 | 0 | 0 | 0
2040-03-05 | 13 | 28.77 | -18480 | -2242 | -1471 | -324 | -284 | -1859 | 3683 | 0 | 220 | 622 | 53 | 341 | 1002 | 3288 | 962 | 0 | 333 | 10728 | 216 | 1232 | 0 | 315 | 1200 | 0 | 465 | 0 | 0 | 0 | 0 | 0 | 0 | 0 | 0 | 0
2040-03-05 | 14 | 28.77 | -18246 | -2098 | -1444 | -106 | -99 | -1587 | 3493 | 0 | 220 | 622 | 53 | 341 | 998 | 3288 | 1028 | 0 | 268 | 9825 | 216 | 1233 | 0 | 331 | 1200 | 0 | 465 | 0 | 0 | 0 | 0 | 0 | 0 | 0 | 0 | 0
2040-03-05 | 15 | 28.77 | -17727 | -2026 | -1287 | 0 | 0 | -264 | 3192 | 0 | 220 | 622 | 53 | 341 | 768 | 3288 | 1063 | 0 | 223 | 8085 | 216 | 1227 | 0 | 340 | 1200 | 0 | 465 | 0 | 0 | 0 | 0 | 0 | 0 | 0 | 0 | 0
2040-03-05 | 16 | 38.88 | -17643 | -1954 | -1707 | 0 | 0 | 653 | 3065 | 0 | 300 | 868 | 53 | 341 | 2728 | 3288 | 1151 | 0 | 203 | 5225 | 218 | 1223 | 0 | 322 | 1200 | 0 | 465 | 0 | 0 | 0 | 0 | 0 | 0 | 0 | 0 | 0
2040-03-05 | 17 | 43.18 | -18373 | -1954 | -2180 | 255 | 375 | 1859 | 3313 | 0 | 300 | 1450 | 53 | 341 | 4278 | 3288 | 1164 | 0 | 187 | 2180 | 219 | 1221 | 0 | 359 | 1200 | 0 | 465 | 0 | 0 | 0 | 0 | 0 | 0 | 0 | 0 | 0
2040-03-05 | 18 | 43.18 | -19372 | -1954 | -2626 | 790 | 508 | 1859 | 4074 | 0 | 300 | 1450 | 53 | 341 | 6234 | 3288 | 1170 | 0 | 194 | 200 | 219 | 1221 | 0 | 386 | 1200 | 0 | 465 | 0 | 0 | 0 | 0 | 0 | 0 | 0 | 0 | 0
2040-03-05 | 19 | 43.18 | -19754 | -2098 | -2521 | 444 | 337 | 1859 | 4756 | 0 | 300 | 1450 | 53 | 341 | 6702 | 3288 | 1163 | 0 | 184 | 0 | 218 | 1236 | 0 | 377 | 1200 | 0 | 465 | 0 | 0 | 0 | 0 | 0 | 0 | 0 | 0 | 0
2040-03-05 | 20 | 38.88 | -19033 | -2098 | -1786 | 0 | 0 | 1460 | 4534 | 0 | 300 | 1450 | 53 | 341 | 6598 | 3288 | 1174 | 0 | 214 | 0 | 218 | 1236 | 0 | 385 | 1200 | 0 | 465 | 0 | 0 | 0 | 0 | 0 | 0 | 0 | 0 | 0
2040-03-05 | 21 | 38.88 | -17845 | -2242 | -1628 | 0 | 0 | 691 | 4042 | 0 | 300 | 1450 | 53 | 341 | 6548 | 3288 | 1261 | 0 | 222 | 0 | 219 | 1235 | 0 | 399 | 1200 | 0 | 465 | 0 | 0 | 0 | 0 | 0 | 0 | 0 | 0 | 0
2040-03-05 | 22 | 38.7 | -16377 | -2395 | -1366 | 0 | 0 | 0 | 3207 | 0 | 300 | 1432 | 53 | 341 | 6170 | 3288 | 1574 | 0 | 239 | 0 | 219 | 1239 | 0 | 410 | 1200 | 0 | 465 | 0 | 0 | 0 | 0 | 0 | 0 | 0 | 0 | 0
2040-03-05 | 23 | 35.98 | -15314 | -2471 | -1129 | 0 | 0 | 0 | 2151 | 0 | 300 | 1411 | 53 | 341 | 5793 | 3288 | 1765 | 0 | 247 | 0 | 219 | 1233 | 0 | 448 | 1200 | 0 | 465 | 0 | 0 | 0 | 0 | 0 | 0 | 0 | 0 | 0
2040-03-05 | 24 | 35.37 | -14482 | -2395 | -919 | 0 | 0 | 0 | 1295 | 0 | 300 | 1395 | 53 | 341 | 5481 | 3288 | 1827 | 0 | 273 | 0 | 219 | 1221 | 0 | 438 | 1200 | 0 | 465 | 0 | 0 | 0 | 0 | 0 | 0 | 0 | 0 | 0
2040-03-06 | 1 | 35.32 | -14090 | -2548 | -814 | 0 | 0 | 0 | 528 | 0 | 300 | 1432 | 53 | 341 | 5527 | 3288 | 1869 | 0 | 277 | 0 | 216 | 1205 | 0 | 750 | 1200 | 0 | 465 | 0 | 0 | 0 | 0 | 0 | 0 | 0 | 0 | 0
2040-03-06 | 2 | 33.72 | -13999 | -2628 | -735 | 0 | 0 | 0 | 528 | 0 | 300 | 1395 | 53 | 341 | 5206 | 3288 | 2181 | 0 | 269 | 0 | 214 | 1196 | 0 | 726 | 1200 | 0 | 465 | 0 | 0 | 0 | 0 | 0 | 0 | 0 | 0 | 0
2040-03-06 | 3 | 29.01 | -14064 | -2709 | -630 | 0 | 0 | -238 | 528 | 0 | 300 | 1395 | 53 | 341 | 4687 | 3288 | 3036 | 0 | 254 | 0 | 211 | 1184 | 0 | 700 | 1200 | 0 | 465 | 0 | 0 | 0 | 0 | 0 | 0 | 0 | 0 | 0
2040-03-06 | 4 | 29.6 | -14591 | -2790 | -604 | 0 | 0 | 0 | 528 | 0 | 300 | 1395 | 53 | 341 | 4572 | 3288 | 3811 | 0 | 266 | 0 | 206 | 1197 | 0 | 363 | 1200 | 0 | 465 | 0 | 0 | 0 | 0 | 0 | 0 | 0 | 0 | 0
2040-03-06 | 5 | 35.98 | -16038 | -2876 | -604 | 0 | 0 | 0 | 534 | 0 | 300 | 1450 | 53 | 341 | 5327 | 3288 | 4537 | 0 | 284 | 0 | 211 | 1205 | 0 | 323 | 1200 | 0 | 465 | 0 | 0 | 0 | 0 | 0 | 0 | 0 | 0 | 0
2040-03-06 | 6 | 39.21 | -18003 | -2961 | -630 | 0 | 0 | 176 | 1522 | 0 | 300 | 1450 | 53 | 341 | 6158 | 3288 | 4653 | 0 | 304 | 0 | 216 | 1208 | 0 | 260 | 1200 | 0 | 465 | 0 | 0 | 0 | 0 | 0 | 0 | 0 | 0 | 0
2040-03-06 | 7 | 38.45 | -18891 | -3132 | -788 | 0 | 0 | 0 | 2959 | 0 | 300 | 1450 | 53 | 341 | 5966 | 3288 | 4647 | 0 | 322 | 133 | 219 | 1211 | 0 | 255 | 1200 | 0 | 465 | 0 | 0 | 0 | 0 | 0 | 0 | 0 | 0 | 0
2040-03-06 | 8 | 26.33 | -19000 | -3132 | -972 | 0 | 0 | -18 | 3609 | 0 | 300 | 1395 | 53 | 341 | 4450 | 3288 | 4261 | 0 | 341 | 1718 | 219 | 1221 | 0 | 261 | 1200 | 0 | 465 | 0 | 0 | 0 | 0 | 0 | 0 | 0 | 0 | 0
2040-03-06 | 9 | 26.33 | -19095 | -2961 | -1155 | 0 | 0 | -992 | 3667 | 0 | 80 | 841 | 53 | 341 | 2722 | 3288 | 4504 | 0 | 496 | 4817 | 219 | 1217 | 0 | 292 | 1200 | 0 | 465 | 0 | 0 | 0 | 0 | 0 | 0 | 0 | 0 | 0
2040-03-06 | 10 | 26.33 | -19415 | -2790 | -1339 | 0 | 0 | -1296 | 3731 | 0 | 80 | 622 | 53 | 341 | 982 | 3288 | 4363 | 0 | 602 | 7375 | 219 | 1217 | 0 | 303 | 1200 | 0 | 465 | 0 | 0 | 0 | 0 | 0 | 0 | 0 | 0 | 0
2040-03-06 | 11 | 22.23 | -19657 | -2628 | -1313 | -17 | -610 | -1859 | 3815 | 0 | 80 | 622 | 53 | 181 | 65 | 3288 | 4297 | 0 | 633 | 9643 | 217 | 1233 | 0 | 291 | 1200 | 0 | 465 | 0 | 0 | 0 | 0 | 0 | 0 | 0 | 0 | 0
2040-03-06 | 12 | 25.02 | -19259 | -2548 | -1129 | 0 | -335 | -1859 | 3799 | 0 | 80 | 622 | 53 | 341 | 0 | 3288 | 3915 | 0 | 651 | 8964 | 216 | 1232 | 0 | 302 | 1200 | 0 | 465 | 0 | 0 | 0 | 0 | 0 | 0 | 0 | 0 | 0
2040-03-06 | 13 | 26.33 | -19078 | -2395 | -1471 | 0 | 0 | -1175 | 3651 | 0 | 80 | 622 | 53 | 341 | 0 | 3288 | 3556 | 0 | 700 | 8397 | 216 | 1232 | 0 | 315 | 1200 | 0 | 465 | 0 | 0 | 0 | 0 | 0 | 0 | 0 | 0 | 0
2040-03-06 | 14 | 26.33 | -19017 | -2395 | -1444 | 0 | 0 | -635 | 3524 | 0 | 80 | 622 | 53 | 341 | 0 | 3288 | 3849 | 0 | 741 | 7547 | 216 | 1233 | 0 | 331 | 1200 | 0 | 465 | 0 | 0 | 0 | 0 | 0 | 0 | 0 | 0 | 0
2040-03-06 | 15 | 35.59 | -18596 | -2395 | -1287 | 0 | 0 | 187 | 3392 | 0 | 80 | 622 | 53 | 341 | 28 | 3288 | 4147 | 0 | 795 | 5896 | 216 | 1227 | 0 | 340 | 1200 | 0 | 465 | 0 | 0 | 0 | 0 | 0 | 0 | 0 | 0 | 0
2040-03-06 | 16 | 35.59 | -18524 | -2395 | -1707 | 0 | 26 | 789 | 3376 | 0 | 0 | 914 | 53 | 341 | 1770 | 3288 | 4176 | 0 | 827 | 3636 | 218 | 1223 | 0 | 322 | 1200 | 0 | 465 | 0 | 0 | 0 | 0 | 0 | 0 | 0 | 0 | 0
2040-03-06 | 17 | 35.59 | -18948 | -2395 | -2180 | 0 | 0 | 654 | 3620 | 0 | 0 | 1395 | 53 | 341 | 3825 | 3288 | 4366 | 0 | 831 | 1685 | 219 | 1221 | 0 | 359 | 1200 | 0 | 465 | 0 | 0 | 0 | 0 | 0 | 0 | 0 | 0 | 0
2040-03-06 | 18 | 35.59 | -19832 | -2471 | -2626 | 0 | 510 | 1834 | 4211 | 0 | 0 | 1450 | 53 | 341 | 4513 | 3288 | 4265 | 0 | 764 | 208 | 219 | 1221 | 0 | 386 | 1200 | 0 | 465 | 0 | 0 | 0 | 0 | 0 | 0 | 0 | 0 | 0
2040-03-06 | 19 | 35.59 | -20061 | -2548 | -2521 | 0 | 175 | 1549 | 4756 | 0 | 0 | 1450 | 53 | 341 | 5143 | 3288 | 4213 | 0 | 666 | 0 | 218 | 1236 | 0 | 377 | 1200 | 0 | 465 | 0 | 0 | 0 | 0 | 0 | 0 | 0 | 0 | 0
2040-03-06 | 20 | 35.59 | -19484 | -2709 | -1786 | 15 | 79 | 783 | 4550 | 0 | 0 | 1450 | 53 | 341 | 5143 | 3288 | 4162 | 0 | 612 | 0 | 218 | 1236 | 0 | 385 | 1200 | 0 | 465 | 0 | 0 | 0 | 0 | 0 | 0 | 0 | 0 | 0
2040-03-06 | 21 | 35.59 | -18425 | -2790 | -1628 | 0 | 23 | 0 | 4132 | 0 | 0 | 1432 | 53 | 341 | 5139 | 3288 | 4269 | 0 | 648 | 0 | 219 | 1235 | 0 | 399 | 1200 | 0 | 465 | 0 | 0 | 0 | 0 | 0 | 0 | 0 | 0 | 0
2040-03-06 | 22 | 27.12 | -16949 | -2876 | -1366 | 0 | 0 | 0 | 3361 | 0 | 0 | 1395 | 53 | 341 | 4403 | 3288 | 4153 | 0 | 663 | 0 | 219 | 1239 | 0 | 410 | 1200 | 0 | 465 | 0 | 0 | 0 | 0 | 0 | 0 | 0 | 0 | 0
2040-03-06 | 23 | 31.75 | -15709 | -2961 | -1129 | 0 | 0 | 0 | 2346 | 0 | 0 | 1308 | 53 | 341 | 4533 | 3288 | 3707 | 0 | 658 | 0 | 219 | 1233 | 0 | 448 | 1200 | 0 | 465 | 0 | 0 | 0 | 0 | 0 | 0 | 0 | 0 | 0
2040-03-06 | 24 | 24.21 | -14964 | -3046 | -919 | 0 | 0 | 0 | 1506 | 0 | 0 | 1260 | 53 | 308 | 3914 | 3288 | 4415 | 0 | 643 | 0 | 219 | 1221 | 0 | 438 | 1200 | 0 | 465 | 0 | 0 | 0 | 0 | 0 | 0 | 0 | 0 | 0
2040-03-07 | 1 | 29.82 | -14562 | -3132 | -814 | 0 | 0 | -675 | 1136 | 0 | 0 | 1292 | 53 | 341 | 4225 | 3288 | 4433 | 0 | 578 | 0 | 216 | 1205 | 0 | 750 | 1200 | 0 | 465 | 0 | 0 | 0 | 0 | 0 | 0 | 0 | 0 | 0
2040-03-07 | 2 | 29.82 | -14463 | -3221 | -735 | 0 | 0 | -260 | 898 | 0 | 0 | 1374 | 53 | 341 | 4197 | 3288 | 4168 | 0 | 558 | 0 | 214 | 1196 | 0 | 726 | 1200 | 0 | 465 | 0 | 0 | 0 | 0 | 0 | 0 | 0 | 0 | 0
2040-03-07 | 3 | 32.43 | -14563 | -3311 | -630 | 0 | 0 | 0 | 835 | 0 | 0 | 1395 | 53 | 341 | 4374 | 3288 | 3941 | 0 | 517 | 0 | 211 | 1184 | 0 | 700 | 1200 | 0 | 465 | 0 | 0 | 0 | 0 | 0 | 0 | 0 | 0 | 0
2040-03-07 | 4 | 35.69 | -15023 | -3401 | -604 | 0 | 0 | 0 | 946 | 0 | 0 | 1422 | 53 | 341 | 5329 | 3288 | 3739 | 0 | 478 | 0 | 206 | 1197 | 0 | 363 | 1200 | 0 | 465 | 0 | 0 | 0 | 0 | 0 | 0 | 0 | 0 | 0
2040-03-07 | 5 | 38.17 | -16443 | -3496 | -604 | 0 | 0 | 0 | 1300 | 0 | 0 | 1450 | 53 | 341 | 6560 | 3288 | 3684 | 0 | 462 | 0 | 211 | 1205 | 0 | 323 | 1200 | 0 | 465 | 0 | 0 | 0 | 0 | 0 | 0 | 0 | 0 | 0
2040-03-07 | 6 | 40.3 | -18521 | -3590 | -630 | 0 | 0 | 309 | 2283 | 0 | 0 | 1450 | 53 | 341 | 7885 | 3288 | 3353 | 0 | 430 | 0 | 216 | 1208 | 0 | 260 | 1200 | 0 | 465 | 0 | 0 | 0 | 0 | 0 | 0 | 0 | 0 | 0
2040-03-07 | 7 | 40.3 | -19557 | -3590 | -788 | 0 | 0 | 383 | 3699 | 0 | 0 | 1450 | 53 | 341 | 7849 | 3288 | 2964 | 0 | 414 | 144 | 219 | 1211 | 0 | 255 | 1200 | 0 | 465 | 0 | 0 | 0 | 0 | 0 | 0 | 0 | 0 | 0
2040-03-07 | 8 | 37.84 | -19619 | -3496 | -972 | 0 | 0 | 0 | 4380 | 0 | 0 | 1450 | 53 | 341 | 6540 | 3288 | 2969 | 0 | 420 | 1279 | 219 | 1221 | 0 | 261 | 1200 | 0 | 465 | 0 | 0 | 0 | 0 | 0 | 0 | 0 | 0 | 0
2040-03-07 | 9 | 27.93 | -19667 | -3311 | -1155 | 0 | 0 | -637 | 4402 | 0 | 0 | 1030 | 53 | 341 | 4575 | 3288 | 2938 | 0 | 438 | 4313 | 219 | 1217 | 0 | 292 | 1200 | 0 | 465 | 0 | 0 | 0 | 0 | 0 | 0 | 0 | 0 | 0
2040-03-07 | 10 | 27.93 | -19929 | -2961 | -1339 | 0 | 0 | -1269 | 4322 | 0 | 0 | 733 | 53 | 341 | 3180 | 3288 | 2623 | 0 | 491 | 7063 | 219 | 1217 | 0 | 303 | 1200 | 0 | 465 | 0 | 0 | 0 | 0 | 0 | 0 | 0 | 0 | 0
2040-03-07 | 11 | 27.93 | -20135 | -2709 | -1313 | 0 | 0 | -856 | 4306 | 0 | 0 | 622 | 53 | 341 | 1260 | 3288 | 2498 | 0 | 537 | 8700 | 217 | 1233 | 0 | 291 | 1200 | 0 | 465 | 0 | 0 | 0 | 0 | 0 | 0 | 0 | 0 | 0
2040-03-07 | 12 | 25.21 | -19606 | -2471 | -1129 | 0 | -610 | -1859 | 4169 | 0 | 0 | 622 | 53 | 341 | 676 | 3288 | 2639 | 0 | 572 | 9900 | 216 | 1232 | 0 | 302 | 1200 | 0 | 465 | 0 | 0 | 0 | 0 | 0 | 0 | 0 | 0 | 0
2040-03-07 | 13 | 26.88 | -19417 | -2318 | -1471 | 0 | -374 | -1859 | 3937 | 0 | 0 | 622 | 53 | 341 | 489 | 3288 | 2792 | 0 | 586 | 9902 | 216 | 1232 | 0 | 315 | 1200 | 0 | 465 | 0 | 0 | 0 | 0 | 0 | 0 | 0 | 0 | 0
2040-03-07 | 14 | 27.93 | -19293 | -2242 | -1444 | 0 | 0 | -1161 | 3752 | 0 | 0 | 622 | 53 | 341 | 530 | 3288 | 3267 | 0 | 591 | 8251 | 216 | 1233 | 0 | 331 | 1200 | 0 | 465 | 0 | 0 | 0 | 0 | 0 | 0 | 0 | 0 | 0
2040-03-07 | 15 | 29.6 | -18876 | -2170 | -1287 | 0 | 0 | 0 | 3535 | 0 | 0 | 622 | 53 | 341 | 570 | 3288 | 3788 | 0 | 633 | 6053 | 216 | 1227 | 0 | 340 | 1200 | 0 | 465 | 0 | 0 | 0 | 0 | 0 | 0 | 0 | 0 | 0
2040-03-07 | 16 | 37.74 | -18733 | -2098 | -1707 | 0 | 0 | 1036 | 3477 | 0 | 220 | 868 | 53 | 341 | 1079 | 3288 | 3843 | 0 | 652 | 4252 | 218 | 1223 | 0 | 322 | 1200 | 0 | 465 | 0 | 0 | 0 | 0 | 0 | 0 | 0 | 0 | 0
2040-03-07 | 17 | 37.74 | -19112 | -2098 | -2180 | 0 | 14 | 901 | 3678 | 0 | 220 | 1395 | 53 | 341 | 3713 | 3288 | 3778 | 0 | 626 | 1918 | 219 | 1221 | 0 | 359 | 1200 | 0 | 465 | 0 | 0 | 0 | 0 | 0 | 0 | 0 | 0 | 0
2040-03-07 | 18 | 38.45 | -19946 | -2170 | -2626 | 0 | 610 | 1859 | 4243 | 0 | 220 | 1450 | 53 | 341 | 4751 | 3288 | 3675 | 0 | 567 | 195 | 219 | 1221 | 0 | 386 | 1200 | 0 | 465 | 0 | 0 | 0 | 0 | 0 | 0 | 0 | 0 | 0
2040-03-07 | 19 | 37.74 | -20247 | -2242 | -2521 | 0 | 122 | 1819 | 4756 | 0 | 220 | 1450 | 53 | 341 | 5522 | 3288 | 3408 | 0 | 535 | 0 | 218 | 1236 | 0 | 377 | 1200 | 0 | 465 | 0 | 0 | 0 | 0 | 0 | 0 | 0 | 0 | 0
2040-03-07 | 20 | 37.74 | -19699 | -2318 | -1786 | 0 | 100 | 40 | 4539 | 0 | 220 | 1450 | 53 | 341 | 6097 | 3288 | 3629 | 0 | 542 | 0 | 218 | 1236 | 0 | 385 | 1200 | 0 | 465 | 0 | 0 | 0 | 0 | 0 | 0 | 0 | 0 | 0
2040-03-07 | 21 | 37.1 | -18635 | -2395 | -1628 | 0 | 0 | 0 | 4137 | 0 | 220 | 1450 | 53 | 341 | 5983 | 3288 | 3110 | 0 | 557 | 0 | 219 | 1235 | 0 | 399 | 1200 | 0 | 465 | 0 | 0 | 0 | 0 | 0 | 0 | 0 | 0 | 0
2040-03-07 | 22 | 35.37 | -17083 | -2471 | -1366 | 0 | 0 | 0 | 3345 | 0 | 220 | 1395 | 53 | 341 | 5478 | 3288 | 2718 | 0 | 549 | 0 | 219 | 1239 | 0 | 410 | 1200 | 0 | 465 | 0 | 0 | 0 | 0 | 0 | 0 | 0 | 0 | 0
2040-03-07 | 23 | 33.72 | -15904 | -2628 | -1129 | 0 | 0 | 0 | 2320 | 0 | 220 | 1395 | 53 | 341 | 5285 | 3288 | 2639 | 0 | 556 | 0 | 219 | 1233 | 0 | 448 | 1200 | 0 | 465 | 0 | 0 | 0 | 0 | 0 | 0 | 0 | 0 | 0
2040-03-07 | 24 | 33.72 | -15060 | -2628 | -919 | 0 | 0 | 0 | 1464 | 0 | 220 | 1391 | 53 | 341 | 4996 | 3288 | 2757 | 0 | 554 | 0 | 219 | 1221 | 0 | 438 | 1200 | 0 | 465 | 0 | 0 | 0 | 0 | 0 | 0 | 0 | 0 | 0
2040-03-08 | 1 | 30.45 | -14645 | -2790 | -814 | 0 | 0 | -517 | 1522 | 0 | 220 | 1299 | 53 | 341 | 4769 | 3288 | 2924 | 0 | 513 | 0 | 216 | 1205 | 0 | 750 | 1200 | 0 | 465 | 0 | 0 | 0 | 0 | 0 | 0 | 0 | 0 | 0
2040-03-08 | 2 | 30.45 | -14553 | -2876 | -735 | 0 | 0 | -362 | 1268 | 0 | 300 | 1313 | 53 | 341 | 4673 | 3288 | 2984 | 0 | 505 | 0 | 214 | 1196 | 0 | 726 | 1200 | 0 | 465 | 0 | 0 | 0 | 0 | 0 | 0 | 0 | 0 | 0
2040-03-08 | 3 | 30.45 | -14632 | -2961 | -630 | 0 | 0 | -273 | 1205 | 0 | 300 | 1390 | 53 | 341 | 4638 | 3288 | 2966 | 0 | 554 | 0 | 211 | 1184 | 0 | 700 | 1200 | 0 | 465 | 0 | 0 | 0 | 0 | 0 | 0 | 0 | 0 | 0
2040-03-08 | 4 | 37.72 | -15168 | -3046 | -604 | 0 | 0 | 0 | 1295 | 0 | 300 | 1395 | 53 | 341 | 5720 | 3288 | 2425 | 0 | 571 | 0 | 206 | 1197 | 0 | 363 | 1200 | 0 | 465 | 0 | 0 | 0 | 0 | 0 | 0 | 0 | 0 | 0
2040-03-08 | 5 | 39.79 | -16562 | -3046 | -604 | 0 | 0 | 0 | 1659 | 0 | 300 | 1450 | 53 | 341 | 7405 | 3288 | 1753 | 0 | 559 | 0 | 211 | 1205 | 0 | 323 | 1200 | 0 | 465 | 0 | 0 | 0 | 0 | 0 | 0 | 0 | 0 | 0
2040-03-08 | 6 | 41.15 | -18495 | -3132 | -630 | 0 | 0 | 620 | 2663 | 0 | 300 | 1450 | 53 | 341 | 8611 | 3288 | 1030 | 0 | 551 | 0 | 216 | 1208 | 0 | 260 | 1200 | 0 | 465 | 0 | 0 | 0 | 0 | 0 | 0 | 0 | 0 | 0
2040-03-08 | 7 | 41.15 | -19420 | -3221 | -788 | 0 | 0 | 233 | 4106 | 0 | 300 | 1450 | 53 | 341 | 8936 | 3288 | 672 | 0 | 544 | 156 | 219 | 1211 | 0 | 255 | 1200 | 0 | 465 | 0 | 0 | 0 | 0 | 0 | 0 | 0 | 0 | 0
2040-03-08 | 8 | 38.75 | -19452 | -3132 | -972 | 0 | 0 | 0 | 4756 | 0 | 300 | 1450 | 53 | 341 | 7091 | 3288 | 392 | 0 | 536 | 1983 | 219 | 1221 | 0 | 261 | 1200 | 0 | 465 | 0 | 0 | 0 | 0 | 0 | 0 | 0 | 0 | 0
2040-03-08 | 9 | 31.75 | -19590 | -2876 | -1155 | 0 | 0 | 0 | 4708 | 0 | 300 | 1062 | 53 | 341 | 4966 | 3288 | 183 | 0 | 513 | 4813 | 219 | 1217 | 0 | 292 | 1200 | 0 | 465 | 0 | 0 | 0 | 0 | 0 | 0 | 0 | 0 | 0
2040-03-08 | 10 | 29.8 | -19731 | -2471 | -1339 | 0 | 0 | -1382 | 4650 | 0 | 300 | 689 | 53 | 341 | 4095 | 3288 | 121 | 0 | 475 | 7506 | 219 | 1217 | 0 | 303 | 1200 | 0 | 465 | 0 | 0 | 0 | 0 | 0 | 0 | 0 | 0 | 0
2040-03-08 | 11 | 29.05 | -19809 | -2242 | -1313 | 0 | -46 | -1859 | 4565 | 0 | 300 | 622 | 53 | 341 | 2870 | 3288 | 112 | 0 | 428 | 9283 | 217 | 1233 | 0 | 291 | 1200 | 0 | 465 | 0 | 0 | 0 | 0 | 0 | 0 | 0 | 0 | 0
2040-03-08 | 12 | 29.05 | -19140 | -2026 | -1129 | 0 | -445 | -1859 | 4354 | 0 | 300 | 622 | 53 | 341 | 1980 | 3288 | 146 | 0 | 408 | 9693 | 216 | 1232 | 0 | 302 | 1200 | 0 | 465 | 0 | 0 | 0 | 0 | 0 | 0 | 0 | 0 | 0
2040-03-08 | 13 | 29.05 | -18935 | -1887 | -1471 | 0 | -186 | -1859 | 4021 | 0 | 300 | 622 | 53 | 341 | 1921 | 3288 | 197 | 0 | 385 | 9782 | 216 | 1232 | 0 | 315 | 1200 | 0 | 465 | 0 | 0 | 0 | 0 | 0 | 0 | 0 | 0 | 0
2040-03-08 | 14 | 29.8 | -18690 | -1689 | -1444 | 0 | 0 | -1549 | 3746 | 0 | 300 | 622 | 53 | 341 | 1752 | 3288 | 333 | 0 | 404 | 9087 | 216 | 1233 | 0 | 331 | 1200 | 0 | 465 | 0 | 0 | 0 | 0 | 0 | 0 | 0 | 0 | 0
2040-03-08 | 15 | 38.88 | -18116 | -1626 | -1287 | 0 | 0 | 0 | 3440 | 0 | 300 | 688 | 53 | 341 | 2518 | 3288 | 547 | 0 | 430 | 5976 | 216 | 1227 | 0 | 340 | 1200 | 0 | 465 | 0 | 0 | 0 | 0 | 0 | 0 | 0 | 0 | 0
2040-03-08 | 16 | 40.27 | -17873 | -1564 | -1707 | 0 | 0 | 1573 | 3281 | 0 | 300 | 1082 | 53 | 341 | 3210 | 3288 | 709 | 0 | 409 | 3470 | 218 | 1223 | 0 | 322 | 1200 | 0 | 465 | 0 | 0 | 0 | 0 | 0 | 0 | 0 | 0 | 0
2040-03-08 | 17 | 40.27 | -18112 | -1564 | -2180 | 0 | 169 | 1779 | 3424 | 0 | 300 | 1432 | 53 | 341 | 4658 | 3288 | 888 | 0 | 402 | 1657 | 219 | 1221 | 0 | 359 | 1200 | 0 | 465 | 0 | 0 | 0 | 0 | 0 | 0 | 0 | 0 | 0
2040-03-08 | 18 | 40.27 | -18952 | -1564 | -2626 | 0 | 313 | 1829 | 3878 | 0 | 300 | 1450 | 53 | 341 | 6655 | 3288 | 926 | 0 | 411 | 206 | 219 | 1221 | 0 | 386 | 1200 | 0 | 465 | 0 | 0 | 0 | 0 | 0 | 0 | 0 | 0 | 0
2040-03-08 | 19 | 40.27 | -19139 | -1626 | -2521 | 0 | 100 | 1116 | 4412 | 0 | 300 | 1450 | 53 | 341 | 7090 | 3288 | 1175 | 0 | 465 | 0 | 218 | 1236 | 0 | 377 | 1200 | 0 | 465 | 0 | 0 | 0 | 0 | 0 | 0 | 0 | 0 | 0
2040-03-08 | 20 | 40.24 | -18475 | -1752 | -1786 | 0 | 0 | 0 | 4143 | 0 | 300 | 1450 | 53 | 341 | 7230 | 3288 | 1098 | 0 | 606 | 0 | 218 | 1236 | 0 | 385 | 1200 | 0 | 465 | 0 | 0 | 0 | 0 | 0 | 0 | 0 | 0 | 0
2040-03-08 | 21 | 39.39 | -17679 | -1887 | -1628 | 0 | 0 | 0 | 3678 | 0 | 300 | 1450 | 53 | 341 | 6791 | 3288 | 1137 | 0 | 637 | 0 | 219 | 1235 | 0 | 399 | 1200 | 0 | 465 | 0 | 0 | 0 | 0 | 0 | 0 | 0 | 0 | 0
2040-03-08 | 22 | 37.9 | -16607 | -1954 | -1366 | 0 | 0 | 0 | 3038 | 0 | 300 | 1432 | 53 | 341 | 6149 | 3288 | 1155 | 0 | 638 | 0 | 219 | 1239 | 0 | 410 | 1200 | 0 | 465 | 0 | 0 | 0 | 0 | 0 | 0 | 0 | 0 | 0
2040-03-08 | 23 | 35.98 | -15430 | -1954 | -1129 | 0 | 0 | 0 | 2177 | 0 | 300 | 1395 | 53 | 341 | 5674 | 3288 | 1095 | 0 | 626 | 0 | 219 | 1233 | 0 | 448 | 1200 | 0 | 465 | 0 | 0 | 0 | 0 | 0 | 0 | 0 | 0 | 0
2040-03-08 | 24 | 35.98 | -14517 | -2098 | -919 | 0 | 0 | 0 | 1363 | 0 | 300 | 1395 | 53 | 341 | 5642 | 3288 | 979 | 0 | 631 | 0 | 219 | 1221 | 0 | 438 | 1200 | 0 | 465 | 0 | 0 | 0 | 0 | 0 | 0 | 0 | 0 | 0
2040-03-09 | 1 | 28.77 | -14201 | -2242 | -814 | 0 | 0 | -409 | 2288 | 0 | 300 | 1082 | 53 | 341 | 4697 | 3288 | 1183 | 0 | 598 | 0 | 216 | 1205 | 0 | 750 | 1200 | 0 | 465 | 0 | 0 | 0 | 0 | 0 | 0 | 0 | 0 | 0
2040-03-09 | 2 | 28.77 | -13880 | -2170 | -735 | 0 | 0 | -60 | 1960 | 0 | 300 | 1037 | 53 | 341 | 4426 | 3288 | 1020 | 0 | 620 | 0 | 214 | 1196 | 0 | 726 | 1200 | 0 | 465 | 0 | 0 | 0 | 0 | 0 | 0 | 0 | 0 | 0
2040-03-09 | 3 | 33.54 | -13871 | -2395 | -630 | 0 | 0 | 0 | 1812 | 0 | 300 | 1238 | 53 | 341 | 4771 | 3288 | 731 | 0 | 601 | 0 | 211 | 1184 | 0 | 700 | 1200 | 0 | 465 | 0 | 0 | 0 | 0 | 0 | 0 | 0 | 0 | 0
2040-03-09 | 4 | 37.1 | -14110 | -2395 | -604 | 0 | 0 | 0 | 1791 | 0 | 300 | 1308 | 53 | 341 | 5410 | 3288 | 567 | 0 | 619 | 0 | 206 | 1197 | 0 | 363 | 1200 | 0 | 465 | 0 | 0 | 0 | 0 | 0 | 0 | 0 | 0 | 0
2040-03-09 | 5 | 38.75 | -14691 | -2395 | -604 | 0 | 0 | 0 | 1976 | 0 | 300 | 1395 | 53 | 341 | 5857 | 3288 | 456 | 0 | 620 | 0 | 211 | 1205 | 0 | 323 | 1200 | 0 | 465 | 0 | 0 | 0 | 0 | 0 | 0 | 0 | 0 | 0
2040-03-09 | 6 | 38.88 | -15362 | -2471 | -630 | 0 | 0 | 137 | 2489 | 0 | 300 | 1395 | 53 | 341 | 6088 | 3288 | 414 | 0 | 609 | 0 | 216 | 1208 | 0 | 260 | 1200 | 0 | 465 | 0 | 0 | 0 | 0 | 0 | 0 | 0 | 0 | 0
2040-03-09 | 7 | 38.88 | -16090 | -2548 | -788 | 0 | 0 | 210 | 3160 | 0 | 300 | 1395 | 53 | 341 | 6084 | 3288 | 476 | 0 | 583 | 186 | 219 | 1211 | 0 | 255 | 1200 | 0 | 465 | 0 | 0 | 0 | 0 | 0 | 0 | 0 | 0 | 0
2040-03-09 | 8 | 34.21 | -16988 | -2471 | -972 | 0 | 0 | 0 | 3778 | 0 | 300 | 1201 | 53 | 341 | 5025 | 3288 | 475 | 0 | 547 | 2055 | 219 | 1221 | 0 | 261 | 1200 | 0 | 465 | 0 | 0 | 0 | 0 | 0 | 0 | 0 | 0 | 0
2040-03-09 | 9 | 23.67 | -17558 | -2098 | -1155 | 0 | 0 | -417 | 4306 | 0 | 0 | 637 | 53 | 233 | 3365 | 3288 | 400 | 0 | 491 | 5063 | 219 | 1217 | 0 | 292 | 1200 | 0 | 465 | 0 | 0 | 0 | 0 | 0 | 0 | 0 | 0 | 0
2040-03-09 | 10 | 23.67 | -17998 | -1752 | -1339 | 0 | 0 | -566 | 4587 | 0 | 0 | 622 | 53 | 218 | 767 | 3288 | 379 | 0 | 478 | 7859 | 219 | 1217 | 0 | 303 | 1200 | 0 | 465 | 0 | 0 | 0 | 0 | 0 | 0 | 0 | 0 | 0
2040-03-09 | 11 | 19.14 | -17966 | -1442 | -1313 | -234 | 0 | -1859 | 4655 | 0 | 0 | 622 | 53 | 160 | 165 | 3288 | 403 | 0 | 491 | 9571 | 217 | 1233 | 0 | 291 | 1200 | 0 | 465 | 0 | 0 | 0 | 0 | 0 | 0 | 0 | 0 | 0
2040-03-09 | 12 | 5 | -17257 | -1384 | -1129 | -908 | -610 | -1859 | 4444 | 0 | 0 | 622 | 53 | 160 | 100 | 3288 | 353 | 0 | 501 | 10803 | 216 | 942 | 0 | 0 | 1200 | 0 | 465 | 0 | 0 | 0 | 0 | 290 | 0 | 302 | 0 | 0
2040-03-09 | 13 | 5 | -16736 | -1218 | -1471 | -908 | -593 | -1859 | 4021 | 0 | 0 | 622 | 53 | 160 | 100 | 3288 | 247 | 0 | 527 | 10998 | 216 | 887 | 0 | 0 | 1200 | 0 | 465 | 0 | 0 | 0 | 0 | 345 | 0 | 315 | 0 | 0
2040-03-09 | 14 | 5 | -16325 | -1114 | -1444 | -908 | -216 | -1859 | 3546 | 0 | 0 | 622 | 53 | 160 | 0 | 3288 | 153 | 0 | 511 | 10420 | 216 | 1233 | 0 | 0 | 1200 | 0 | 465 | 0 | 0 | 0 | 0 | 0 | 0 | 331 | 0 | 0
2040-03-09 | 15 | 23.67 | -15765 | -1114 | -1287 | 0 | 0 | -1746 | 3123 | 0 | 0 | 622 | 53 | 227 | 0 | 3288 | 101 | 0 | 486 | 8564 | 216 | 1227 | 0 | 340 | 1200 | 0 | 465 | 0 | 0 | 0 | 0 | 0 | 0 | 0 | 0 | 0
2040-03-09 | 16 | 31.99 | -15552 | -1065 | -1707 | 196 | 0 | 113 | 2970 | 0 | 0 | 622 | 53 | 335 | 1177 | 3288 | 70 | 0 | 411 | 5660 | 218 | 1223 | 0 | 322 | 1200 | 0 | 465 | 0 | 0 | 0 | 0 | 0 | 0 | 0 | 0 | 0
2040-03-09 | 17 | 31.99 | -16042 | -1114 | -2180 | 92 | 0 | 1509 | 3192 | 0 | 0 | 1037 | 53 | 341 | 3594 | 3288 | 123 | 0 | 326 | 2317 | 219 | 1221 | 0 | 359 | 1200 | 0 | 465 | 0 | 0 | 0 | 0 | 0 | 0 | 0 | 0 | 0
2040-03-09 | 18 | 32.43 | -17133 | -1164 | -2626 | 908 | 610 | 1859 | 3931 | 0 | 0 | 1450 | 53 | 341 | 4315 | 3288 | 199 | 0 | 237 | 240 | 219 | 1221 | 0 | 386 | 1200 | 0 | 465 | 0 | 0 | 0 | 0 | 0 | 0 | 0 | 0 | 0
2040-03-09 | 19 | 31.99 | -17363 | -1272 | -2521 | 762 | 508 | 1549 | 4756 | 0 | 0 | 1450 | 53 | 341 | 4380 | 3288 | 371 | 0 | 200 | 0 | 218 | 1236 | 0 | 377 | 1200 | 0 | 465 | 0 | 0 | 0 | 0 | 0 | 0 | 0 | 0 | 0
2040-03-09 | 20 | 31.99 | -16836 | -1505 | -1786 | 305 | 0 | 1221 | 4560 | 0 | 0 | 1395 | 53 | 341 | 4568 | 3288 | 670 | 0 | 222 | 0 | 218 | 1236 | 0 | 385 | 1200 | 0 | 465 | 0 | 0 | 0 | 0 | 0 | 0 | 0 | 0 | 0
2040-03-09 | 21 | 31.99 | -16235 | -1689 | -1628 | 163 | 0 | 891 | 4180 | 0 | 0 | 1367 | 53 | 341 | 4568 | 3288 | 912 | 0 | 272 | 0 | 219 | 1235 | 0 | 399 | 1200 | 0 | 465 | 0 | 0 | 0 | 0 | 0 | 0 | 0 | 0 | 0
2040-03-09 | 22 | 31.99 | -15395 | -1752 | -1366 | 118 | 2 | 336 | 3593 | 0 | 0 | 1238 | 53 | 341 | 4547 | 3288 | 1147 | 0 | 316 | 0 | 219 | 1239 | 0 | 410 | 1200 | 0 | 465 | 0 | 0 | 0 | 0 | 0 | 0 | 0 | 0 | 0
2040-03-09 | 23 | 31.99 | -14634 | -1820 | -1129 | 0 | 100 | 44 | 2848 | 0 | 0 | 1075 | 53 | 341 | 4520 | 3288 | 1387 | 0 | 361 | 0 | 219 | 1233 | 0 | 448 | 1200 | 0 | 465 | 0 | 0 | 0 | 0 | 0 | 0 | 0 | 0 | 0
2040-03-09 | 24 | 24.21 | -13733 | -1752 | -919 | 0 | 0 | 0 | 2087 | 0 | 0 | 971 | 53 | 316 | 4134 | 3288 | 1632 | 0 | 381 | 0 | 219 | 1221 | 0 | 438 | 1200 | 0 | 465 | 0 | 0 | 0 | 0 | 0 | 0 | 0 | 0 | 0
2040-03-10 | 1 | 32.43 | -13613 | -1752 | -1077 | 0 | -118 | -136 | 845 | 0 | 0 | 1238 | 53 | 341 | 4563 | 3288 | 2137 | 0 | 395 | 0 | 216 | 1205 | 0 | 750 | 1200 | 0 | 465 | 0 | 0 | 0 | 0 | 0 | 0 | 0 | 0 | 0
2040-03-10 | 2 | 32.43 | -13404 | -1752 | -919 | 0 | -108 | -311 | 671 | 0 | 0 | 1082 | 53 | 341 | 4358 | 3288 | 2493 | 0 | 408 | 0 | 214 | 1196 | 0 | 726 | 1200 | 0 | 465 | 0 | 0 | 0 | 0 | 0 | 0 | 0 | 0 | 0
2040-03-10 | 3 | 32.43 | -13226 | -1820 | -814 | 0 | 0 | -423 | 528 | 0 | 0 | 1013 | 53 | 341 | 4031 | 3288 | 2846 | 0 | 421 | 0 | 211 | 1184 | 0 | 700 | 1200 | 0 | 465 | 0 | 0 | 0 | 0 | 0 | 0 | 0 | 0 | 0
2040-03-10 | 4 | 32.43 | -13312 | -1820 | -762 | 0 | -191 | -28 | 528 | 0 | 0 | 995 | 53 | 341 | 4031 | 3288 | 3004 | 0 | 440 | 0 | 206 | 1197 | 0 | 363 | 1200 | 0 | 465 | 0 | 0 | 0 | 0 | 0 | 0 | 0 | 0 | 0
2040-03-10 | 5 | 32.43 | -13585 | -1752 | -735 | 0 | 0 | -162 | 528 | 0 | 0 | 971 | 53 | 341 | 3702 | 3288 | 3496 | 0 | 451 | 0 | 211 | 1205 | 0 | 323 | 1200 | 0 | 465 | 0 | 0 | 0 | 0 | 0 | 0 | 0 | 0 | 0
2040-03-10 | 6 | 32.43 | -14067 | -1689 | -762 | 0 | 0 | -127 | 528 | 0 | 0 | 995 | 53 | 341 | 3702 | 3288 | 3899 | 0 | 489 | 0 | 216 | 1208 | 0 | 260 | 1200 | 0 | 465 | 0 | 0 | 0 | 0 | 0 | 0 | 0 | 0 | 0
2040-03-10 | 7 | 32.43 | -14691 | -1689 | -867 | 0 | 0 | -437 | 919 | 0 | 0 | 995 | 53 | 341 | 3592 | 3288 | 4600 | 0 | 545 | 0 | 219 | 1211 | 0 | 255 | 1200 | 0 | 465 | 0 | 0 | 0 | 0 | 0 | 0 | 0 | 0 | 0
2040-03-10 | 8 | 32.43 | -15638 | -1752 | -998 | 0 | 0 | -270 | 1490 | 0 | 0 | 1043 | 53 | 341 | 3592 | 3288 | 4826 | 0 | 598 | 62 | 219 | 1221 | 0 | 261 | 1200 | 0 | 465 | 0 | 0 | 0 | 0 | 0 | 0 | 0 | 0 | 0
2040-03-10 | 9 | 32.43 | -16743 | -1752 | -1234 | 0 | 0 | -248 | 2325 | 0 | 0 | 1082 | 53 | 341 | 3592 | 3288 | 4873 | 0 | 617 | 413 | 219 | 1217 | 0 | 292 | 1200 | 0 | 465 | 0 | 0 | 0 | 0 | 0 | 0 | 0 | 0 | 0
2040-03-10 | 10 | 32.43 | -17751 | -1689 | -1444 | 0 | -5 | -148 | 3197 | 0 | 0 | 995 | 53 | 341 | 3192 | 3288 | 4883 | 0 | 629 | 1056 | 219 | 1217 | 0 | 303 | 1200 | 0 | 465 | 0 | 0 | 0 | 0 | 0 | 0 | 0 | 0 | 0
2040-03-10 | 11 | 32.43 | -18335 | -1752 | -1313 | 0 | 0 | -812 | 3863 | 0 | 0 | 914 | 53 | 341 | 3192 | 3288 | 4882 | 0 | 643 | 1630 | 217 | 1233 | 0 | 291 | 1200 | 0 | 465 | 0 | 0 | 0 | 0 | 0 | 0 | 0 | 0 | 0
2040-03-10 | 12 | 32.43 | -18563 | -1689 | -1444 | 0 | 0 | -1354 | 4306 | 0 | 0 | 738 | 53 | 341 | 2544 | 3288 | 4881 | 0 | 700 | 2784 | 216 | 1232 | 0 | 302 | 1200 | 0 | 465 | 0 | 0 | 0 | 0 | 0 | 0 | 0 | 0 | 0
2040-03-10 | 13 | 32.43 | -18449 | -1626 | -1576 | 0 | -10 | -165 | 4507 | 0 | 0 | 622 | 53 | 341 | 311 | 3288 | 4871 | 0 | 760 | 3643 | 216 | 1232 | 0 | 315 | 1200 | 0 | 465 | 0 | 0 | 0 | 0 | 0 | 0 | 0 | 0 | 0
2040-03-10 | 14 | 37.1 | -18218 | -1626 | -1628 | 0 | 0 | 0 | 4454 | 0 | 0 | 622 | 53 | 341 | 456 | 3288 | 4869 | 0 | 786 | 3157 | 216 | 1233 | 0 | 331 | 1200 | 0 | 465 | 0 | 0 | 0 | 0 | 0 | 0 | 0 | 0 | 0
2040-03-10 | 15 | 43.83 | -18128 | -1564 | -1681 | 0 | 0 | 219 | 4280 | 0 | 0 | 733 | 53 | 341 | 815 | 3288 | 4877 | 0 | 846 | 2472 | 216 | 1227 | 0 | 340 | 1200 | 0 | 465 | 0 | 0 | 0 | 0 | 0 | 0 | 0 | 0 | 0
2040-03-10 | 16 | 43.83 | -18290 | -1564 | -1602 | 0 | 0 | 456 | 4169 | 0 | 220 | 841 | 53 | 341 | 815 | 3288 | 4872 | 0 | 872 | 2100 | 218 | 1223 | 0 | 322 | 1200 | 0 | 465 | 0 | 0 | 0 | 0 | 0 | 0 | 0 | 0 | 0
2040-03-10 | 17 | 44.2 | -18562 | -1505 | -1576 | 0 | 270 | 1610 | 4227 | 0 | 220 | 914 | 53 | 341 | 962 | 3288 | 4090 | 0 | 900 | 1302 | 219 | 1221 | 0 | 359 | 1200 | 0 | 465 | 0 | 0 | 0 | 0 | 0 | 0 | 0 | 0 | 0
2040-03-10 | 18 | 43.83 | -18894 | -1505 | -1628 | 0 | 2 | 1113 | 4454 | 0 | 220 | 971 | 53 | 341 | 1879 | 3288 | 4410 | 0 | 891 | 914 | 219 | 1221 | 0 | 386 | 1200 | 0 | 465 | 0 | 0 | 0 | 0 | 0 | 0 | 0 | 0 | 0
2040-03-10 | 19 | 38.48 | -19112 | -1442 | -1681 | 0 | 100 | 24 | 4682 | 0 | 300 | 1117 | 53 | 341 | 2946 | 3288 | 4884 | 0 | 873 | 131 | 218 | 1236 | 0 | 377 | 1200 | 0 | 465 | 0 | 0 | 0 | 0 | 0 | 0 | 0 | 0 | 0
2040-03-10 | 20 | 25.21 | -18431 | -1442 | -1576 | 0 | 0 | 0 | 4756 | 0 | 300 | 971 | 53 | 325 | 2531 | 3288 | 4882 | 0 | 838 | 0 | 218 | 1236 | 0 | 385 | 1200 | 0 | 465 | 0 | 0 | 0 | 0 | 0 | 0 | 0 | 0 | 0
2040-03-10 | 21 | 10 | -17304 | -1442 | -1471 | 0 | 0 | 0 | 4190 | 0 | 300 | 914 | 53 | 166 | 2282 | 3288 | 4849 | 0 | 775 | 0 | 219 | 1235 | 0 | 279 | 1200 | 0 | 465 | 0 | 0 | 0 | 0 | 0 | 0 | 120 | 0 | 0
2040-03-10 | 22 | 5 | -15749 | -1442 | -1339 | 0 | 0 | 0 | 3303 | 0 | 300 | 841 | 53 | 160 | 2722 | 3288 | 4849 | 0 | 753 | 0 | 219 | 377 | 0 | 0 | 1200 | 0 | 465 | 0 | 0 | 0 | 0 | 862 | 0 | 410 | 0 | 0
2040-03-10 | 23 | 5 | -14382 | -1442 | -1339 | 0 | 0 | 0 | 2203 | 0 | 300 | 841 | 53 | 160 | 2722 | 3288 | 4820 | 0 | 682 | 0 | 219 | 209 | 0 | 0 | 1200 | 0 | 465 | 0 | 0 | 0 | 0 | 1024 | 0 | 448 | 0 | 0
2040-03-10 | 24 | 5 | -13592 | -1505 | -1208 | 0 | 0 | 0 | 1205 | 0 | 300 | 841 | 53 | 160 | 2931 | 3288 | 4744 | 0 | 565 | 0 | 219 | 334 | 0 | 0 | 1200 | 0 | 465 | 0 | 0 | 0 | 0 | 887 | 0 | 438 | 0 | 0
2040-03-11 | 1 | 10 | -13208 | -1505 | -1077 | 0 | 0 | -1489 | 724 | 0 | 300 | 868 | 53 | 160 | 2931 | 3288 | 4586 | 0 | 532 | 0 | 216 | 1205 | 0 | 750 | 1200 | 0 | 465 | 0 | 0 | 0 | 0 | 0 | 0 | 0 | 0 | 0
2040-03-11 | 2 | 10 | -13085 | -1505 | -919 | 0 | 0 | -1179 | 528 | 0 | 300 | 841 | 53 | 160 | 2305 | 3288 | 4875 | 0 | 536 | 0 | 214 | 1196 | 0 | 726 | 1200 | 0 | 465 | 0 | 0 | 0 | 0 | 0 | 0 | 0 | 0 | 0
2040-03-11 | 3 | 10 | -13148 | -1505 | -814 | 0 | 0 | -788 | 528 | 0 | 300 | 841 | 53 | 160 | 2305 | 3288 | 4875 | 0 | 565 | 0 | 211 | 1184 | 0 | 279 | 1200 | 0 | 465 | 0 | 0 | 0 | 0 | 0 | 0 | 421 | 0 | 0
2040-03-11 | 4 | 10 | -13716 | -1505 | -762 | 0 | 0 | -128 | 528 | 0 | 300 | 868 | 53 | 160 | 2305 | 3288 | 4853 | 0 | 686 | 0 | 206 | 1197 | 0 | 0 | 1200 | 0 | 465 | 0 | 0 | 0 | 0 | 0 | 0 | 363 | 0 | 0
2040-03-11 | 5 | 11.89 | -15126 | -1442 | -735 | 0 | 0 | 0 | 555 | 0 | 300 | 995 | 53 | 160 | 3046 | 3288 | 4740 | 0 | 762 | 0 | 211 | 1205 | 0 | 323 | 1200 | 0 | 465 | 0 | 0 | 0 | 0 | 0 | 0 | 0 | 0 | 0
2040-03-11 | 6 | 13.52 | -17365 | -1384 | -762 | 0 | 0 | 1051 | 1548 | 0 | 300 | 1390 | 53 | 160 | 3118 | 3288 | 4508 | 0 | 745 | 0 | 216 | 1208 | 0 | 260 | 1200 | 0 | 465 | 0 | 0 | 0 | 0 | 0 | 0 | 0 | 0 | 0
2040-03-11 | 7 | 13.52 | -18654 | -1442 | -867 | 0 | 0 | 1236 | 3266 | 0 | 300 | 1390 | 53 | 160 | 3118 | 3288 | 4088 | 0 | 715 | 0 | 219 | 1211 | 0 | 255 | 1200 | 0 | 465 | 0 | 0 | 0 | 0 | 0 | 0 | 0 | 0 | 0
2040-03-11 | 8 | 13.52 | -18513 | -1384 | -998 | 0 | 0 | 365 | 4217 | 0 | 300 | 1199 | 53 | 160 | 3682 | 3288 | 3382 | 0 | 709 | 175 | 219 | 1221 | 0 | 261 | 1200 | 0 | 465 | 0 | 0 | 0 | 0 | 0 | 0 | 0 | 0 | 0
2040-03-11 | 9 | 10 | -18425 | -1384 | -1234 | 0 | 0 | 0 | 4254 | 0 | 300 | 967 | 53 | 160 | 3352 | 3288 | 3104 | 0 | 725 | 1602 | 219 | 1217 | 0 | 136 | 1200 | 0 | 465 | 0 | 0 | 0 | 0 | 0 | 0 | 156 | 0 | 0
2040-03-11 | 10 | 7.4 | -18785 | -1330 | -1444 | 0 | 0 | -649 | 4296 | 0 | 300 | 622 | 53 | 160 | 2079 | 3288 | 3161 | 0 | 742 | 4405 | 219 | 1217 | 0 | 0 | 1200 | 0 | 465 | 0 | 0 | 0 | 0 | 0 | 0 | 303 | 0 | 0
2040-03-11 | 11 | 2 | -18719 | -1164 | -1313 | 0 | 0 | -1859 | 4354 | 0 | 300 | 622 | 53 | 160 | 1256 | 3288 | 3620 | 0 | 787 | 7014 | 0 | 0 | 0 | 0 | 1144 | 0 | 456 | 0 | 0 | 0 | 217 | 1233 | 0 | 291 | 56 | 0
2040-03-11 | 12 | 0.23 | -18479 | -1065 | -1444 | -741 | 0 | -1859 | 4312 | 0 | 300 | 622 | 53 | 160 | 1031 | 3288 | 4075 | 0 | 817 | 8517 | 0 | 0 | 0 | 0 | 0 | 0 | 414 | 0 | 0 | 0 | 216 | 1232 | 0 | 302 | 1200 | 0
2040-03-11 | 13 | -30 | -18258 | -1015 | -1576 | -908 | -505 | -1859 | 4195 | 0 | 300 | 352 | 48 | 160 | 936 | 3288 | 4040 | 0 | 866 | 9656 | 0 | 0 | 0 | 0 | 0 | 0 | 280 | 0 | 0 | 0 | 216 | 1232 | 0 | 315 | 1200 | 0
2040-03-11 | 14 | -30 | -17831 | -921 | -1628 | -908 | -610 | -1859 | 4005 | 0 | 300 | 352 | 48 | 160 | 600 | 3288 | 4609 | 0 | 325 | 9790 | 0 | 0 | 0 | 0 | 0 | 0 | 280 | 0 | 557 | 0 | 216 | 1233 | 0 | 331 | 1200 | 0
2040-03-11 | 15 | -30 | -17569 | -872 | -1681 | -908 | -303 | -1859 | 3699 | 0 | 300 | 352 | 48 | 160 | 600 | 3288 | 4610 | 0 | 779 | 9077 | 0 | 0 | 0 | 0 | 0 | 0 | 280 | 0 | 179 | 0 | 216 | 1227 | 0 | 340 | 1200 | 0
2040-03-11 | 16 | 2 | -17642 | -872 | -1602 | 0 | 0 | -1853 | 3456 | 0 | 80 | 622 | 53 | 160 | 310 | 3288 | 4750 | 0 | 952 | 7674 | 0 | 0 | 0 | 0 | 210 | 0 | 414 | 0 | 0 | 0 | 218 | 1223 | 0 | 322 | 990 | 0
2040-03-11 | 17 | 7.4 | -18001 | -831 | -1576 | 0 | 0 | -1157 | 3472 | 0 | 80 | 622 | 53 | 160 | 419 | 3288 | 4775 | 0 | 952 | 4648 | 219 | 1221 | 0 | 0 | 1200 | 0 | 456 | 0 | 0 | 0 | 0 | 0 | 0 | 359 | 0 | 0
2040-03-11 | 18 | 10 | -18526 | -872 | -1628 | 751 | 77 | 663 | 3794 | 0 | 80 | 841 | 53 | 160 | 429 | 3288 | 4649 | 0 | 908 | 1842 | 219 | 1221 | 0 | 386 | 1200 | 0 | 465 | 0 | 0 | 0 | 0 | 0 | 0 | 0 | 0 | 0
2040-03-11 | 19 | 19.46 | -19201 | -921 | -1681 | 867 | 508 | 1744 | 4243 | 0 | 0 | 1082 | 53 | 160 | 426 | 3288 | 4734 | 0 | 930 | 271 | 218 | 1236 | 0 | 377 | 1200 | 0 | 465 | 0 | 0 | 0 | 0 | 0 | 0 | 0 | 0 | 0
2040-03-11 | 20 | 10 | -18694 | -1065 | -1576 | 669 | 430 | 1499 | 4756 | 0 | 0 | 967 | 53 | 160 | 253 | 3288 | 4832 | 0 | 923 | 0 | 218 | 1236 | 0 | 385 | 1200 | 0 | 465 | 0 | 0 | 0 | 0 | 0 | 0 | 0 | 0 | 0
2040-03-11 | 21 | 10 | -17508 | -1164 | -1471 | 294 | 2 | 1581 | 4375 | 0 | 0 | 868 | 53 | 160 | 253 | 3288 | 4819 | 0 | 930 | 0 | 219 | 1235 | 0 | 399 | 1200 | 0 | 465 | 0 | 0 | 0 | 0 | 0 | 0 | 0 | 0 | 0
2040-03-11 | 22 | 10 | -15848 | -1272 | -1339 | 119 | 0 | 1273 | 3509 | 0 | 0 | 738 | 53 | 160 | 253 | 3288 | 4842 | 0 | 922 | 0 | 219 | 1239 | 0 | 179 | 1200 | 0 | 465 | 0 | 0 | 0 | 0 | 0 | 0 | 231 | 0 | 0
2040-03-11 | 23 | 10 | -14537 | -1330 | -1339 | 88 | 0 | 1322 | 2362 | 0 | 0 | 738 | 53 | 160 | 253 | 3288 | 4819 | 0 | 920 | 0 | 219 | 1233 | 0 | 86 | 1200 | 0 | 465 | 0 | 0 | 0 | 0 | 0 | 0 | 362 | 0 | 0
2040-03-11 | 24 | 10 | -13962 | -1384 | -1208 | 148 | 134 | 1504 | 1384 | 0 | 0 | 831 | 53 | 160 | 253 | 3288 | 4796 | 0 | 897 | 0 | 219 | 1221 | 0 | 0 | 1200 | 0 | 465 | 0 | 0 | 0 | 0 | 0 | 0 | 438 | 0 | 0
2040-03-12 | 1 | 19.87 | -13524 | -1442 | -814 | 0 | -180 | -355 | 539 | 0 | 0 | 841 | 53 | 160 | 1968 | 3288 | 4723 | 0 | 907 | 0 | 216 | 1205 | 0 | 750 | 1200 | 0 | 465 | 0 | 0 | 0 | 0 | 0 | 0 | 0 | 0 | 0
2040-03-12 | 2 | 21.9 | -13435 | -1505 | -735 | 0 | 0 | -1300 | 528 | 0 | 0 | 841 | 53 | 160 | 2819 | 3288 | 4603 | 0 | 882 | 0 | 214 | 1196 | 0 | 726 | 1200 | 0 | 465 | 0 | 0 | 0 | 0 | 0 | 0 | 0 | 0 | 0
2040-03-12 | 3 | 21.9 | -13411 | -1505 | -630 | 0 | 0 | -1652 | 528 | 0 | 0 | 838 | 53 | 160 | 3129 | 3288 | 4547 | 0 | 895 | 0 | 211 | 1184 | 0 | 700 | 1200 | 0 | 465 | 0 | 0 | 0 | 0 | 0 | 0 | 0 | 0 | 0
2040-03-12 | 4 | 21.9 | -13936 | -1626 | -604 | 0 | 0 | -1075 | 528 | 0 | 0 | 893 | 53 | 166 | 3514 | 3288 | 4444 | 0 | 924 | 0 | 206 | 1197 | 0 | 363 | 1200 | 0 | 465 | 0 | 0 | 0 | 0 | 0 | 0 | 0 | 0 | 0
2040-03-12 | 5 | 21.9 | -15313 | -1626 | -604 | 0 | 0 | -131 | 528 | 0 | 0 | 1227 | 53 | 181 | 4228 | 3288 | 3821 | 0 | 943 | 0 | 211 | 1205 | 0 | 323 | 1200 | 0 | 465 | 0 | 0 | 0 | 0 | 0 | 0 | 0 | 0 | 0
2040-03-12 | 6 | 29.6 | -17523 | -1626 | -630 | 0 | 51 | 909 | 1522 | 0 | 0 | 1395 | 53 | 341 | 4576 | 3288 | 3343 | 0 | 952 | 0 | 216 | 1208 | 0 | 260 | 1200 | 0 | 465 | 0 | 0 | 0 | 0 | 0 | 0 | 0 | 0 | 0
2040-03-12 | 7 | 29.6 | -18804 | -1689 | -788 | 46 | 86 | 1066 | 3229 | 0 | 0 | 1395 | 53 | 341 | 4576 | 3288 | 2903 | 0 | 948 | 0 | 219 | 1211 | 0 | 255 | 1200 | 0 | 465 | 0 | 0 | 0 | 0 | 0 | 0 | 0 | 0 | 0
2040-03-12 | 8 | 29.6 | -18737 | -1626 | -972 | 0 | 88 | 0 | 4185 | 0 | 0 | 1238 | 53 | 335 | 4551 | 3288 | 3116 | 0 | 914 | 201 | 219 | 1221 | 0 | 261 | 1200 | 0 | 465 | 0 | 0 | 0 | 0 | 0 | 0 | 0 | 0 | 0
2040-03-12 | 9 | 21.9 | -18593 | -1626 | -1155 | 0 | 0 | -601 | 4238 | 0 | 0 | 958 | 53 | 175 | 3823 | 3288 | 3599 | 0 | 881 | 1567 | 219 | 1217 | 0 | 292 | 1200 | 0 | 465 | 0 | 0 | 0 | 0 | 0 | 0 | 0 | 0 | 0
2040-03-12 | 10 | 5 | -18719 | -1564 | -1339 | -294 | -118 | -1339 | 4217 | 0 | 0 | 622 | 53 | 160 | 2895 | 3288 | 3716 | 0 | 854 | 4468 | 219 | 1217 | 0 | 0 | 1200 | 0 | 465 | 0 | 0 | 0 | 0 | 0 | 0 | 303 | 0 | 0
2040-03-12 | 11 | 5 | -19010 | -1505 | -1313 | -556 | -1 | -1787 | 4254 | 0 | 0 | 622 | 53 | 160 | 1857 | 3288 | 3027 | 0 | 801 | 6996 | 217 | 1233 | 0 | 0 | 1200 | 0 | 465 | 0 | 0 | 0 | 0 | 0 | 0 | 291 | 0 | 0
2040-03-12 | 12 | 5 | -18526 | -1442 | -1129 | -908 | -610 | -1859 | 4291 | 0 | 0 | 622 | 53 | 160 | 1462 | 3288 | 2497 | 0 | 761 | 8611 | 216 | 848 | 0 | 0 | 1200 | 0 | 465 | 0 | 0 | 0 | 0 | 384 | 0 | 302 | 0 | 0
2040-03-12 | 13 | 5 | -18244 | -1330 | -1471 | -908 | -610 | -1859 | 4090 | 0 | 0 | 622 | 53 | 160 | 1242 | 3288 | 2099 | 0 | 739 | 9154 | 216 | 1094 | 0 | 0 | 1200 | 0 | 465 | 0 | 0 | 0 | 0 | 138 | 0 | 315 | 0 | 0
2040-03-12 | 14 | 5 | -18031 | -1330 | -1444 | -905 | -79 | -1859 | 3873 | 0 | 0 | 622 | 53 | 160 | 509 | 3288 | 2070 | 0 | 741 | 10056 | 216 | 393 | 0 | 0 | 1200 | 0 | 465 | 0 | 0 | 0 | 0 | 840 | 0 | 331 | 0 | 0
2040-03-12 | 15 | 5 | -17316 | -1272 | -1287 | -502 | 0 | -1859 | 3583 | 0 | 0 | 622 | 53 | 160 | 379 | 3288 | 1605 | 0 | 733 | 8984 | 216 | 946 | 0 | 0 | 1200 | 0 | 465 | 0 | 0 | 0 | 0 | 281 | 0 | 340 | 0 | 0
2040-03-12 | 16 | 5 | -16890 | -1218 | -1707 | 0 | 0 | -1830 | 3318 | 0 | 0 | 622 | 53 | 160 | 379 | 3288 | 1369 | 0 | 732 | 8660 | 218 | 1179 | 0 | 0 | 1200 | 0 | 465 | 0 | 0 | 0 | 0 | 44 | 0 | 322 | 0 | 0
2040-03-12 | 17 | 31.75 | -16917 | -1164 | -2180 | 354 | 0 | 0 | 3308 | 0 | 0 | 622 | 53 | 319 | 1059 | 3288 | 1265 | 0 | 730 | 5798 | 219 | 1221 | 0 | 359 | 1200 | 0 | 465 | 0 | 0 | 0 | 0 | 0 | 0 | 0 | 0 | 0
2040-03-12 | 18 | 31.75 | -17678 | -1218 | -2626 | 302 | 0 | 1643 | 3672 | 0 | 0 | 1238 | 53 | 335 | 3055 | 3288 | 1265 | 0 | 695 | 2483 | 219 | 1221 | 0 | 386 | 1200 | 0 | 465 | 0 | 0 | 0 | 0 | 0 | 0 | 0 | 0 | 0
2040-03-12 | 19 | 42.13 | -19134 | -1218 | -2521 | 908 | 610 | 1859 | 4148 | 0 | 0 | 1450 | 53 | 341 | 4671 | 3288 | 1047 | 0 | 674 | 327 | 218 | 1236 | 0 | 377 | 1200 | 0 | 465 | 0 | 0 | 0 | 0 | 0 | 0 | 0 | 0 | 0
2040-03-12 | 20 | 31.76 | -18751 | -1330 | -1786 | 889 | 481 | 1859 | 4756 | 0 | 0 | 1450 | 53 | 341 | 3622 | 3288 | 971 | 0 | 653 | 0 | 218 | 1236 | 0 | 385 | 1200 | 0 | 465 | 0 | 0 | 0 | 0 | 0 | 0 | 0 | 0 | 0
2040-03-12 | 21 | 31.76 | -17733 | -1442 | -1628 | 880 | 58 | 1859 | 4428 | 0 | 0 | 1425 | 53 | 341 | 3622 | 3288 | 714 | 0 | 617 | 0 | 219 | 1235 | 0 | 399 | 1200 | 0 | 465 | 0 | 0 | 0 | 0 | 0 | 0 | 0 | 0 | 0
2040-03-12 | 22 | 31.75 | -16297 | -1564 | -1366 | 170 | 72 | 1740 | 3620 | 0 | 0 | 1390 | 53 | 341 | 3777 | 3288 | 663 | 0 | 579 | 0 | 219 | 1239 | 0 | 410 | 1200 | 0 | 465 | 0 | 0 | 0 | 0 | 0 | 0 | 0 | 0 | 0
2040-03-12 | 23 | 29.6 | -14979 | -1626 | -1129 | 0 | 0 | 1025 | 2494 | 0 | 220 | 1238 | 53 | 341 | 4103 | 3288 | 886 | 0 | 521 | 0 | 219 | 1233 | 0 | 448 | 1200 | 0 | 465 | 0 | 0 | 0 | 0 | 0 | 0 | 0 | 0 | 0
2040-03-12 | 24 | 29.6 | -14052 | -1689 | -919 | 0 | 0 | 994 | 1485 | 0 | 220 | 1238 | 53 | 341 | 4046 | 3288 | 988 | 0 | 464 | 0 | 219 | 1221 | 0 | 438 | 1200 | 0 | 465 | 0 | 0 | 0 | 0 | 0 | 0 | 0 | 0 | 0
2040-03-13 | 1 | 31.76 | -13622 | -1820 | -814 | 0 | 0 | -93 | 919 | 0 | 220 | 1291 | 53 | 341 | 4787 | 3288 | 1181 | 0 | 432 | 0 | 216 | 1205 | 0 | 750 | 1200 | 0 | 465 | 0 | 0 | 0 | 0 | 0 | 0 | 0 | 0 | 0
2040-03-13 | 2 | 31.99 | -13506 | -1887 | -735 | 0 | 0 | 0 | 624 | 0 | 220 | 1299 | 53 | 341 | 4804 | 3288 | 1304 | 0 | 394 | 0 | 214 | 1196 | 0 | 726 | 1200 | 0 | 465 | 0 | 0 | 0 | 0 | 0 | 0 | 0 | 0 | 0
2040-03-13 | 3 | 32.43 | -13639 | -1954 | -630 | 0 | 0 | 0 | 528 | 0 | 220 | 1308 | 53 | 341 | 4928 | 3288 | 1424 | 0 | 373 | 0 | 211 | 1184 | 0 | 700 | 1200 | 0 | 465 | 0 | 0 | 0 | 0 | 0 | 0 | 0 | 0 | 0
2040-03-13 | 4 | 35.59 | -14140 | -1954 | -604 | 0 | 0 | 0 | 602 | 0 | 220 | 1395 | 53 | 341 | 5431 | 3288 | 1623 | 0 | 314 | 0 | 206 | 1197 | 0 | 363 | 1200 | 0 | 465 | 0 | 0 | 0 | 0 | 0 | 0 | 0 | 0 | 0
2040-03-13 | 5 | 38.17 | -15540 | -2026 | -604 | 0 | 0 | 0 | 1009 | 0 | 300 | 1450 | 53 | 341 | 6469 | 3288 | 1574 | 0 | 282 | 0 | 211 | 1205 | 0 | 323 | 1200 | 0 | 465 | 0 | 0 | 0 | 0 | 0 | 0 | 0 | 0 | 0
2040-03-13 | 6 | 40.76 | -17759 | -2098 | -630 | 0 | 0 | 0 | 2077 | 0 | 300 | 1450 | 53 | 341 | 8089 | 3288 | 1311 | 0 | 229 | 0 | 216 | 1208 | 0 | 260 | 1200 | 0 | 465 | 0 | 0 | 0 | 0 | 0 | 0 | 0 | 0 | 0
2040-03-13 | 7 | 41.13 | -18935 | -2242 | -788 | 0 | 0 | 0 | 3852 | 0 | 300 | 1450 | 53 | 341 | 8239 | 3288 | 904 | 0 | 188 | 0 | 219 | 1211 | 0 | 255 | 1200 | 0 | 465 | 0 | 0 | 0 | 0 | 0 | 0 | 0 | 0 | 0
2040-03-13 | 8 | 39.27 | -18600 | -2170 | -972 | 0 | 0 | 0 | 4734 | 0 | 300 | 1450 | 53 | 341 | 7178 | 3288 | 600 | 0 | 159 | 272 | 219 | 1221 | 0 | 261 | 1200 | 0 | 465 | 0 | 0 | 0 | 0 | 0 | 0 | 0 | 0 | 0
2040-03-13 | 9 | 35.69 | -18389 | -2026 | -1155 | 0 | 0 | 0 | 4497 | 0 | 300 | 1390 | 53 | 341 | 5722 | 3288 | 359 | 0 | 123 | 2104 | 219 | 1217 | 0 | 292 | 1200 | 0 | 465 | 0 | 0 | 0 | 0 | 0 | 0 | 0 | 0 | 0
2040-03-13 | 10 | 31.76 | -18579 | -1820 | -1339 | 0 | 0 | -1052 | 4333 | 0 | 300 | 841 | 53 | 341 | 4355 | 3288 | 143 | 0 | 85 | 5645 | 219 | 1217 | 0 | 303 | 1200 | 0 | 465 | 0 | 0 | 0 | 0 | 0 | 0 | 0 | 0 | 0
2040-03-13 | 11 | 28.54 | -18730 | -1564 | -1313 | -611 | -364 | -1859 | 4269 | 0 | 300 | 622 | 53 | 341 | 3562 | 3288 | 54 | 0 | 67 | 8477 | 217 | 1233 | 0 | 291 | 1200 | 0 | 465 | 0 | 0 | 0 | 0 | 0 | 0 | 0 | 0 | 0
2040-03-13 | 12 | 28.54 | -18171 | -1442 | -1129 | -720 | -464 | -1859 | 4159 | 0 | 300 | 622 | 53 | 341 | 1736 | 3288 | 15 | 0 | 62 | 9795 | 216 | 1232 | 0 | 302 | 1200 | 0 | 465 | 0 | 0 | 0 | 0 | 0 | 0 | 0 | 0 | 0
2040-03-13 | 13 | 28.54 | -17968 | -1330 | -1471 | -209 | -591 | -1859 | 3905 | 0 | 300 | 622 | 53 | 341 | 1097 | 3288 | 4 | 0 | 69 | 10319 | 216 | 1232 | 0 | 315 | 1200 | 0 | 465 | 0 | 0 | 0 | 0 | 0 | 0 | 0 | 0 | 0
2040-03-13 | 14 | 31.75 | -17877 | -1272 | -1444 | 0 | 0 | -1617 | 3709 | 0 | 300 | 622 | 53 | 341 | 1034 | 3288 | 11 | 0 | 72 | 9333 | 216 | 1233 | 0 | 331 | 1200 | 0 | 465 | 0 | 0 | 0 | 0 | 0 | 0 | 0 | 0 | 0
2040-03-13 | 15 | 42.91 | -17405 | -1218 | -1287 | 219 | 469 | 242 | 3503 | 0 | 300 | 688 | 53 | 341 | 1737 | 3288 | 52 | 0 | 90 | 5478 | 216 | 1227 | 0 | 340 | 1200 | 0 | 465 | 0 | 0 | 0 | 0 | 0 | 0 | 0 | 0 | 0
2040-03-13 | 16 | 42.91 | -17290 | -1218 | -1707 | 360 | 141 | 1655 | 3450 | 0 | 300 | 995 | 53 | 341 | 2717 | 3288 | 129 | 0 | 94 | 3263 | 218 | 1223 | 0 | 322 | 1200 | 0 | 465 | 0 | 0 | 0 | 0 | 0 | 0 | 0 | 0 | 0
2040-03-13 | 17 | 42.91 | -17488 | -1218 | -2180 | 699 | 508 | 1618 | 3694 | 0 | 300 | 1395 | 53 | 341 | 3628 | 3288 | 161 | 0 | 97 | 1638 | 219 | 1221 | 0 | 359 | 1200 | 0 | 465 | 0 | 0 | 0 | 0 | 0 | 0 | 0 | 0 | 0
2040-03-13 | 18 | 42.91 | -18068 | -1218 | -2626 | 0 | 0 | 1148 | 4143 | 0 | 300 | 1450 | 53 | 341 | 6636 | 3288 | 275 | 0 | 106 | 680 | 219 | 1221 | 0 | 386 | 1200 | 0 | 465 | 0 | 0 | 0 | 0 | 0 | 0 | 0 | 0 | 0
2040-03-13 | 19 | 42.91 | -19098 | -1272 | -2521 | 46 | 102 | 1507 | 4523 | 0 | 300 | 1450 | 53 | 341 | 7189 | 3288 | 335 | 0 | 123 | 138 | 218 | 1236 | 0 | 377 | 1200 | 0 | 465 | 0 | 0 | 0 | 0 | 0 | 0 | 0 | 0 | 0
2040-03-13 | 20 | 42.45 | -18642 | -1272 | -1786 | 0 | 0 | 0 | 4756 | 0 | 300 | 1450 | 53 | 341 | 7451 | 3288 | 362 | 0 | 195 | 0 | 218 | 1236 | 0 | 385 | 1200 | 0 | 465 | 0 | 0 | 0 | 0 | 0 | 0 | 0 | 0 | 0
2040-03-13 | 21 | 39.54 | -17595 | -1272 | -1628 | 0 | 0 | 0 | 4301 | 0 | 300 | 1432 | 53 | 341 | 6655 | 3288 | 365 | 0 | 241 | 0 | 219 | 1235 | 0 | 399 | 1200 | 0 | 465 | 0 | 0 | 0 | 0 | 0 | 0 | 0 | 0 | 0
2040-03-13 | 22 | 36.9 | -16089 | -1330 | -1366 | 0 | 0 | 0 | 3419 | 0 | 300 | 1395 | 53 | 341 | 5788 | 3288 | 414 | 0 | 254 | 0 | 219 | 1239 | 0 | 410 | 1200 | 0 | 465 | 0 | 0 | 0 | 0 | 0 | 0 | 0 | 0 | 0
2040-03-13 | 23 | 35.69 | -14789 | -1384 | -1129 | 0 | 0 | 0 | 2235 | 0 | 300 | 1390 | 53 | 341 | 5555 | 3288 | 339 | 0 | 236 | 0 | 219 | 1233 | 0 | 448 | 1200 | 0 | 465 | 0 | 0 | 0 | 0 | 0 | 0 | 0 | 0 | 0
2040-03-13 | 24 | 35.98 | -13868 | -1384 | -919 | 0 | 0 | 0 | 1189 | 0 | 300 | 1390 | 53 | 341 | 5628 | 3288 | 227 | 0 | 211 | 0 | 219 | 1221 | 0 | 438 | 1200 | 0 | 465 | 0 | 0 | 0 | 0 | 0 | 0 | 0 | 0 | 0
2040-03-14 | 1 | 31.99 | -13383 | -1442 | -814 | 0 | 0 | 0 | 1004 | 0 | 300 | 1308 | 53 | 341 | 5081 | 3288 | 245 | 0 | 183 | 0 | 216 | 1205 | 0 | 750 | 1200 | 0 | 465 | 0 | 0 | 0 | 0 | 0 | 0 | 0 | 0 | 0
2040-03-14 | 2 | 35.98 | -13235 | -1442 | -735 | 0 | 0 | 0 | 602 | 0 | 300 | 1390 | 53 | 341 | 5325 | 3288 | 168 | 0 | 143 | 0 | 214 | 1196 | 0 | 726 | 1200 | 0 | 465 | 0 | 0 | 0 | 0 | 0 | 0 | 0 | 0 | 0
2040-03-14 | 3 | 35.69 | -13275 | -1442 | -630 | 0 | 0 | 0 | 528 | 0 | 300 | 1382 | 53 | 341 | 5251 | 3288 | 307 | 0 | 137 | 0 | 211 | 1184 | 0 | 700 | 1200 | 0 | 465 | 0 | 0 | 0 | 0 | 0 | 0 | 0 | 0 | 0
2040-03-14 | 4 | 37.84 | -13665 | -1442 | -604 | 0 | 0 | 0 | 528 | 0 | 300 | 1395 | 53 | 341 | 5871 | 3288 | 376 | 0 | 128 | 0 | 206 | 1197 | 0 | 363 | 1200 | 0 | 465 | 0 | 0 | 0 | 0 | 0 | 0 | 0 | 0 | 0
2040-03-14 | 5 | 39.69 | -15059 | -1505 | -604 | 0 | 0 | 0 | 777 | 0 | 300 | 1450 | 53 | 341 | 6896 | 3288 | 521 | 0 | 138 | 0 | 211 | 1205 | 0 | 323 | 1200 | 0 | 465 | 0 | 0 | 0 | 0 | 0 | 0 | 0 | 0 | 0
2040-03-14 | 6 | 42.69 | -17365 | -1442 | -630 | 0 | 0 | 0 | 1791 | 0 | 300 | 1450 | 53 | 341 | 8190 | 3288 | 529 | 0 | 146 | 0 | 216 | 1208 | 0 | 260 | 1200 | 0 | 465 | 0 | 0 | 0 | 0 | 0 | 0 | 0 | 0 | 0
2040-03-14 | 7 | 41.13 | -18525 | -1442 | -788 | 0 | 0 | 0 | 3598 | 0 | 300 | 1450 | 53 | 341 | 7692 | 3288 | 532 | 0 | 149 | 0 | 219 | 1211 | 0 | 255 | 1200 | 0 | 465 | 0 | 0 | 0 | 0 | 0 | 0 | 0 | 0 | 0
2040-03-14 | 8 | 37.84 | -18550 | -1442 | -972 | 0 | 0 | 0 | 4555 | 0 | 300 | 1432 | 53 | 341 | 6287 | 3288 | 912 | 0 | 153 | 277 | 219 | 1221 | 0 | 261 | 1200 | 0 | 465 | 0 | 0 | 0 | 0 | 0 | 0 | 0 | 0 | 0
2040-03-14 | 9 | 29.6 | -18427 | -1442 | -1155 | 0 | 0 | 0 | 4687 | 0 | 300 | 1238 | 53 | 325 | 4641 | 3288 | 1303 | 0 | 144 | 1650 | 219 | 1217 | 0 | 292 | 1200 | 0 | 465 | 0 | 0 | 0 | 0 | 0 | 0 | 0 | 0 | 0
2040-03-14 | 10 | 17.55 | -18447 | -1384 | -1339 | 0 | 0 | 0 | 4682 | 0 | 220 | 738 | 53 | 166 | 2395 | 3288 | 1479 | 0 | 121 | 4624 | 219 | 1217 | 0 | 303 | 1200 | 0 | 465 | 0 | 0 | 0 | 0 | 0 | 0 | 0 | 0 | 0
2040-03-14 | 11 | 11.5 | -18524 | -1272 | -1313 | 0 | 0 | -674 | 4597 | 0 | 0 | 622 | 53 | 160 | 245 | 3288 | 2027 | 0 | 112 | 7272 | 217 | 1233 | 0 | 291 | 1200 | 0 | 465 | 0 | 0 | 0 | 0 | 0 | 0 | 0 | 0 | 0
2040-03-14 | 12 | 5 | -17938 | -1164 | -1129 | -553 | -475 | -1859 | 4444 | 0 | 0 | 622 | 53 | 160 | 245 | 3288 | 2434 | 0 | 122 | 8636 | 216 | 1232 | 0 | 0 | 1200 | 0 | 465 | 0 | 0 | 0 | 0 | 0 | 0 | 302 | 0 | 0
2040-03-14 | 13 | 5 | -17805 | -1065 | -1471 | -478 | -400 | -1859 | 4169 | 0 | 0 | 622 | 53 | 160 | 65 | 3288 | 3130 | 0 | 134 | 9019 | 216 | 556 | 0 | 0 | 1200 | 0 | 465 | 0 | 0 | 0 | 0 | 676 | 0 | 315 | 0 | 0
2040-03-14 | 14 | 5 | -17680 | -1015 | -1444 | -902 | -340 | -1859 | 4026 | 0 | 0 | 622 | 53 | 160 | 65 | 3288 | 3526 | 0 | 195 | 9640 | 0 | 0 | 0 | 0 | 1200 | 0 | 465 | 0 | 0 | 0 | 216 | 1233 | 0 | 331 | 0 | 0
2040-03-14 | 15 | 5 | -17114 | -921 | -1287 | -737 | -203 | -1859 | 3752 | 0 | 0 | 622 | 53 | 160 | 15 | 3288 | 3683 | 0 | 249 | 8634 | 0 | 0 | 0 | 0 | 1200 | 0 | 465 | 0 | 0 | 0 | 216 | 1227 | 0 | 340 | 0 | 0
2040-03-14 | 16 | 5 | -16837 | -831 | -1707 | 0 | 0 | -1859 | 3561 | 0 | 0 | 622 | 53 | 160 | 15 | 3288 | 4081 | 0 | 294 | 7372 | 122 | 0 | 0 | 0 | 1200 | 0 | 465 | 0 | 0 | 0 | 96 | 1223 | 0 | 322 | 0 | 0
2040-03-14 | 17 | 11.5 | -16762 | -746 | -2180 | 0 | 0 | -1009 | 3635 | 0 | 0 | 622 | 53 | 160 | 239 | 3288 | 4092 | 0 | 340 | 4804 | 219 | 1221 | 0 | 359 | 1200 | 0 | 465 | 0 | 0 | 0 | 0 | 0 | 0 | 0 | 0 | 0
2040-03-14 | 18 | 15.55 | -17331 | -746 | -2626 | 667 | 257 | 850 | 3900 | 0 | 0 | 893 | 53 | 160 | 504 | 3288 | 4375 | 0 | 398 | 1867 | 219 | 1221 | 0 | 386 | 1200 | 0 | 465 | 0 | 0 | 0 | 0 | 0 | 0 | 0 | 0 | 0
2040-03-14 | 19 | 20.74 | -18542 | -786 | -2521 | 908 | 557 | 1859 | 4280 | 0 | 0 | 1283 | 53 | 160 | 639 | 3288 | 4564 | 0 | 481 | 280 | 218 | 1236 | 0 | 377 | 1200 | 0 | 465 | 0 | 0 | 0 | 0 | 0 | 0 | 0 | 0 | 0
2040-03-14 | 20 | 15.55 | -18180 | -921 | -1786 | 527 | 304 | 1570 | 4756 | 0 | 0 | 971 | 53 | 160 | 504 | 3288 | 4721 | 0 | 530 | 0 | 218 | 1236 | 0 | 385 | 1200 | 0 | 465 | 0 | 0 | 0 | 0 | 0 | 0 | 0 | 0 | 0
2040-03-14 | 21 | 15.55 | -17250 | -966 | -1628 | 148 | 0 | 1586 | 4386 | 0 | 0 | 893 | 53 | 160 | 504 | 3288 | 4772 | 0 | 537 | 0 | 219 | 1235 | 0 | 399 | 1200 | 0 | 465 | 0 | 0 | 0 | 0 | 0 | 0 | 0 | 0 | 0
2040-03-14 | 22 | 15.55 | -15848 | -1015 | -1366 | 0 | 0 | 1003 | 3546 | 0 | 0 | 829 | 53 | 160 | 504 | 3288 | 4757 | 0 | 556 | 0 | 219 | 1239 | 0 | 410 | 1200 | 0 | 465 | 0 | 0 | 0 | 0 | 0 | 0 | 0 | 0 | 0
2040-03-14 | 23 | 15.55 | -14531 | -1015 | -1129 | 0 | 0 | 673 | 2346 | 0 | 0 | 733 | 53 | 160 | 504 | 3288 | 4779 | 0 | 575 | 0 | 219 | 1233 | 0 | 448 | 1200 | 0 | 465 | 0 | 0 | 0 | 0 | 0 | 0 | 0 | 0 | 0
2040-03-14 | 24 | 15.55 | -13659 | -1065 | -919 | 46 | 102 | 584 | 1273 | 0 | 0 | 737 | 53 | 160 | 504 | 3288 | 4779 | 0 | 574 | 0 | 219 | 1221 | 0 | 438 | 1200 | 0 | 465 | 0 | 0 | 0 | 0 | 0 | 0 | 0 | 0 | 0
2040-03-15 | 1 | 19.46 | -13144 | -1065 | -814 | 0 | 0 | -142 | 925 | 0 | 0 | 630 | 53 | 160 | 873 | 3288 | 4784 | 0 | 616 | 0 | 216 | 1205 | 0 | 750 | 1200 | 0 | 465 | 0 | 0 | 0 | 0 | 0 | 0 | 0 | 0 | 0
2040-03-15 | 2 | 19.46 | -12956 | -1065 | -735 | 0 | 0 | 0 | 528 | 0 | 0 | 653 | 53 | 160 | 823 | 3288 | 4796 | 0 | 654 | 0 | 214 | 1196 | 0 | 726 | 1200 | 0 | 465 | 0 | 0 | 0 | 0 | 0 | 0 | 0 | 0 | 0
2040-03-15 | 3 | 19.46 | -12993 | -1065 | -630 | 0 | 0 | 0 | 528 | 0 | 0 | 622 | 53 | 160 | 800 | 3288 | 4807 | 0 | 669 | 0 | 211 | 1184 | 0 | 700 | 1200 | 0 | 465 | 0 | 0 | 0 | 0 | 0 | 0 | 0 | 0 | 0
2040-03-15 | 4 | 26.3 | -13398 | -1015 | -604 | 0 | 0 | 105 | 528 | 0 | 0 | 733 | 53 | 319 | 1063 | 3288 | 4813 | 0 | 683 | 0 | 206 | 1197 | 0 | 363 | 1200 | 0 | 465 | 0 | 0 | 0 | 0 | 0 | 0 | 0 | 0 | 0
2040-03-15 | 5 | 17.91 | -14659 | -966 | -604 | 0 | 0 | -430 | 528 | 0 | 0 | 895 | 53 | 160 | 2807 | 3288 | 4813 | 0 | 710 | 0 | 211 | 1205 | 0 | 323 | 1200 | 0 | 465 | 0 | 0 | 0 | 0 | 0 | 0 | 0 | 0 | 0
2040-03-15 | 6 | 24.21 | -16801 | -921 | -630 | 0 | 0 | 306 | 1474 | 0 | 0 | 995 | 53 | 249 | 3097 | 3288 | 4813 | 0 | 727 | 0 | 216 | 1208 | 0 | 260 | 1200 | 0 | 465 | 0 | 0 | 0 | 0 | 0 | 0 | 0 | 0 | 0
2040-03-15 | 7 | 24.21 | -18087 | -872 | -788 | 0 | 0 | 12 | 3181 | 0 | 0 | 971 | 53 | 240 | 3097 | 3288 | 4813 | 0 | 741 | 0 | 219 | 1211 | 0 | 255 | 1200 | 0 | 465 | 0 | 0 | 0 | 0 | 0 | 0 | 0 | 0 | 0
2040-03-15 | 8 | 7.4 | -18259 | -831 | -972 | 0 | 0 | -286 | 4238 | 0 | 0 | 868 | 53 | 160 | 2832 | 3288 | 4813 | 0 | 760 | 230 | 219 | 1221 | 0 | 0 | 1200 | 0 | 465 | 0 | 0 | 0 | 0 | 0 | 0 | 261 | 0 | 0
2040-03-15 | 9 | 7.4 | -18412 | -786 | -1155 | 0 | 0 | -599 | 4449 | 0 | 0 | 841 | 53 | 160 | 2722 | 3288 | 4813 | 0 | 740 | 785 | 219 | 1217 | 0 | 0 | 1200 | 0 | 465 | 0 | 0 | 0 | 0 | 0 | 0 | 292 | 0 | 0
2040-03-15 | 10 | 7.4 | -18596 | -746 | -1339 | 0 | 0 | -964 | 4666 | 0 | 0 | 737 | 53 | 160 | 2722 | 3288 | 4789 | 0 | 726 | 1403 | 219 | 1217 | 0 | 0 | 1200 | 0 | 465 | 0 | 0 | 0 | 0 | 0 | 0 | 303 | 0 | 0
2040-03-15 | 11 | 7.4 | -18803 | -705 | -1313 | 0 | 0 | -1297 | 4756 | 0 | 0 | 622 | 53 | 160 | 2386 | 3288 | 4782 | 0 | 705 | 2251 | 217 | 1233 | 0 | 0 | 1200 | 0 | 465 | 0 | 0 | 0 | 0 | 0 | 0 | 291 | 0 | 0
2040-03-15 | 12 | 5 | -18320 | -665 | -1129 | 0 | 0 | -1859 | 4745 | 0 | 0 | 622 | 53 | 160 | 1853 | 3288 | 4786 | 0 | 687 | 3356 | 216 | 541 | 0 | 0 | 1200 | 0 | 465 | 0 | 0 | 0 | 0 | 691 | 0 | 302 | 0 | 0
2040-03-15 | 13 | 5 | -18138 | -589 | -1471 | 0 | 0 | -1859 | 4560 | 0 | 0 | 622 | 53 | 160 | 1563 | 3288 | 4791 | 0 | 688 | 4324 | 216 | 126 | 0 | 0 | 1200 | 0 | 465 | 0 | 0 | 0 | 0 | 1106 | 0 | 315 | 0 | 0
2040-03-15 | 14 | 2 | -17926 | -521 | -1444 | -165 | -445 | -1859 | 4359 | 0 | 0 | 622 | 53 | 160 | 1273 | 3288 | 4788 | 0 | 685 | 5466 | 0 | 0 | 0 | 0 | 1200 | 0 | 465 | 0 | 0 | 0 | 216 | 1233 | 0 | 331 | 0 | 0
2040-03-15 | 15 | 2 | -17305 | -485 | -1287 | -789 | -610 | -1859 | 4053 | 0 | 0 | 622 | 53 | 160 | 953 | 3288 | 4769 | 0 | 657 | 6707 | 0 | 0 | 0 | 0 | 608 | 0 | 465 | 0 | 0 | 0 | 216 | 1227 | 0 | 340 | 592 | 0
2040-03-15 | 16 | 2 | -16767 | -395 | -1707 | -2 | -364 | -1859 | 3815 | 0 | 0 | 622 | 53 | 160 | 953 | 3288 | 4639 | 0 | 657 | 5242 | 0 | 0 | 0 | 0 | 1200 | 0 | 465 | 0 | 0 | 0 | 218 | 1223 | 0 | 322 | 0 | 0
2040-03-15 | 17 | 7.4 | -16395 | -395 | -2180 | 0 | 0 | -559 | 3757 | 0 | 0 | 622 | 53 | 160 | 0 | 3288 | 4742 | 0 | 680 | 3121 | 219 | 1221 | 0 | 0 | 1200 | 0 | 465 | 0 | 0 | 0 | 0 | 0 | 0 | 359 | 0 | 0
2040-03-15 | 18 | 10 | -16573 | -427 | -2626 | 0 | 0 | 1272 | 3826 | 0 | 0 | 743 | 53 | 160 | 239 | 3288 | 4751 | 0 | 645 | 1159 | 219 | 1221 | 0 | 386 | 1200 | 0 | 465 | 0 | 0 | 0 | 0 | 0 | 0 | 0 | 0 | 0
2040-03-15 | 19 | 23.36 | -17564 | -485 | -2521 | 757 | 547 | 1859 | 3942 | 0 | 220 | 971 | 53 | 171 | 601 | 3288 | 3791 | 0 | 633 | 241 | 218 | 1236 | 0 | 377 | 1200 | 0 | 465 | 0 | 0 | 0 | 0 | 0 | 0 | 0 | 0 | 0
2040-03-15 | 20 | 12.06 | -17157 | -553 | -1786 | 19 | 570 | 1859 | 4217 | 0 | 220 | 856 | 53 | 160 | 305 | 3288 | 3812 | 0 | 632 | 0 | 218 | 1236 | 0 | 385 | 1200 | 0 | 465 | 0 | 0 | 0 | 0 | 0 | 0 | 0 | 0 | 0
2040-03-15 | 21 | 10 | -16357 | -589 | -1628 | 0 | 1 | 1713 | 3799 | 0 | 220 | 829 | 53 | 160 | 253 | 3288 | 4156 | 0 | 584 | 0 | 219 | 1235 | 0 | 399 | 1200 | 0 | 465 | 0 | 0 | 0 | 0 | 0 | 0 | 0 | 0 | 0
2040-03-15 | 22 | 10 | -15305 | -665 | -1366 | 0 | 0 | 1401 | 3054 | 0 | 220 | 737 | 53 | 160 | 253 | 3288 | 4083 | 0 | 554 | 0 | 219 | 1239 | 0 | 410 | 1200 | 0 | 465 | 0 | 0 | 0 | 0 | 0 | 0 | 0 | 0 | 0
2040-03-15 | 23 | 10 | -14169 | -665 | -1129 | 0 | 0 | 692 | 2087 | 0 | 220 | 640 | 53 | 160 | 253 | 3288 | 4476 | 0 | 528 | 0 | 219 | 1233 | 0 | 448 | 1200 | 0 | 465 | 0 | 0 | 0 | 0 | 0 | 0 | 0 | 0 | 0
2040-03-15 | 24 | 10 | -13223 | -705 | -919 | 1 | 102 | 824 | 1104 | 0 | 220 | 636 | 53 | 160 | 253 | 3288 | 4527 | 0 | 533 | 0 | 219 | 1221 | 0 | 41 | 1200 | 0 | 465 | 0 | 0 | 0 | 0 | 0 | 0 | 397 | 0 | 0
2040-03-16 | 1 | 19.46 | -12702 | -746 | -814 | 0 | 0 | -138 | 893 | 0 | 220 | 622 | 53 | 160 | 406 | 3288 | 4349 | 0 | 572 | 0 | 216 | 1205 | 0 | 750 | 1200 | 0 | 465 | 0 | 0 | 0 | 0 | 0 | 0 | 0 | 0 | 0
2040-03-16 | 2 | 20.74 | -12410 | -746 | -735 | 0 | 0 | 0 | 528 | 0 | 220 | 622 | 53 | 160 | 468 | 3288 | 4176 | 0 | 574 | 0 | 214 | 1196 | 0 | 726 | 1200 | 0 | 465 | 0 | 0 | 0 | 0 | 0 | 0 | 0 | 0 | 0
2040-03-16 | 3 | 23.29 | -12232 | -786 | -630 | 0 | 0 | 0 | 528 | 0 | 220 | 622 | 53 | 171 | 505 | 3288 | 3914 | 0 | 586 | 0 | 211 | 1184 | 0 | 700 | 1200 | 0 | 465 | 0 | 0 | 0 | 0 | 0 | 0 | 0 | 0 | 0
2040-03-16 | 4 | 22.27 | -12310 | -872 | -604 | 0 | 0 | 0 | 528 | 0 | 220 | 622 | 53 | 167 | 1022 | 3288 | 3822 | 0 | 631 | 0 | 206 | 1197 | 0 | 363 | 1200 | 0 | 465 | 0 | 0 | 0 | 0 | 0 | 0 | 0 | 0 | 0
2040-03-16 | 5 | 23.36 | -12839 | -966 | -604 | 0 | 0 | 0 | 528 | 0 | 220 | 733 | 53 | 174 | 1476 | 3288 | 3873 | 0 | 659 | 0 | 211 | 1205 | 0 | 323 | 1200 | 0 | 465 | 0 | 0 | 0 | 0 | 0 | 0 | 0 | 0 | 0
2040-03-16 | 6 | 23.36 | -13650 | -966 | -630 | 45 | 0 | 7 | 661 | 0 | 220 | 829 | 53 | 197 | 1476 | 3288 | 4431 | 0 | 690 | 0 | 216 | 1208 | 0 | 260 | 1200 | 0 | 465 | 0 | 0 | 0 | 0 | 0 | 0 | 0 | 0 | 0
2040-03-16 | 7 | 23.36 | -14462 | -1065 | -788 | 0 | 0 | 95 | 1506 | 0 | 220 | 839 | 53 | 191 | 1476 | 3288 | 4610 | 0 | 686 | 0 | 219 | 1211 | 0 | 255 | 1200 | 0 | 465 | 0 | 0 | 0 | 0 | 0 | 0 | 0 | 0 | 0
2040-03-16 | 8 | 23.29 | -15268 | -1114 | -972 | 0 | 0 | 0 | 2325 | 0 | 220 | 814 | 53 | 171 | 1410 | 3288 | 4586 | 0 | 739 | 382 | 219 | 1221 | 0 | 261 | 1200 | 0 | 465 | 0 | 0 | 0 | 0 | 0 | 0 | 0 | 0 | 0
2040-03-16 | 9 | 5 | -16065 | -1065 | -1155 | 0 | 0 | -8 | 3065 | 0 | 220 | 622 | 53 | 160 | 968 | 3288 | 4667 | 0 | 789 | 2347 | 219 | 239 | 0 | 0 | 1200 | 0 | 456 | 0 | 0 | 0 | 0 | 978 | 0 | 292 | 0 | 0
2040-03-16 | 10 | 2 | -16656 | -966 | -1339 | 0 | 0 | -1168 | 3757 | 0 | 220 | 622 | 53 | 160 | 968 | 3288 | 4733 | 0 | 823 | 4737 | 0 | 0 | 0 | 0 | 355 | 0 | 414 | 0 | 0 | 0 | 219 | 1217 | 0 | 303 | 845 | 0
2040-03-16 | 11 | -30 | -17027 | -921 | -1313 | -856 | -160 | -1859 | 4164 | 0 | 220 | 352 | 48 | 160 | 800 | 3288 | 4747 | 0 | 830 | 7247 | 0 | 0 | 0 | 0 | 0 | 0 | 280 | 0 | 31 | 0 | 217 | 1233 | 0 | 291 | 1200 | 0
2040-03-16 | 12 | -30 | -16622 | -921 | -1129 | -839 | 0 | -1859 | 4312 | 0 | 220 | 278 | 48 | 160 | 220 | 3288 | 4761 | 0 | 0 | 7803 | 0 | 0 | 0 | 0 | 0 | 0 | 280 | 0 | 926 | 0 | 216 | 1232 | 0 | 302 | 1200 | 0
2040-03-16 | 13 | -30 | -16287 | -872 | -1471 | -514 | 0 | -1853 | 4195 | 0 | 220 | 0 | 48 | 160 | 220 | 3288 | 4779 | 0 | 0 | 7805 | 0 | 0 | 0 | 0 | 0 | 0 | 280 | 0 | 974 | 0 | 216 | 1232 | 0 | 315 | 1200 | 0
2040-03-16 | 14 | -40 | -16056 | -921 | -1444 | -908 | -610 | -1859 | 3952 | 0 | 220 | 0 | 48 | 160 | 220 | 3288 | 4778 | 0 | 0 | 8853 | 0 | 0 | 0 | 0 | 0 | 0 | 280 | 21 | 1030 | 0 | 216 | 1233 | 0 | 331 | 1200 | 0
2040-03-16 | 15 | -40 | -15288 | -921 | -1287 | -908 | -610 | -1859 | 3657 | 0 | 220 | 0 | 48 | 160 | 220 | 3288 | 4614 | 0 | 0 | 8387 | 0 | 0 | 0 | 0 | 0 | 0 | 280 | 149 | 1160 | 0 | 216 | 1227 | 0 | 340 | 1200 | 0
2040-03-16 | 16 | -30 | -14861 | -1015 | -1707 | -48 | -39 | -1859 | 3429 | 0 | 220 | 0 | 48 | 160 | 220 | 3288 | 4724 | 0 | 0 | 7160 | 0 | 0 | 0 | 0 | 0 | 0 | 280 | 0 | 1034 | 0 | 218 | 1223 | 0 | 322 | 1200 | 0
2040-03-16 | 17 | 0.12 | -14739 | -1015 | -2180 | 0 | 0 | -1116 | 3466 | 0 | 220 | 622 | 53 | 160 | 0 | 3288 | 4701 | 0 | 1091 | 5081 | 0 | 0 | 0 | 0 | 0 | 0 | 368 | 0 | 0 | 0 | 219 | 1221 | 0 | 359 | 1200 | 0
2040-03-16 | 18 | 5 | -15297 | -1065 | -2626 | 0 | 0 | 128 | 3752 | 0 | 220 | 622 | 53 | 160 | 0 | 3288 | 4622 | 0 | 1093 | 2438 | 219 | 737 | 0 | 0 | 1200 | 0 | 456 | 0 | 0 | 0 | 0 | 484 | 0 | 386 | 0 | 0
2040-03-16 | 19 | 5 | -16573 | -1114 | -2521 | 616 | 170 | 1648 | 4169 | 0 | 0 | 841 | 53 | 160 | 0 | 3288 | 4745 | 0 | 1091 | 368 | 218 | 1175 | 0 | 0 | 1200 | 0 | 465 | 0 | 0 | 0 | 0 | 61 | 0 | 377 | 0 | 0
2040-03-16 | 20 | 5 | -16402 | -1272 | -1786 | 756 | 508 | 1679 | 4756 | 0 | 0 | 688 | 53 | 160 | 0 | 3288 | 4794 | 0 | 1080 | 0 | 32 | 0 | 0 | 0 | 1200 | 0 | 465 | 0 | 0 | 0 | 186 | 1236 | 0 | 385 | 0 | 0
2040-03-16 | 21 | 5 | -15920 | -1384 | -1628 | 661 | 396 | 1693 | 4560 | 0 | 0 | 622 | 53 | 160 | 0 | 3288 | 4794 | 0 | 1037 | 0 | 0 | 0 | 0 | 0 | 1200 | 0 | 465 | 0 | 0 | 0 | 219 | 1235 | 0 | 399 | 0 | 0
2040-03-16 | 22 | 5 | -15072 | -1442 | -1366 | 617 | 8 | 1670 | 4021 | 0 | 0 | 622 | 53 | 160 | 0 | 3288 | 4769 | 0 | 1006 | 0 | 0 | 0 | 0 | 0 | 1200 | 0 | 465 | 0 | 0 | 0 | 219 | 1239 | 0 | 410 | 0 | 0
2040-03-16 | 23 | 5 | -14127 | -1505 | -1129 | 313 | 35 | 1649 | 3218 | 0 | 0 | 622 | 53 | 160 | 0 | 3288 | 4780 | 0 | 977 | 0 | 0 | 0 | 0 | 0 | 1200 | 0 | 465 | 0 | 0 | 0 | 219 | 1233 | 0 | 448 | 0 | 0
2040-03-16 | 24 | 5 | -13106 | -1564 | -919 | 494 | 0 | 1364 | 2351 | 0 | 0 | 622 | 48 | 160 | 0 | 3288 | 4688 | 0 | 955 | 0 | 0 | 0 | 0 | 0 | 1200 | 0 | 418 | 0 | 0 | 0 | 219 | 1221 | 0 | 438 | 0 | 0
2040-03-17 | 1 | 15.82 | -12768 | -1626 | -1077 | 0 | 0 | -152 | 951 | 0 | 0 | 689 | 53 | 160 | 1079 | 3288 | 4639 | 0 | 927 | 0 | 216 | 1205 | 0 | 750 | 1200 | 0 | 465 | 0 | 0 | 0 | 0 | 0 | 0 | 0 | 0 | 0
2040-03-17 | 2 | 15.82 | -12557 | -1626 | -919 | 0 | 0 | -600 | 602 | 0 | 0 | 733 | 53 | 160 | 1809 | 3288 | 4365 | 0 | 891 | 0 | 214 | 1196 | 0 | 726 | 1200 | 0 | 465 | 0 | 0 | 0 | 0 | 0 | 0 | 0 | 0 | 0
2040-03-17 | 3 | 15.82 | -12552 | -1689 | -814 | 0 | 0 | -422 | 528 | 0 | 0 | 737 | 53 | 160 | 1809 | 3288 | 4270 | 0 | 871 | 0 | 211 | 1184 | 0 | 700 | 1200 | 0 | 465 | 0 | 0 | 0 | 0 | 0 | 0 | 0 | 0 | 0
2040-03-17 | 4 | 15.82 | -12652 | -1689 | -762 | 0 | 0 | -262 | 528 | 0 | 0 | 738 | 53 | 160 | 1969 | 3288 | 4380 | 0 | 818 | 0 | 206 | 1197 | 0 | 363 | 1200 | 0 | 465 | 0 | 0 | 0 | 0 | 0 | 0 | 0 | 0 | 0
2040-03-17 | 5 | 15.82 | -13027 | -1752 | -735 | 0 | 0 | -108 | 528 | 0 | 0 | 868 | 53 | 160 | 2662 | 3288 | 3862 | 0 | 796 | 0 | 211 | 1205 | 0 | 323 | 1200 | 0 | 465 | 0 | 0 | 0 | 0 | 0 | 0 | 0 | 0 | 0
2040-03-17 | 6 | 21.38 | -13721 | -1820 | -762 | 0 | 0 | 184 | 840 | 0 | 0 | 958 | 53 | 160 | 3128 | 3288 | 3551 | 0 | 789 | 0 | 216 | 1208 | 0 | 260 | 1200 | 0 | 465 | 0 | 0 | 0 | 0 | 0 | 0 | 0 | 0 | 0
2040-03-17 | 7 | 21.38 | -14414 | -1820 | -867 | 0 | 0 | 260 | 1432 | 0 | 0 | 967 | 53 | 160 | 3439 | 3288 | 3372 | 0 | 778 | 0 | 219 | 1211 | 0 | 255 | 1200 | 0 | 465 | 0 | 0 | 0 | 0 | 0 | 0 | 0 | 0 | 0
2040-03-17 | 8 | 21.38 | -15134 | -1887 | -998 | 46 | 102 | 202 | 2092 | 0 | 0 | 971 | 53 | 160 | 3439 | 3288 | 3128 | 0 | 763 | 410 | 219 | 1221 | 0 | 261 | 1200 | 0 | 465 | 0 | 0 | 0 | 0 | 0 | 0 | 0 | 0 | 0
2040-03-17 | 9 | 15.82 | -15920 | -1820 | -1234 | 0 | 0 | -1065 | 2748 | 0 | 0 | 720 | 53 | 160 | 3064 | 3288 | 3469 | 0 | 801 | 2343 | 219 | 1217 | 0 | 292 | 1200 | 0 | 465 | 0 | 0 | 0 | 0 | 0 | 0 | 0 | 0 | 0
2040-03-17 | 10 | 5 | -16806 | -1752 | -1444 | 0 | 0 | -1244 | 3435 | 0 | 0 | 622 | 53 | 160 | 2073 | 3288 | 3929 | 0 | 868 | 5103 | 59 | 0 | 0 | 0 | 1200 | 0 | 456 | 0 | 0 | 0 | 160 | 1217 | 0 | 303 | 0 | 0
2040-03-17 | 11 | 2 | -16889 | -1564 | -1313 | -344 | 0 | -1859 | 3857 | 0 | 0 | 622 | 53 | 160 | 1583 | 3288 | 3484 | 0 | 876 | 7355 | 0 | 0 | 0 | 0 | 277 | 0 | 414 | 0 | 0 | 0 | 217 | 1233 | 0 | 291 | 923 | 0
2040-03-17 | 12 | -30 | -16720 | -1564 | -1444 | -908 | -610 | -1859 | 3995 | 0 | 0 | 352 | 48 | 160 | 1583 | 3288 | 3437 | 0 | 849 | 9113 | 0 | 0 | 0 | 0 | 0 | 0 | 280 | 0 | 28 | 0 | 216 | 1232 | 0 | 302 | 1200 | 0
2040-03-17 | 13 | -40 | -16471 | -1564 | -1576 | -908 | -610 | -1859 | 3958 | 0 | 0 | 0 | 48 | 160 | 1583 | 3288 | 3086 | 0 | 0 | 10585 | 0 | 0 | 0 | 0 | 0 | 0 | 280 | 28 | 882 | 0 | 216 | 1232 | 0 | 315 | 1200 | 0
2040-03-17 | 14 | -30 | -16073 | -1442 | -1628 | -908 | -199 | -1859 | 3725 | 0 | 0 | 352 | 48 | 160 | 693 | 3288 | 2727 | 0 | 348 | 10488 | 0 | 0 | 0 | 0 | 0 | 0 | 280 | 0 | 527 | 0 | 216 | 1233 | 0 | 331 | 1200 | 0
2040-03-17 | 15 | -30 | -15800 | -1330 | -1681 | -905 | 0 | -1859 | 3376 | 0 | 0 | 352 | 48 | 160 | 693 | 3288 | 2314 | 0 | 76 | 10986 | 0 | 0 | 0 | 0 | 0 | 0 | 280 | 0 | 773 | 0 | 216 | 1227 | 0 | 340 | 1200 | 0
2040-03-17 | 16 | 2 | -15841 | -1330 | -1602 | -100 | 0 | -1853 | 3118 | 0 | 0 | 622 | 53 | 160 | 693 | 3288 | 2085 | 0 | 880 | 9413 | 0 | 0 | 0 | 0 | 0 | 0 | 414 | 0 | 0 | 0 | 218 | 1223 | 0 | 322 | 1200 | 0
2040-03-17 | 17 | 12.99 | -16257 | -1272 | -1576 | 0 | 0 | -418 | 3091 | 0 | 0 | 622 | 53 | 163 | 180 | 3288 | 1639 | 0 | 880 | 6150 | 219 | 1221 | 0 | 359 | 1200 | 0 | 456 | 0 | 0 | 0 | 0 | 0 | 0 | 0 | 0 | 0
2040-03-17 | 18 | 24.2 | -16900 | -1330 | -1628 | 434 | 0 | 1310 | 3487 | 0 | 0 | 868 | 53 | 230 | 1596 | 3288 | 1491 | 0 | 864 | 2745 | 219 | 1221 | 0 | 386 | 1200 | 0 | 465 | 0 | 0 | 0 | 0 | 0 | 0 | 0 | 0 | 0
2040-03-17 | 19 | 36.7 | -17830 | -1330 | -1681 | 908 | 610 | 1859 | 4005 | 0 | 0 | 1395 | 53 | 311 | 2118 | 3288 | 1528 | 0 | 821 | 448 | 218 | 1236 | 0 | 377 | 1200 | 0 | 465 | 0 | 0 | 0 | 0 | 0 | 0 | 0 | 0 | 0
2040-03-17 | 20 | 24.2 | -17619 | -1505 | -1576 | 883 | 508 | 1859 | 4756 | 0 | 0 | 1308 | 53 | 232 | 1935 | 3288 | 1640 | 0 | 733 | 0 | 218 | 1236 | 0 | 385 | 1200 | 0 | 465 | 0 | 0 | 0 | 0 | 0 | 0 | 0 | 0 | 0
2040-03-17 | 21 | 24.2 | -16590 | -1564 | -1471 | 872 | 44 | 1859 | 4550 | 0 | 0 | 995 | 53 | 215 | 1885 | 3288 | 1671 | 0 | 673 | 0 | 219 | 1235 | 0 | 399 | 1200 | 0 | 465 | 0 | 0 | 0 | 0 | 0 | 0 | 0 | 0 | 0
2040-03-17 | 22 | 24.2 | -15141 | -1689 | -1339 | 398 | 0 | 1539 | 3773 | 0 | 0 | 927 | 53 | 212 | 1857 | 3288 | 1946 | 0 | 644 | 0 | 219 | 1239 | 0 | 410 | 1200 | 0 | 465 | 0 | 0 | 0 | 0 | 0 | 0 | 0 | 0 | 0
2040-03-17 | 23 | 24.2 | -13900 | -1752 | -1339 | 8 | 57 | 1283 | 2737 | 0 | 0 | 914 | 53 | 212 | 2297 | 3288 | 1975 | 0 | 602 | 0 | 219 | 1233 | 0 | 448 | 1200 | 0 | 465 | 0 | 0 | 0 | 0 | 0 | 0 | 0 | 0 | 0
2040-03-17 | 24 | 21.38 | -13223 | -1887 | -1208 | 0 | 0 | 1168 | 1828 | 0 | 0 | 958 | 53 | 160 | 2722 | 3288 | 2038 | 0 | 559 | 0 | 219 | 1221 | 0 | 438 | 1200 | 0 | 465 | 0 | 0 | 0 | 0 | 0 | 0 | 0 | 0 | 0
2040-03-18 | 1 | 29.6 | -12945 | -1887 | -1077 | 0 | 0 | -247 | 528 | 0 | 0 | 1054 | 53 | 319 | 4424 | 3288 | 2098 | 0 | 554 | 0 | 216 | 1205 | 0 | 750 | 1200 | 0 | 465 | 0 | 0 | 0 | 0 | 0 | 0 | 0 | 0 | 0
2040-03-18 | 2 | 29.6 | -12830 | -1954 | -919 | 0 | 0 | -340 | 528 | 0 | 300 | 1082 | 53 | 335 | 4378 | 3288 | 1763 | 0 | 515 | 0 | 214 | 1196 | 0 | 726 | 1200 | 0 | 465 | 0 | 0 | 0 | 0 | 0 | 0 | 0 | 0 | 0
2040-03-18 | 3 | 29.6 | -12964 | -2098 | -814 | 0 | 0 | -234 | 528 | 0 | 300 | 1225 | 53 | 341 | 4551 | 3288 | 1559 | 0 | 506 | 0 | 211 | 1184 | 0 | 700 | 1200 | 0 | 465 | 0 | 0 | 0 | 0 | 0 | 0 | 0 | 0 | 0
2040-03-18 | 4 | 35.69 | -13559 | -2170 | -762 | 0 | 0 | 0 | 528 | 0 | 300 | 1308 | 53 | 341 | 5163 | 3288 | 1555 | 0 | 523 | 0 | 206 | 1197 | 0 | 363 | 1200 | 0 | 465 | 0 | 0 | 0 | 0 | 0 | 0 | 0 | 0 | 0
2040-03-18 | 5 | 38.17 | -15117 | -2242 | -735 | 0 | 0 | 0 | 761 | 0 | 300 | 1450 | 53 | 341 | 6705 | 3288 | 1265 | 0 | 528 | 0 | 211 | 1205 | 0 | 323 | 1200 | 0 | 465 | 0 | 0 | 0 | 0 | 0 | 0 | 0 | 0 | 0
2040-03-18 | 6 | 40 | -17589 | -2242 | -762 | 0 | 0 | 607 | 1881 | 0 | 300 | 1450 | 53 | 341 | 7857 | 3288 | 950 | 0 | 516 | 0 | 216 | 1208 | 0 | 260 | 1200 | 0 | 465 | 0 | 0 | 0 | 0 | 0 | 0 | 0 | 0 | 0
2040-03-18 | 7 | 39.73 | -18820 | -2242 | -867 | 0 | 0 | 0 | 3683 | 0 | 300 | 1450 | 53 | 341 | 8067 | 3288 | 872 | 0 | 524 | 0 | 219 | 1211 | 0 | 255 | 1200 | 0 | 465 | 0 | 0 | 0 | 0 | 0 | 0 | 0 | 0 | 0
2040-03-18 | 8 | 37.9 | -18678 | -2242 | -998 | 0 | 0 | 0 | 4608 | 0 | 300 | 1450 | 53 | 341 | 6906 | 3288 | 599 | 0 | 528 | 480 | 219 | 1221 | 0 | 261 | 1200 | 0 | 465 | 0 | 0 | 0 | 0 | 0 | 0 | 0 | 0 | 0
2040-03-18 | 9 | 29.6 | -18494 | -2026 | -1234 | 0 | 0 | 0 | 4491 | 0 | 300 | 1117 | 53 | 335 | 4971 | 3288 | 453 | 0 | 511 | 2842 | 219 | 1217 | 0 | 292 | 1200 | 0 | 465 | 0 | 0 | 0 | 0 | 0 | 0 | 0 | 0 | 0
2040-03-18 | 10 | 23.67 | -18862 | -1820 | -1444 | 0 | 0 | -1264 | 4359 | 0 | 300 | 622 | 53 | 227 | 3896 | 3288 | 334 | 0 | 515 | 6390 | 219 | 1217 | 0 | 303 | 1200 | 0 | 465 | 0 | 0 | 0 | 0 | 0 | 0 | 0 | 0 | 0
2040-03-18 | 11 | 19.14 | -18874 | -1626 | -1313 | -329 | 0 | -1859 | 4402 | 0 | 300 | 622 | 53 | 160 | 1374 | 3288 | 430 | 0 | 540 | 9427 | 217 | 1233 | 0 | 291 | 1200 | 0 | 465 | 0 | 0 | 0 | 0 | 0 | 0 | 0 | 0 | 0
2040-03-18 | 12 | 5 | -18602 | -1564 | -1444 | -908 | -610 | -1859 | 4439 | 0 | 300 | 622 | 53 | 160 | 1019 | 3288 | 472 | 0 | 580 | 11220 | 216 | 955 | 0 | 0 | 1200 | 0 | 465 | 0 | 0 | 0 | 0 | 277 | 0 | 302 | 0 | 0
2040-03-18 | 13 | 5 | -18329 | -1442 | -1576 | -908 | -610 | -1859 | 4248 | 0 | 300 | 622 | 53 | 160 | 223 | 3288 | 476 | 0 | 599 | 12508 | 216 | 366 | 0 | 0 | 1200 | 0 | 465 | 0 | 0 | 0 | 0 | 866 | 0 | 315 | 0 | 0
2040-03-18 | 14 | 5 | -17831 | -1330 | -1628 | -908 | -199 | -1859 | 4016 | 0 | 300 | 622 | 53 | 160 | 223 | 3288 | 428 | 0 | 633 | 11842 | 216 | 309 | 0 | 0 | 1200 | 0 | 465 | 0 | 0 | 0 | 0 | 924 | 0 | 331 | 0 | 0
2040-03-18 | 15 | 10 | -17542 | -1272 | -1681 | -905 | 0 | -1859 | 3657 | 0 | 300 | 622 | 53 | 160 | 195 | 3288 | 389 | 0 | 684 | 10711 | 216 | 1227 | 0 | 90 | 1200 | 0 | 465 | 0 | 0 | 0 | 0 | 0 | 0 | 250 | 0 | 0
2040-03-18 | 16 | 23.67 | -17634 | -1218 | -1602 | 0 | 0 | -970 | 3371 | 0 | 300 | 622 | 53 | 227 | 195 | 3288 | 335 | 0 | 668 | 8936 | 218 | 1223 | 0 | 322 | 1200 | 0 | 465 | 0 | 0 | 0 | 0 | 0 | 0 | 0 | 0 | 0
2040-03-18 | 17 | 31.99 | -18127 | -1164 | -1576 | 211 | 0 | 655 | 3387 | 0 | 300 | 622 | 53 | 335 | 1476 | 3288 | 415 | 0 | 655 | 6004 | 219 | 1221 | 0 | 359 | 1200 | 0 | 465 | 0 | 0 | 0 | 0 | 0 | 0 | 0 | 0 | 0
2040-03-18 | 18 | 31.99 | -18656 | -1164 | -1628 | 634 | 0 | 1102 | 3767 | 0 | 300 | 1238 | 53 | 341 | 3323 | 3288 | 531 | 0 | 641 | 2737 | 219 | 1221 | 0 | 386 | 1200 | 0 | 465 | 0 | 0 | 0 | 0 | 0 | 0 | 0 | 0 | 0
2040-03-18 | 19 | 37.13 | -19424 | -1218 | -1681 | 908 | 610 | 1859 | 4211 | 0 | 300 | 1450 | 53 | 341 | 4127 | 3288 | 625 | 0 | 585 | 468 | 218 | 1236 | 0 | 377 | 1200 | 0 | 465 | 0 | 0 | 0 | 0 | 0 | 0 | 0 | 0 | 0
2040-03-18 | 20 | 31.99 | -18981 | -1330 | -1576 | 788 | 508 | 1549 | 4756 | 0 | 300 | 1450 | 53 | 341 | 4032 | 3288 | 807 | 0 | 511 | 0 | 218 | 1236 | 0 | 385 | 1200 | 0 | 465 | 0 | 0 | 0 | 0 | 0 | 0 | 0 | 0 | 0
2040-03-18 | 21 | 31.99 | -17745 | -1442 | -1471 | 282 | 0 | 1314 | 4433 | 0 | 300 | 1395 | 53 | 341 | 4415 | 3288 | 868 | 0 | 451 | 0 | 219 | 1235 | 0 | 399 | 1200 | 0 | 465 | 0 | 0 | 0 | 0 | 0 | 0 | 0 | 0 | 0
2040-03-18 | 22 | 31.99 | -15974 | -1564 | -1339 | 160 | 0 | 589 | 3561 | 0 | 300 | 1282 | 53 | 341 | 4415 | 3288 | 935 | 0 | 420 | 0 | 219 | 1239 | 0 | 410 | 1200 | 0 | 465 | 0 | 0 | 0 | 0 | 0 | 0 | 0 | 0 | 0
2040-03-18 | 23 | 31.99 | -14648 | -1689 | -1339 | 245 | 0 | 543 | 2410 | 0 | 300 | 1308 | 53 | 341 | 4406 | 3288 | 862 | 0 | 355 | 0 | 219 | 1233 | 0 | 448 | 1200 | 0 | 465 | 0 | 0 | 0 | 0 | 0 | 0 | 0 | 0 | 0
2040-03-18 | 24 | 31.99 | -14068 | -1689 | -1208 | 176 | 102 | 920 | 1411 | 0 | 300 | 1390 | 53 | 341 | 4340 | 3288 | 785 | 0 | 316 | 0 | 219 | 1221 | 0 | 438 | 1200 | 0 | 465 | 0 | 0 | 0 | 0 | 0 | 0 | 0 | 0 | 0
2040-03-19 | 1 | 32.43 | -13731 | -1820 | -814 | 0 | 0 | 0 | 914 | 0 | 300 | 1321 | 53 | 341 | 5219 | 3288 | 812 | 0 | 280 | 0 | 216 | 1205 | 0 | 750 | 1200 | 0 | 465 | 0 | 0 | 0 | 0 | 0 | 0 | 0 | 0 | 0
2040-03-19 | 2 | 33.72 | -13614 | -1820 | -735 | 0 | 0 | 0 | 629 | 0 | 300 | 1350 | 53 | 341 | 5188 | 3288 | 958 | 0 | 260 | 0 | 214 | 1196 | 0 | 726 | 1200 | 0 | 465 | 0 | 0 | 0 | 0 | 0 | 0 | 0 | 0 | 0
2040-03-19 | 3 | 34.21 | -13743 | -1887 | -630 | 0 | 0 | 0 | 528 | 0 | 300 | 1395 | 53 | 341 | 5375 | 3288 | 977 | 0 | 243 | 0 | 211 | 1184 | 0 | 700 | 1200 | 0 | 465 | 0 | 0 | 0 | 0 | 0 | 0 | 0 | 0 | 0
2040-03-19 | 4 | 37.76 | -14266 | -1887 | -604 | 0 | 0 | 0 | 608 | 0 | 300 | 1432 | 53 | 341 | 6360 | 3288 | 705 | 0 | 239 | 0 | 206 | 1197 | 0 | 363 | 1200 | 0 | 465 | 0 | 0 | 0 | 0 | 0 | 0 | 0 | 0 | 0
2040-03-19 | 5 | 39.54 | -15708 | -1954 | -604 | 0 | 0 | 0 | 1030 | 0 | 300 | 1450 | 53 | 341 | 7639 | 3288 | 516 | 0 | 245 | 0 | 211 | 1205 | 0 | 323 | 1200 | 0 | 465 | 0 | 0 | 0 | 0 | 0 | 0 | 0 | 0 | 0
2040-03-19 | 6 | 41.31 | -18101 | -2026 | -630 | 0 | 0 | 0 | 2119 | 0 | 300 | 1450 | 53 | 341 | 9281 | 3288 | 340 | 0 | 236 | 0 | 216 | 1208 | 0 | 260 | 1200 | 0 | 465 | 0 | 0 | 0 | 0 | 0 | 0 | 0 | 0 | 0
2040-03-19 | 7 | 40.66 | -19155 | -2026 | -788 | 0 | 0 | 0 | 3915 | 0 | 300 | 1450 | 53 | 341 | 8827 | 3288 | 220 | 0 | 225 | 0 | 219 | 1211 | 0 | 255 | 1200 | 0 | 465 | 0 | 0 | 0 | 0 | 0 | 0 | 0 | 0 | 0
2040-03-19 | 8 | 38.75 | -18723 | -2026 | -972 | 0 | 0 | 0 | 4756 | 0 | 300 | 1450 | 53 | 341 | 7339 | 3288 | 117 | 0 | 196 | 515 | 219 | 1221 | 0 | 261 | 1200 | 0 | 465 | 0 | 0 | 0 | 0 | 0 | 0 | 0 | 0 | 0
2040-03-19 | 9 | 33.72 | -18662 | -1887 | -1155 | 0 | 0 | 0 | 4454 | 0 | 300 | 1270 | 53 | 341 | 5510 | 3288 | 89 | 0 | 181 | 2824 | 219 | 1217 | 0 | 292 | 1200 | 0 | 465 | 0 | 0 | 0 | 0 | 0 | 0 | 0 | 0 | 0
2040-03-19 | 10 | 26.63 | -18833 | -1626 | -1339 | 0 | 0 | -644 | 4359 | 0 | 0 | 637 | 53 | 341 | 3601 | 3288 | 77 | 0 | 186 | 6496 | 219 | 1217 | 0 | 303 | 1200 | 0 | 465 | 0 | 0 | 0 | 0 | 0 | 0 | 0 | 0 | 0
2040-03-19 | 11 | 26.63 | -19053 | -1442 | -1313 | 0 | 0 | -807 | 4333 | 0 | 0 | 622 | 53 | 341 | 1022 | 3288 | 119 | 0 | 206 | 9225 | 217 | 1233 | 0 | 291 | 1200 | 0 | 465 | 0 | 0 | 0 | 0 | 0 | 0 | 0 | 0 | 0
2040-03-19 | 12 | 25.37 | -18607 | -1384 | -1129 | 0 | -197 | -1859 | 4317 | 0 | 0 | 622 | 53 | 341 | 679 | 3288 | 222 | 0 | 289 | 9950 | 216 | 1232 | 0 | 302 | 1200 | 0 | 465 | 0 | 0 | 0 | 0 | 0 | 0 | 0 | 0 | 0
2040-03-19 | 13 | 24.21 | -18475 | -1272 | -1471 | -212 | -610 | -1859 | 4143 | 0 | 0 | 622 | 53 | 292 | 312 | 3288 | 516 | 0 | 346 | 10897 | 216 | 1232 | 0 | 315 | 1200 | 0 | 465 | 0 | 0 | 0 | 0 | 0 | 0 | 0 | 0 | 0
2040-03-19 | 14 | 25.37 | -18259 | -1164 | -1444 | 0 | -426 | -1859 | 3963 | 0 | 0 | 622 | 53 | 341 | 312 | 3288 | 708 | 0 | 403 | 10016 | 216 | 1233 | 0 | 331 | 1200 | 0 | 465 | 0 | 0 | 0 | 0 | 0 | 0 | 0 | 0 | 0
2040-03-19 | 15 | 26.63 | -17591 | -1114 | -1287 | 0 | 0 | -379 | 3667 | 0 | 0 | 622 | 53 | 341 | 128 | 3288 | 909 | 0 | 449 | 7465 | 216 | 1227 | 0 | 340 | 1200 | 0 | 465 | 0 | 0 | 0 | 0 | 0 | 0 | 0 | 0 | 0
2040-03-19 | 16 | 35.98 | -17107 | -1065 | -1707 | 0 | 0 | 47 | 3440 | 0 | 0 | 622 | 53 | 341 | 294 | 3288 | 1088 | 0 | 480 | 6797 | 218 | 1223 | 0 | 322 | 1200 | 0 | 465 | 0 | 0 | 0 | 0 | 0 | 0 | 0 | 0 | 0
2040-03-19 | 17 | 35.98 | -17265 | -1114 | -2180 | 0 | 0 | 477 | 3456 | 0 | 0 | 762 | 53 | 341 | 2322 | 3288 | 1112 | 0 | 483 | 4800 | 219 | 1221 | 0 | 359 | 1200 | 0 | 465 | 0 | 0 | 0 | 0 | 0 | 0 | 0 | 0 | 0
2040-03-19 | 18 | 35.98 | -17808 | -1065 | -2626 | 0 | 0 | 1020 | 3847 | 0 | 0 | 1238 | 53 | 341 | 4152 | 3288 | 1238 | 0 | 428 | 2402 | 219 | 1221 | 0 | 386 | 1200 | 0 | 465 | 0 | 0 | 0 | 0 | 0 | 0 | 0 | 0 | 0
2040-03-19 | 19 | 37.88 | -19109 | -1114 | -2521 | 182 | 610 | 1859 | 4201 | 0 | 0 | 1450 | 53 | 341 | 5030 | 3288 | 1420 | 0 | 338 | 476 | 218 | 1236 | 0 | 377 | 1200 | 0 | 465 | 0 | 0 | 0 | 0 | 0 | 0 | 0 | 0 | 0
2040-03-19 | 20 | 35.98 | -18710 | -1272 | -1786 | 0 | 205 | 1233 | 4734 | 0 | 0 | 1432 | 53 | 341 | 5279 | 3288 | 1392 | 0 | 306 | 0 | 218 | 1236 | 0 | 385 | 1200 | 0 | 465 | 0 | 0 | 0 | 0 | 0 | 0 | 0 | 0 | 0
2040-03-19 | 21 | 35.98 | -17789 | -1442 | -1628 | 0 | 144 | 710 | 4439 | 0 | 0 | 1395 | 53 | 341 | 5279 | 3288 | 1370 | 0 | 324 | 0 | 219 | 1235 | 0 | 399 | 1200 | 0 | 465 | 0 | 0 | 0 | 0 | 0 | 0 | 0 | 0 | 0
2040-03-19 | 22 | 35.98 | -16203 | -1442 | -1366 | 0 | 2 | 83 | 3614 | 0 | 0 | 1238 | 53 | 341 | 5250 | 3288 | 1287 | 0 | 322 | 0 | 219 | 1239 | 0 | 410 | 1200 | 0 | 465 | 0 | 0 | 0 | 0 | 0 | 0 | 0 | 0 | 0
2040-03-19 | 23 | 35.37 | -14926 | -1626 | -1129 | 0 | 0 | 0 | 2462 | 0 | 0 | 1238 | 53 | 341 | 5291 | 3288 | 1094 | 0 | 349 | 0 | 219 | 1233 | 0 | 448 | 1200 | 0 | 465 | 0 | 0 | 0 | 0 | 0 | 0 | 0 | 0 | 0
2040-03-19 | 24 | 35.98 | -14167 | -1689 | -919 | 0 | 100 | 53 | 1480 | 0 | 0 | 1308 | 53 | 341 | 5369 | 3288 | 908 | 0 | 333 | 0 | 219 | 1221 | 0 | 438 | 1200 | 0 | 465 | 0 | 0 | 0 | 0 | 0 | 0 | 0 | 0 | 0
2040-03-20 | 1 | 33.72 | -13718 | -1689 | -814 | 0 | 0 | 0 | 898 | 0 | 0 | 1308 | 53 | 341 | 5418 | 3288 | 776 | 0 | 302 | 0 | 216 | 1205 | 0 | 750 | 1200 | 0 | 465 | 0 | 0 | 0 | 0 | 0 | 0 | 0 | 0 | 0
2040-03-20 | 2 | 35.98 | -13662 | -1820 | -735 | 0 | 0 | 0 | 624 | 0 | 0 | 1395 | 53 | 341 | 5785 | 3288 | 654 | 0 | 277 | 0 | 214 | 1196 | 0 | 726 | 1200 | 0 | 465 | 0 | 0 | 0 | 0 | 0 | 0 | 0 | 0 | 0
2040-03-20 | 3 | 37.1 | -13724 | -1820 | -630 | 0 | 0 | 0 | 528 | 0 | 0 | 1395 | 53 | 341 | 6012 | 3288 | 536 | 0 | 260 | 0 | 211 | 1184 | 0 | 700 | 1200 | 0 | 465 | 0 | 0 | 0 | 0 | 0 | 0 | 0 | 0 | 0
2040-03-20 | 4 | 39.27 | -14309 | -1887 | -604 | 0 | 0 | 0 | 597 | 0 | 0 | 1432 | 53 | 341 | 7014 | 3288 | 415 | 0 | 230 | 0 | 206 | 1197 | 0 | 363 | 1200 | 0 | 465 | 0 | 0 | 0 | 0 | 0 | 0 | 0 | 0 | 0
2040-03-20 | 5 | 40.24 | -15751 | -1887 | -604 | 0 | 0 | 0 | 1020 | 0 | 0 | 1450 | 53 | 341 | 8121 | 3288 | 327 | 0 | 238 | 0 | 211 | 1205 | 0 | 323 | 1200 | 0 | 465 | 0 | 0 | 0 | 0 | 0 | 0 | 0 | 0 | 0
2040-03-20 | 6 | 41.45 | -18181 | -1954 | -630 | 0 | 0 | 0 | 2108 | 0 | 0 | 1450 | 53 | 341 | 9674 | 3288 | 259 | 0 | 243 | 0 | 216 | 1208 | 0 | 260 | 1200 | 0 | 465 | 0 | 0 | 0 | 0 | 0 | 0 | 0 | 0 | 0
2040-03-20 | 7 | 40.76 | -19144 | -1954 | -788 | 0 | 0 | 0 | 3931 | 0 | 0 | 1450 | 53 | 341 | 9015 | 3288 | 209 | 0 | 249 | 0 | 219 | 1211 | 0 | 255 | 1200 | 0 | 465 | 0 | 0 | 0 | 0 | 0 | 0 | 0 | 0 | 0
2040-03-20 | 8 | 38.99 | -18828 | -2026 | -972 | 0 | 0 | 0 | 4756 | 0 | 0 | 1450 | 53 | 341 | 7624 | 3288 | 152 | 0 | 254 | 542 | 219 | 1221 | 0 | 261 | 1200 | 0 | 465 | 0 | 0 | 0 | 0 | 0 | 0 | 0 | 0 | 0
2040-03-20 | 9 | 34.35 | -18645 | -1820 | -1155 | 0 | 0 | 0 | 4497 | 0 | 0 | 1238 | 53 | 341 | 5662 | 3288 | 99 | 0 | 224 | 2825 | 219 | 1217 | 0 | 292 | 1200 | 0 | 465 | 0 | 0 | 0 | 0 | 0 | 0 | 0 | 0 | 0
2040-03-20 | 10 | 25.31 | -18642 | -1505 | -1339 | 0 | 0 | -773 | 4269 | 0 | 0 | 622 | 53 | 335 | 3605 | 3288 | 46 | 0 | 194 | 6443 | 219 | 1217 | 0 | 303 | 1200 | 0 | 465 | 0 | 0 | 0 | 0 | 0 | 0 | 0 | 0 | 0
2040-03-20 | 11 | 25.31 | -18839 | -1330 | -1313 | 0 | 0 | -593 | 4122 | 0 | 0 | 622 | 53 | 319 | 452 | 3288 | 16 | 0 | 183 | 9612 | 217 | 1233 | 0 | 291 | 1200 | 0 | 465 | 0 | 0 | 0 | 0 | 0 | 0 | 0 | 0 | 0
2040-03-20 | 12 | 21.05 | -18344 | -1114 | -1129 | -486 | -575 | -1859 | 3984 | 0 | 0 | 622 | 53 | 160 | 235 | 3288 | 8 | 0 | 192 | 11550 | 216 | 1232 | 0 | 302 | 1200 | 0 | 465 | 0 | 0 | 0 | 0 | 0 | 0 | 0 | 0 | 0
2040-03-20 | 13 | 21.05 | -18227 | -1015 | -1471 | -696 | -475 | -1859 | 3783 | 0 | 0 | 622 | 53 | 160 | 19 | 3288 | 10 | 0 | 216 | 12163 | 216 | 1232 | 0 | 315 | 1200 | 0 | 465 | 0 | 0 | 0 | 0 | 0 | 0 | 0 | 0 | 0
2040-03-20 | 14 | 21.05 | -17959 | -872 | -1444 | -275 | -368 | -1859 | 3593 | 0 | 0 | 622 | 53 | 163 | 15 | 3288 | 33 | 0 | 223 | 11340 | 216 | 1233 | 0 | 331 | 1200 | 0 | 465 | 0 | 0 | 0 | 0 | 0 | 0 | 0 | 0 | 0
2040-03-20 | 15 | 24.21 | -17186 | -831 | -1287 | 0 | 0 | -1859 | 3266 | 0 | 0 | 622 | 53 | 292 | 15 | 3288 | 69 | 0 | 213 | 9895 | 216 | 1227 | 0 | 340 | 1200 | 0 | 465 | 0 | 0 | 0 | 0 | 0 | 0 | 0 | 0 | 0
2040-03-20 | 16 | 27.37 | -16710 | -831 | -1707 | 0 | 0 | 0 | 2996 | 0 | 0 | 622 | 53 | 338 | 0 | 3288 | 96 | 0 | 200 | 8225 | 218 | 1223 | 0 | 322 | 1200 | 0 | 465 | 0 | 0 | 0 | 0 | 0 | 0 | 0 | 0 | 0
2040-03-20 | 17 | 34.21 | -16729 | -831 | -2180 | 0 | 0 | 475 | 2985 | 0 | 220 | 622 | 53 | 341 | 1929 | 3288 | 190 | 0 | 182 | 5988 | 219 | 1221 | 0 | 359 | 1200 | 0 | 465 | 0 | 0 | 0 | 0 | 0 | 0 | 0 | 0 | 0
2040-03-20 | 18 | 34.21 | -17327 | -786 | -2626 | 0 | 0 | 1321 | 3281 | 0 | 220 | 1238 | 53 | 341 | 4131 | 3288 | 310 | 0 | 177 | 2887 | 219 | 1221 | 0 | 386 | 1200 | 0 | 465 | 0 | 0 | 0 | 0 | 0 | 0 | 0 | 0 | 0
2040-03-20 | 19 | 37.72 | -18695 | -872 | -2521 | 908 | 610 | 1859 | 3699 | 0 | 220 | 1450 | 53 | 341 | 5062 | 3288 | 379 | 0 | 195 | 527 | 218 | 1236 | 0 | 377 | 1200 | 0 | 465 | 0 | 0 | 0 | 0 | 0 | 0 | 0 | 0 | 0
2040-03-20 | 20 | 34.21 | -18370 | -1015 | -1786 | 345 | 508 | 1553 | 4269 | 0 | 300 | 1450 | 53 | 341 | 4768 | 3288 | 496 | 0 | 295 | 0 | 218 | 1236 | 0 | 385 | 1200 | 0 | 465 | 0 | 0 | 0 | 0 | 0 | 0 | 0 | 0 | 0
2040-03-20 | 21 | 34.21 | -17390 | -1114 | -1628 | 0 | 0 | 1163 | 3979 | 0 | 300 | 1395 | 53 | 341 | 4884 | 3288 | 751 | 0 | 460 | 0 | 219 | 1235 | 0 | 399 | 1200 | 0 | 465 | 0 | 0 | 0 | 0 | 0 | 0 | 0 | 0 | 0
2040-03-20 | 22 | 34.21 | -15914 | -1164 | -1366 | 0 | 95 | 142 | 3144 | 0 | 300 | 1242 | 53 | 341 | 4884 | 3288 | 909 | 0 | 511 | 0 | 219 | 1239 | 0 | 410 | 1200 | 0 | 465 | 0 | 0 | 0 | 0 | 0 | 0 | 0 | 0 | 0
2040-03-20 | 23 | 31.99 | -14569 | -1218 | -1129 | 0 | 0 | 0 | 1981 | 0 | 300 | 1136 | 53 | 341 | 4737 | 3288 | 996 | 0 | 518 | 0 | 219 | 1233 | 0 | 448 | 1200 | 0 | 465 | 0 | 0 | 0 | 0 | 0 | 0 | 0 | 0 | 0
2040-03-20 | 24 | 34.21 | -13650 | -1330 | -919 | 0 | 7 | 0 | 978 | 0 | 300 | 1082 | 53 | 341 | 4697 | 3288 | 1106 | 0 | 504 | 0 | 219 | 1221 | 0 | 438 | 1200 | 0 | 465 | 0 | 0 | 0 | 0 | 0 | 0 | 0 | 0 | 0
2040-03-21 | 1 | 28.27 | -13314 | -1442 | -814 | 0 | 0 | 0 | 581 | 0 | 300 | 1082 | 53 | 341 | 4303 | 3288 | 1277 | 0 | 509 | 0 | 216 | 1205 | 0 | 750 | 1200 | 0 | 465 | 0 | 0 | 0 | 0 | 0 | 0 | 0 | 0 | 0
2040-03-21 | 2 | 29.6 | -13174 | -1384 | -735 | 0 | 0 | 0 | 528 | 0 | 300 | 1082 | 53 | 341 | 4297 | 3288 | 1128 | 0 | 474 | 0 | 214 | 1196 | 0 | 726 | 1200 | 0 | 465 | 0 | 0 | 0 | 0 | 0 | 0 | 0 | 0 | 0
2040-03-21 | 3 | 28.61 | -13194 | -1442 | -630 | 0 | 0 | 0 | 528 | 0 | 300 | 1092 | 53 | 341 | 4199 | 3288 | 1249 | 0 | 455 | 0 | 211 | 1184 | 0 | 700 | 1200 | 0 | 465 | 0 | 0 | 0 | 0 | 0 | 0 | 0 | 0 | 0
2040-03-21 | 4 | 34.21 | -13722 | -1505 | -604 | 0 | 0 | 0 | 528 | 0 | 300 | 1238 | 53 | 341 | 4809 | 3288 | 1370 | 0 | 471 | 0 | 206 | 1197 | 0 | 363 | 1200 | 0 | 465 | 0 | 0 | 0 | 0 | 0 | 0 | 0 | 0 | 0
2040-03-21 | 5 | 37 | -15142 | -1505 | -604 | 0 | 0 | 0 | 560 | 0 | 300 | 1432 | 53 | 341 | 5713 | 3288 | 1690 | 0 | 470 | 0 | 211 | 1205 | 0 | 323 | 1200 | 0 | 465 | 0 | 0 | 0 | 0 | 0 | 0 | 0 | 0 | 0
2040-03-21 | 6 | 37.9 | -17485 | -1505 | -630 | 0 | 0 | 0 | 1612 | 0 | 300 | 1450 | 53 | 341 | 6327 | 3288 | 2421 | 0 | 479 | 0 | 216 | 1208 | 0 | 260 | 1200 | 0 | 465 | 0 | 0 | 0 | 0 | 0 | 0 | 0 | 0 | 0
2040-03-21 | 7 | 31.99 | -18540 | -1505 | -788 | 0 | 0 | 0 | 3408 | 0 | 300 | 1395 | 53 | 341 | 5002 | 3288 | 3230 | 0 | 466 | 0 | 219 | 1211 | 0 | 255 | 1200 | 0 | 465 | 0 | 0 | 0 | 0 | 0 | 0 | 0 | 0 | 0
2040-03-21 | 8 | 22.35 | -18639 | -1564 | -972 | 0 | -10 | -298 | 4306 | 0 | 300 | 1238 | 53 | 192 | 4008 | 3288 | 3850 | 0 | 434 | 444 | 219 | 1221 | 0 | 261 | 1200 | 0 | 465 | 0 | 0 | 0 | 0 | 0 | 0 | 0 | 0 | 0
2040-03-21 | 9 | 22.35 | -18623 | -1384 | -1155 | 0 | 0 | -612 | 4365 | 0 | 300 | 914 | 53 | 177 | 2891 | 3288 | 4099 | 0 | 364 | 1930 | 219 | 1217 | 0 | 292 | 1200 | 0 | 465 | 0 | 0 | 0 | 0 | 0 | 0 | 0 | 0 | 0
2040-03-21 | 10 | 22.35 | -18776 | -1272 | -1339 | 0 | 0 | -808 | 4391 | 0 | 300 | 733 | 53 | 171 | 2053 | 3288 | 4245 | 0 | 315 | 3242 | 219 | 1217 | 0 | 303 | 1200 | 0 | 465 | 0 | 0 | 0 | 0 | 0 | 0 | 0 | 0 | 0
2040-03-21 | 11 | 22.35 | -19041 | -1164 | -1313 | 0 | 0 | -497 | 4407 | 0 | 300 | 622 | 53 | 171 | 1078 | 3288 | 4363 | 0 | 257 | 4069 | 217 | 1233 | 0 | 291 | 1200 | 0 | 465 | 0 | 0 | 0 | 0 | 0 | 0 | 0 | 0 | 0
2040-03-21 | 12 | 22.35 | -18497 | -1015 | -1129 | 0 | 0 | -986 | 4365 | 0 | 300 | 622 | 53 | 171 | 79 | 3288 | 4441 | 0 | 316 | 4577 | 216 | 1232 | 0 | 302 | 1200 | 0 | 465 | 0 | 0 | 0 | 0 | 0 | 0 | 0 | 0 | 0
2040-03-21 | 13 | 22.35 | -18407 | -966 | -1471 | 0 | 0 | -831 | 4159 | 0 | 300 | 622 | 53 | 171 | 75 | 3288 | 4597 | 0 | 391 | 4591 | 216 | 1232 | 0 | 315 | 1200 | 0 | 465 | 0 | 0 | 0 | 0 | 0 | 0 | 0 | 0 | 0
2040-03-21 | 14 | 22.35 | -18380 | -872 | -1444 | 0 | 0 | -795 | 4016 | 0 | 300 | 622 | 53 | 176 | 0 | 3288 | 4422 | 0 | 485 | 4682 | 216 | 1233 | 0 | 331 | 1200 | 0 | 465 | 0 | 0 | 0 | 0 | 0 | 0 | 0 | 0 | 0
2040-03-21 | 15 | 22.35 | -17916 | -872 | -1287 | 0 | 0 | -249 | 3884 | 0 | 300 | 622 | 53 | 192 | 0 | 3288 | 4363 | 0 | 510 | 3663 | 216 | 1227 | 0 | 340 | 1200 | 0 | 465 | 0 | 0 | 0 | 0 | 0 | 0 | 0 | 0 | 0
2040-03-21 | 16 | 30.2 | -17635 | -831 | -1707 | 0 | 0 | 817 | 3810 | 0 | 300 | 737 | 53 | 340 | 189 | 3288 | 4193 | 0 | 502 | 2516 | 218 | 1223 | 0 | 322 | 1200 | 0 | 465 | 0 | 0 | 0 | 0 | 0 | 0 | 0 | 0 | 0
2040-03-21 | 17 | 30.2 | -17575 | -872 | -2180 | 0 | 0 | 706 | 3968 | 0 | 300 | 914 | 53 | 341 | 1469 | 3288 | 4090 | 0 | 517 | 1516 | 219 | 1221 | 0 | 359 | 1200 | 0 | 465 | 0 | 0 | 0 | 0 | 0 | 0 | 0 | 0 | 0
2040-03-21 | 18 | 30.2 | -17892 | -921 | -2626 | 0 | 0 | 984 | 4275 | 0 | 300 | 1095 | 53 | 341 | 2298 | 3288 | 4114 | 0 | 504 | 695 | 219 | 1221 | 0 | 386 | 1200 | 0 | 465 | 0 | 0 | 0 | 0 | 0 | 0 | 0 | 0 | 0
2040-03-21 | 19 | 30.2 | -18938 | -1015 | -2521 | 0 | 9 | 1250 | 4502 | 0 | 300 | 1395 | 53 | 335 | 2844 | 3288 | 4284 | 0 | 484 | 236 | 218 | 1236 | 0 | 377 | 1200 | 0 | 465 | 0 | 0 | 0 | 0 | 0 | 0 | 0 | 0 | 0
2040-03-21 | 20 | 25.21 | -18442 | -1015 | -1786 | 0 | 0 | 0 | 4756 | 0 | 220 | 1033 | 53 | 319 | 3107 | 3288 | 4499 | 0 | 464 | 0 | 218 | 1236 | 0 | 385 | 1200 | 0 | 465 | 0 | 0 | 0 | 0 | 0 | 0 | 0 | 0 | 0
2040-03-21 | 21 | 10 | -17438 | -1114 | -1628 | 0 | 0 | 0 | 4333 | 0 | 220 | 958 | 53 | 160 | 2732 | 3288 | 4653 | 0 | 465 | 0 | 219 | 1235 | 0 | 198 | 1200 | 0 | 465 | 0 | 0 | 0 | 0 | 0 | 0 | 201 | 0 | 0
2040-03-21 | 22 | 5 | -15921 | -1114 | -1366 | 0 | 0 | 0 | 3429 | 0 | 220 | 841 | 53 | 160 | 2732 | 3288 | 4726 | 0 | 445 | 0 | 219 | 622 | 0 | 0 | 1200 | 0 | 465 | 0 | 0 | 0 | 0 | 617 | 0 | 410 | 0 | 0
2040-03-21 | 23 | 5 | -14629 | -1164 | -1129 | 0 | 0 | 0 | 2209 | 0 | 220 | 831 | 53 | 160 | 2564 | 3288 | 4763 | 0 | 434 | 0 | 219 | 515 | 0 | 0 | 1200 | 0 | 465 | 0 | 0 | 0 | 0 | 718 | 0 | 448 | 0 | 0
2040-03-21 | 24 | 5 | -13696 | -1164 | -919 | 0 | 0 | 0 | 1147 | 0 | 0 | 829 | 53 | 160 | 2763 | 3288 | 4766 | 0 | 425 | 0 | 219 | 464 | 0 | 0 | 1200 | 0 | 465 | 0 | 0 | 0 | 0 | 757 | 0 | 438 | 0 | 0
2040-03-22 | 1 | 20.07 | -13226 | -1218 | -814 | 0 | 0 | -1593 | 528 | 0 | 0 | 841 | 53 | 160 | 2947 | 3288 | 4798 | 0 | 398 | 0 | 216 | 1205 | 0 | 750 | 1200 | 0 | 465 | 0 | 0 | 0 | 0 | 0 | 0 | 0 | 0 | 0
2040-03-22 | 2 | 20.07 | -13076 | -1272 | -735 | 0 | 0 | -1219 | 528 | 0 | 0 | 829 | 53 | 160 | 2489 | 3288 | 4799 | 0 | 354 | 0 | 214 | 1196 | 0 | 726 | 1200 | 0 | 465 | 0 | 0 | 0 | 0 | 0 | 0 | 0 | 0 | 0
2040-03-22 | 3 | 20.07 | -13077 | -1272 | -630 | 0 | 0 | -841 | 528 | 0 | 0 | 791 | 53 | 160 | 2107 | 3288 | 4799 | 0 | 333 | 0 | 211 | 1184 | 0 | 700 | 1200 | 0 | 465 | 0 | 0 | 0 | 0 | 0 | 0 | 0 | 0 | 0
2040-03-22 | 4 | 20.07 | -13554 | -1272 | -604 | 0 | 0 | -111 | 528 | 0 | 0 | 841 | 53 | 166 | 2107 | 3288 | 4807 | 0 | 318 | 0 | 206 | 1197 | 0 | 363 | 1200 | 0 | 465 | 0 | 0 | 0 | 0 | 0 | 0 | 0 | 0 | 0
2040-03-22 | 5 | 27.12 | -14897 | -1272 | -604 | 0 | 0 | 432 | 528 | 0 | 0 | 971 | 53 | 325 | 2661 | 3288 | 4807 | 0 | 302 | 0 | 211 | 1205 | 0 | 323 | 1200 | 0 | 465 | 0 | 0 | 0 | 0 | 0 | 0 | 0 | 0 | 0
2040-03-22 | 6 | 27.12 | -17114 | -1272 | -630 | 0 | 0 | 1124 | 1073 | 0 | 0 | 1395 | 53 | 341 | 3301 | 3288 | 4807 | 0 | 285 | 0 | 216 | 1208 | 0 | 260 | 1200 | 0 | 465 | 0 | 0 | 0 | 0 | 0 | 0 | 0 | 0 | 0
2040-03-22 | 7 | 27.12 | -18544 | -1330 | -788 | 0 | 0 | 980 | 2795 | 0 | 0 | 1395 | 53 | 341 | 3333 | 3288 | 4807 | 0 | 320 | 0 | 219 | 1211 | 0 | 255 | 1200 | 0 | 465 | 0 | 0 | 0 | 0 | 0 | 0 | 0 | 0 | 0
2040-03-22 | 8 | 27.12 | -18906 | -1330 | -972 | 0 | 0 | 152 | 3910 | 0 | 0 | 1238 | 53 | 335 | 3791 | 3288 | 4551 | 0 | 337 | 185 | 219 | 1221 | 0 | 261 | 1200 | 0 | 465 | 0 | 0 | 0 | 0 | 0 | 0 | 0 | 0 | 0
2040-03-22 | 9 | 23.37 | -19125 | -1384 | -1155 | 0 | 0 | 0 | 4306 | 0 | 0 | 1308 | 53 | 221 | 4092 | 3288 | 3927 | 0 | 441 | 633 | 219 | 1217 | 0 | 292 | 1200 | 0 | 465 | 0 | 0 | 0 | 0 | 0 | 0 | 0 | 0 | 0
2040-03-22 | 10 | 20.07 | -19381 | -1384 | -1339 | 0 | 0 | -36 | 4587 | 0 | 0 | 1238 | 53 | 160 | 3908 | 3288 | 3885 | 0 | 570 | 1047 | 219 | 1217 | 0 | 303 | 1200 | 0 | 465 | 0 | 0 | 0 | 0 | 0 | 0 | 0 | 0 | 0
2040-03-22 | 11 | 20.07 | -19620 | -1384 | -1313 | 0 | 0 | -219 | 4750 | 0 | 0 | 995 | 53 | 160 | 3662 | 3288 | 4000 | 0 | 677 | 1544 | 217 | 1233 | 0 | 291 | 1200 | 0 | 465 | 0 | 0 | 0 | 0 | 0 | 0 | 0 | 0 | 0
2040-03-22 | 12 | 20.07 | -19053 | -1330 | -1129 | 0 | 0 | -1036 | 4756 | 0 | 0 | 868 | 53 | 160 | 3353 | 3288 | 4223 | 0 | 715 | 1717 | 216 | 1232 | 0 | 302 | 1200 | 0 | 465 | 0 | 0 | 0 | 0 | 0 | 0 | 0 | 0 | 0
2040-03-22 | 13 | 20.07 | -18979 | -1330 | -1471 | 0 | 0 | -549 | 4571 | 0 | 0 | 893 | 53 | 160 | 3226 | 3288 | 3623 | 0 | 723 | 2363 | 216 | 1232 | 0 | 315 | 1200 | 0 | 465 | 0 | 0 | 0 | 0 | 0 | 0 | 0 | 0 | 0
2040-03-22 | 14 | 20.07 | -18783 | -1272 | -1444 | 0 | 0 | -574 | 4470 | 0 | 0 | 868 | 53 | 160 | 3058 | 3288 | 3105 | 0 | 779 | 2846 | 216 | 1233 | 0 | 331 | 1200 | 0 | 465 | 0 | 0 | 0 | 0 | 0 | 0 | 0 | 0 | 0
2040-03-22 | 15 | 20.07 | -18179 | -1272 | -1287 | 0 | 0 | -1148 | 4222 | 0 | 0 | 756 | 53 | 160 | 3058 | 3288 | 2965 | 0 | 871 | 3064 | 216 | 1227 | 0 | 340 | 1200 | 0 | 465 | 0 | 0 | 0 | 0 | 0 | 0 | 0 | 0 | 0
2040-03-22 | 16 | 20.07 | -17799 | -1218 | -1707 | 0 | 0 | -819 | 4037 | 0 | 0 | 622 | 53 | 160 | 2087 | 3288 | 3974 | 0 | 907 | 2986 | 218 | 1223 | 0 | 322 | 1200 | 0 | 465 | 0 | 0 | 0 | 0 | 0 | 0 | 0 | 0 | 0
2040-03-22 | 17 | 20.07 | -17565 | -1164 | -2180 | 0 | 0 | -392 | 4058 | 0 | 0 | 737 | 53 | 166 | 1805 | 3288 | 4812 | 0 | 924 | 1993 | 219 | 1221 | 0 | 359 | 1200 | 0 | 465 | 0 | 0 | 0 | 0 | 0 | 0 | 0 | 0 | 0
2040-03-22 | 18 | 27.12 | -17702 | -1164 | -2626 | 0 | 0 | 380 | 4201 | 0 | 0 | 914 | 53 | 325 | 2050 | 3288 | 4822 | 0 | 908 | 1059 | 219 | 1221 | 0 | 386 | 1200 | 0 | 465 | 0 | 0 | 0 | 0 | 0 | 0 | 0 | 0 | 0
2040-03-22 | 19 | 27.12 | -18547 | -1164 | -2521 | 0 | 0 | 1584 | 4232 | 0 | 0 | 1238 | 53 | 341 | 2050 | 3288 | 4823 | 0 | 866 | 259 | 218 | 1236 | 0 | 377 | 1200 | 0 | 465 | 0 | 0 | 0 | 0 | 0 | 0 | 0 | 0 | 0
2040-03-22 | 20 | 27.12 | -18101 | -1218 | -1786 | 0 | 0 | 837 | 4375 | 0 | 0 | 971 | 53 | 341 | 2038 | 3288 | 4831 | 0 | 866 | 0 | 218 | 1236 | 0 | 385 | 1200 | 0 | 465 | 0 | 0 | 0 | 0 | 0 | 0 | 0 | 0 | 0
2040-03-22 | 21 | 27.12 | -17341 | -1272 | -1628 | 0 | 0 | 691 | 3968 | 0 | 0 | 958 | 53 | 341 | 1818 | 3288 | 4831 | 0 | 773 | 0 | 219 | 1235 | 0 | 399 | 1200 | 0 | 465 | 0 | 0 | 0 | 0 | 0 | 0 | 0 | 0 | 0
2040-03-22 | 22 | 27.12 | -16212 | -1272 | -1366 | 0 | 0 | 87 | 3255 | 0 | 0 | 868 | 53 | 341 | 1834 | 3288 | 4837 | 0 | 752 | 0 | 219 | 1239 | 0 | 410 | 1200 | 0 | 465 | 0 | 0 | 0 | 0 | 0 | 0 | 0 | 0 | 0
2040-03-22 | 23 | 25.21 | -15007 | -1272 | -1129 | 0 | 0 | 0 | 2293 | 0 | 0 | 841 | 53 | 341 | 1433 | 3288 | 4830 | 0 | 763 | 0 | 219 | 1233 | 0 | 448 | 1200 | 0 | 465 | 0 | 0 | 0 | 0 | 0 | 0 | 0 | 0 | 0
2040-03-22 | 24 | 27.12 | -14146 | -1330 | -919 | 0 | 0 | 50 | 1342 | 0 | 0 | 836 | 53 | 341 | 1367 | 3288 | 4822 | 0 | 752 | 0 | 219 | 1221 | 0 | 438 | 1200 | 0 | 465 | 0 | 0 | 0 | 0 | 0 | 0 | 0 | 0 | 0
2040-03-23 | 1 | 17.92 | -13653 | -1330 | -814 | 0 | 0 | -317 | 1485 | 0 | 0 | 636 | 53 | 181 | 1051 | 3288 | 4830 | 0 | 754 | 0 | 216 | 1205 | 0 | 750 | 1200 | 0 | 465 | 0 | 0 | 0 | 0 | 0 | 0 | 0 | 0 | 0
2040-03-23 | 2 | 17.92 | -13360 | -1384 | -735 | 0 | 0 | -90 | 1110 | 0 | 0 | 640 | 53 | 166 | 883 | 3288 | 4874 | 0 | 753 | 0 | 214 | 1196 | 0 | 726 | 1200 | 0 | 465 | 0 | 0 | 0 | 0 | 0 | 0 | 0 | 0 | 0
2040-03-23 | 3 | 19.46 | -13285 | -1564 | -630 | 0 | 0 | 0 | 951 | 0 | 0 | 713 | 53 | 160 | 899 | 3288 | 4883 | 0 | 772 | 0 | 211 | 1184 | 0 | 700 | 1200 | 0 | 465 | 0 | 0 | 0 | 0 | 0 | 0 | 0 | 0 | 0
2040-03-23 | 4 | 24.21 | -13429 | -1626 | -604 | 0 | 0 | 301 | 930 | 0 | 0 | 738 | 53 | 293 | 965 | 3288 | 4897 | 0 | 763 | 0 | 206 | 1197 | 0 | 363 | 1200 | 0 | 465 | 0 | 0 | 0 | 0 | 0 | 0 | 0 | 0 | 0
2040-03-23 | 5 | 24.2 | -14037 | -1689 | -604 | 0 | 0 | 0 | 1089 | 0 | 0 | 841 | 53 | 228 | 1725 | 3288 | 4897 | 0 | 805 | 0 | 211 | 1205 | 0 | 323 | 1200 | 0 | 465 | 0 | 0 | 0 | 0 | 0 | 0 | 0 | 0 | 0
2040-03-23 | 6 | 24.21 | -14965 | -1689 | -630 | 0 | 0 | 0 | 1575 | 0 | 0 | 868 | 53 | 236 | 2160 | 3288 | 4897 | 0 | 858 | 0 | 216 | 1208 | 0 | 260 | 1200 | 0 | 465 | 0 | 0 | 0 | 0 | 0 | 0 | 0 | 0 | 0
2040-03-23 | 7 | 24.2 | -15947 | -1689 | -788 | 0 | 0 | 0 | 2399 | 0 | 220 | 914 | 53 | 213 | 2160 | 3288 | 4897 | 0 | 929 | 0 | 219 | 1211 | 0 | 255 | 1200 | 0 | 465 | 0 | 0 | 0 | 0 | 0 | 0 | 0 | 0 | 0
2040-03-23 | 8 | 24.21 | -16945 | -1689 | -972 | 0 | 0 | 0 | 3271 | 0 | 220 | 914 | 53 | 287 | 2047 | 3288 | 4897 | 0 | 969 | 294 | 219 | 1221 | 0 | 261 | 1200 | 0 | 465 | 0 | 0 | 0 | 0 | 0 | 0 | 0 | 0 | 0
2040-03-23 | 9 | 5 | -17464 | -1689 | -1155 | 0 | 0 | 0 | 4159 | 0 | 220 | 622 | 53 | 160 | 1637 | 3288 | 4890 | 0 | 1002 | 1669 | 219 | 733 | 0 | 0 | 1200 | 0 | 456 | 0 | 0 | 0 | 0 | 484 | 0 | 292 | 0 | 0
2040-03-23 | 10 | 2 | -17686 | -1564 | -1339 | 0 | 0 | -1168 | 4581 | 0 | 220 | 622 | 53 | 160 | 1394 | 3288 | 4890 | 0 | 1033 | 4153 | 0 | 0 | 0 | 0 | 950 | 0 | 414 | 0 | 0 | 0 | 219 | 1217 | 0 | 303 | 250 | 0
2040-03-23 | 11 | -40 | -18030 | -1564 | -1313 | 0 | -5 | -1853 | 4719 | 0 | 220 | 0 | 48 | 160 | 1394 | 3288 | 4890 | 0 | 0 | 7766 | 0 | 0 | 0 | 0 | 0 | 0 | 280 | 0 | 1019 | 0 | 217 | 1233 | 0 | 291 | 1200 | 0
2040-03-23 | 12 | -40 | -17540 | -1442 | -1129 | -908 | -610 | -1859 | 4756 | 0 | 220 | 0 | 48 | 160 | 1195 | 3288 | 3972 | 0 | 0 | 9571 | 0 | 0 | 0 | 0 | 0 | 0 | 280 | 934 | 1949 | 0 | 216 | 1232 | 0 | 302 | 1200 | 0
2040-03-23 | 13 | -40 | -17007 | -1330 | -1471 | -908 | -610 | -1859 | 4528 | 0 | 220 | 0 | 48 | 160 | 1195 | 3288 | 3936 | 0 | 0 | 9530 | 0 | 0 | 0 | 0 | 0 | 0 | 280 | 947 | 1976 | 0 | 216 | 1232 | 0 | 315 | 1200 | 0
2040-03-23 | 14 | -40 | -16730 | -1272 | -1444 | -908 | -193 | -1859 | 4063 | 0 | 220 | 0 | 48 | 160 | 760 | 3288 | 2897 | 0 | 0 | 10690 | 0 | 0 | 0 | 0 | 0 | 0 | 280 | 1980 | 1037 | 0 | 216 | 1233 | 0 | 331 | 1200 | 0
2040-03-23 | 15 | -40 | -15977 | -1164 | -1287 | -905 | 0 | -1859 | 3667 | 0 | 220 | 0 | 48 | 160 | 440 | 3288 | 3003 | 0 | 0 | 10085 | 0 | 0 | 0 | 0 | 0 | 0 | 280 | 1874 | 1589 | 0 | 216 | 1227 | 0 | 340 | 1200 | 0
2040-03-23 | 16 | -40 | -15514 | -1114 | -1707 | -444 | 0 | -1859 | 3355 | 0 | 220 | 0 | 48 | 160 | 440 | 3288 | 3860 | 0 | 0 | 8987 | 0 | 0 | 0 | 0 | 0 | 0 | 280 | 1009 | 2061 | 0 | 218 | 1223 | 0 | 322 | 1200 | 0
2040-03-23 | 17 | 0 | -15390 | -1065 | -2180 | 0 | 0 | -1161 | 3318 | 0 | 220 | 465 | 48 | 160 | 0 | 3288 | 4861 | 0 | 1101 | 6012 | 0 | 0 | 0 | 0 | 0 | 0 | 323 | 0 | 0 | 0 | 219 | 1221 | 0 | 359 | 1200 | 0
2040-03-23 | 18 | 5 | -15879 | -1065 | -2626 | 0 | 0 | 83 | 3556 | 0 | 220 | 622 | 53 | 160 | 0 | 3288 | 4860 | 0 | 1097 | 2984 | 219 | 771 | 0 | 0 | 1200 | 0 | 456 | 0 | 0 | 0 | 0 | 450 | 0 | 386 | 0 | 0
2040-03-23 | 19 | 5 | -17190 | -1114 | -2521 | 757 | 196 | 1673 | 3900 | 0 | 220 | 914 | 53 | 160 | 0 | 3288 | 4855 | 0 | 1089 | 601 | 218 | 1236 | 0 | 0 | 1200 | 0 | 465 | 0 | 0 | 0 | 0 | 0 | 0 | 377 | 0 | 0
2040-03-23 | 20 | 5 | -17094 | -1272 | -1786 | 643 | 8 | 1407 | 4481 | 0 | 220 | 841 | 53 | 160 | 0 | 3288 | 4861 | 0 | 1070 | 0 | 218 | 1236 | 0 | 0 | 1200 | 0 | 465 | 0 | 0 | 0 | 0 | 0 | 0 | 385 | 0 | 0
2040-03-23 | 21 | 5 | -16563 | -1384 | -1628 | 478 | 79 | 1686 | 4354 | 0 | 220 | 829 | 53 | 160 | 0 | 3288 | 4845 | 0 | 1045 | 0 | 219 | 652 | 0 | 0 | 1200 | 0 | 465 | 0 | 0 | 0 | 0 | 583 | 0 | 399 | 0 | 0
2040-03-23 | 22 | 5 | -15697 | -1505 | -1366 | 729 | 333 | 1712 | 3852 | 0 | 220 | 688 | 53 | 160 | 0 | 3288 | 4845 | 0 | 1022 | 0 | 0 | 0 | 0 | 0 | 1200 | 0 | 465 | 0 | 0 | 0 | 219 | 1239 | 0 | 410 | 0 | 0
2040-03-23 | 23 | 5 | -14694 | -1564 | -1129 | 509 | 237 | 1704 | 3065 | 0 | 220 | 622 | 53 | 160 | 0 | 3288 | 4845 | 0 | 1019 | 0 | 0 | 0 | 0 | 0 | 1200 | 0 | 465 | 0 | 0 | 0 | 219 | 1233 | 0 | 448 | 0 | 0
2040-03-23 | 24 | 5 | -13685 | -1626 | -919 | 342 | 265 | 1628 | 2203 | 0 | 220 | 622 | 48 | 160 | 0 | 3288 | 4838 | 0 | 998 | 0 | 0 | 0 | 0 | 0 | 1200 | 0 | 418 | 0 | 0 | 0 | 219 | 1221 | 0 | 438 | 0 | 0
2040-03-24 | 1 | 17.91 | -13241 | -1626 | -1077 | -47 | 0 | -63 | 1834 | 0 | 220 | 622 | 53 | 160 | 300 | 3288 | 4792 | 0 | 948 | 0 | 216 | 1205 | 0 | 750 | 1200 | 0 | 465 | 0 | 0 | 0 | 0 | 0 | 0 | 0 | 0 | 0
2040-03-24 | 2 | 20.74 | -13074 | -1689 | -919 | 0 | 0 | 0 | 1432 | 0 | 220 | 622 | 53 | 160 | 488 | 3288 | 4692 | 0 | 926 | 0 | 214 | 1196 | 0 | 726 | 1200 | 0 | 465 | 0 | 0 | 0 | 0 | 0 | 0 | 0 | 0 | 0
2040-03-24 | 3 | 23.29 | -12971 | -1689 | -814 | 0 | 0 | 0 | 1231 | 0 | 220 | 622 | 53 | 171 | 562 | 3288 | 4680 | 0 | 886 | 0 | 211 | 1184 | 0 | 700 | 1200 | 0 | 465 | 0 | 0 | 0 | 0 | 0 | 0 | 0 | 0 | 0
2040-03-24 | 4 | 24.21 | -13128 | -1752 | -762 | 86 | 102 | 127 | 1168 | 0 | 220 | 737 | 53 | 242 | 898 | 3288 | 4410 | 0 | 879 | 0 | 206 | 1197 | 0 | 363 | 1200 | 0 | 465 | 0 | 0 | 0 | 0 | 0 | 0 | 0 | 0 | 0
2040-03-24 | 5 | 15.35 | -13467 | -1752 | -735 | 0 | 0 | -461 | 1273 | 0 | 220 | 841 | 53 | 160 | 2448 | 3288 | 3850 | 0 | 877 | 0 | 211 | 1205 | 0 | 323 | 1200 | 0 | 465 | 0 | 0 | 0 | 0 | 0 | 0 | 0 | 0 | 0
2040-03-24 | 6 | 20.74 | -14135 | -1820 | -762 | 0 | 0 | 3 | 1606 | 0 | 220 | 914 | 53 | 160 | 2958 | 3288 | 3288 | 0 | 875 | 0 | 216 | 1208 | 0 | 260 | 1200 | 0 | 465 | 0 | 0 | 0 | 0 | 0 | 0 | 0 | 0 | 0
2040-03-24 | 7 | 20.74 | -14883 | -1820 | -867 | 0 | 0 | 338 | 2209 | 0 | 220 | 967 | 53 | 160 | 2942 | 3288 | 3173 | 0 | 867 | 1 | 219 | 1211 | 0 | 255 | 1200 | 0 | 465 | 0 | 0 | 0 | 0 | 0 | 0 | 0 | 0 | 0
2040-03-24 | 8 | 10 | -15457 | -1689 | -998 | 0 | 0 | 0 | 2779 | 0 | 220 | 868 | 53 | 160 | 2732 | 3288 | 3191 | 0 | 841 | 730 | 219 | 1221 | 0 | 176 | 1200 | 0 | 465 | 0 | 0 | 0 | 0 | 0 | 0 | 85 | 0 | 0
2040-03-24 | 9 | 3.7 | -16064 | -1564 | -1234 | 0 | 0 | -160 | 3297 | 0 | 0 | 622 | 53 | 160 | 2732 | 3288 | 3144 | 0 | 754 | 3315 | 0 | 0 | 0 | 0 | 1200 | 0 | 456 | 0 | 0 | 0 | 219 | 1217 | 0 | 292 | 0 | 0
2040-03-24 | 10 | 0 | -16655 | -1330 | -1444 | 0 | 0 | -1853 | 3741 | 0 | 0 | 363 | 48 | 160 | 2479 | 3288 | 3255 | 0 | 716 | 6910 | 0 | 0 | 0 | 0 | 0 | 0 | 323 | 0 | 0 | 0 | 219 | 1217 | 0 | 303 | 1200 | 0
2040-03-24 | 11 | -40 | -16798 | -1114 | -1313 | -908 | -610 | -1859 | 3926 | 0 | 0 | 0 | 48 | 160 | 2479 | 3288 | 2707 | 0 | 0 | 9715 | 0 | 0 | 0 | 0 | 0 | 0 | 280 | 371 | 1040 | 0 | 217 | 1233 | 0 | 291 | 1200 | 0
2040-03-24 | 12 | -40 | -16563 | -921 | -1444 | -908 | -610 | -1859 | 3968 | 0 | 0 | 0 | 48 | 160 | 1853 | 3288 | 1967 | 0 | 0 | 10742 | 0 | 0 | 0 | 0 | 0 | 0 | 280 | 1198 | 704 | 0 | 216 | 1232 | 0 | 302 | 1200 | 0
2040-03-24 | 13 | -40 | -16284 | -786 | -1576 | -908 | -199 | -1859 | 3773 | 0 | 0 | 0 | 48 | 160 | 1273 | 3288 | 2357 | 0 | 0 | 10433 | 0 | 0 | 0 | 0 | 0 | 0 | 280 | 1456 | 1025 | 0 | 216 | 1232 | 0 | 315 | 1200 | 0
2040-03-24 | 14 | -40 | -15933 | -665 | -1628 | -905 | 0 | -1859 | 3503 | 0 | 0 | 0 | 48 | 160 | 1273 | 3288 | 1165 | 0 | 0 | 11272 | 0 | 0 | 0 | 0 | 0 | 0 | 280 | 3219 | 858 | 0 | 216 | 1233 | 0 | 331 | 1200 | 0
2040-03-24 | 15 | -30 | -16007 | -589 | -1681 | -444 | 0 | -1859 | 3207 | 0 | 0 | 12 | 48 | 160 | 953 | 3288 | 4479 | 0 | 0 | 8152 | 0 | 0 | 0 | 0 | 0 | 0 | 280 | 0 | 755 | 0 | 216 | 1227 | 0 | 340 | 1200 | 0
2040-03-24 | 16 | 3.7 | -16380 | -553 | -1602 | 0 | 0 | -908 | 3186 | 0 | 0 | 622 | 53 | 160 | 953 | 3288 | 4606 | 0 | 793 | 4168 | 0 | 0 | 0 | 0 | 1200 | 0 | 414 | 0 | 0 | 0 | 218 | 1223 | 0 | 322 | 0 | 0
2040-03-24 | 17 | 5 | -16869 | -553 | -1576 | 108 | 0 | 276 | 3456 | 0 | 0 | 622 | 53 | 160 | 0 | 3288 | 4794 | 0 | 781 | 2362 | 219 | 1221 | 0 | 0 | 1200 | 0 | 456 | 0 | 0 | 0 | 0 | 0 | 0 | 359 | 0 | 0
2040-03-24 | 18 | 5 | -17201 | -589 | -1628 | 429 | 0 | 711 | 3900 | 0 | 0 | 622 | 53 | 160 | 0 | 3288 | 4934 | 0 | 676 | 1538 | 219 | 1221 | 0 | 0 | 1200 | 0 | 465 | 0 | 0 | 0 | 0 | 0 | 0 | 386 | 0 | 0
2040-03-24 | 19 | 5 | -17906 | -625 | -1681 | 726 | 368 | 1549 | 4222 | 0 | 0 | 914 | 53 | 160 | 0 | 3288 | 4947 | 0 | 562 | 301 | 218 | 1236 | 0 | 0 | 1200 | 0 | 465 | 0 | 0 | 0 | 0 | 0 | 0 | 377 | 0 | 0
2040-03-24 | 20 | 5 | -17543 | -705 | -1576 | 510 | 102 | 1549 | 4756 | 0 | 0 | 841 | 53 | 160 | 0 | 3288 | 4941 | 0 | 505 | 0 | 218 | 1236 | 0 | 0 | 1200 | 0 | 465 | 0 | 0 | 0 | 0 | 0 | 0 | 385 | 0 | 0
2040-03-24 | 21 | 5 | -16398 | -786 | -1471 | 504 | 0 | 1006 | 4444 | 0 | 0 | 689 | 53 | 160 | 0 | 3288 | 4944 | 0 | 447 | 0 | 219 | 1235 | 0 | 0 | 1200 | 0 | 465 | 0 | 0 | 0 | 0 | 0 | 0 | 399 | 0 | 0
2040-03-24 | 22 | 5 | -14833 | -872 | -1339 | 0 | 298 | 604 | 3514 | 0 | 0 | 622 | 53 | 160 | 0 | 3288 | 4917 | 0 | 465 | 0 | 219 | 1239 | 0 | 0 | 1200 | 0 | 465 | 0 | 0 | 0 | 0 | 0 | 0 | 410 | 0 | 0
2040-03-24 | 23 | 5 | -13582 | -921 | -1339 | 472 | 175 | 1485 | 2346 | 0 | 0 | 622 | 53 | 160 | 0 | 3288 | 4917 | 0 | 449 | 0 | 209 | 0 | 0 | 0 | 1200 | 0 | 465 | 0 | 0 | 0 | 10 | 1233 | 0 | 448 | 0 | 0
2040-03-24 | 24 | 5 | -12868 | -921 | -1208 | 708 | 175 | 1745 | 1289 | 0 | 0 | 622 | 48 | 160 | 0 | 3288 | 4917 | 0 | 403 | 0 | 23 | 0 | 0 | 0 | 1200 | 0 | 418 | 0 | 0 | 0 | 196 | 1221 | 0 | 438 | 0 | 0
2040-03-25 | 1 | 17.74 | -12501 | -921 | -1077 | 0 | -365 | -114 | 528 | 0 | 0 | 637 | 53 | 160 | 1184 | 3288 | 4910 | 0 | 381 | 0 | 216 | 1205 | 0 | 750 | 1200 | 0 | 465 | 0 | 0 | 0 | 0 | 0 | 0 | 0 | 0 | 0
2040-03-25 | 2 | 20.07 | -12432 | -1015 | -919 | 0 | 0 | -1067 | 528 | 0 | 0 | 622 | 53 | 160 | 1685 | 3288 | 4877 | 0 | 418 | 0 | 214 | 1196 | 0 | 726 | 1200 | 0 | 465 | 0 | 0 | 0 | 0 | 0 | 0 | 0 | 0 | 0
2040-03-25 | 3 | 20.07 | -12511 | -1015 | -814 | 0 | 0 | -1070 | 528 | 0 | 0 | 622 | 53 | 160 | 1685 | 3288 | 4850 | 0 | 463 | 0 | 211 | 1184 | 0 | 700 | 1200 | 0 | 465 | 0 | 0 | 0 | 0 | 0 | 0 | 0 | 0 | 0
2040-03-25 | 4 | 20.07 | -13143 | -1065 | -762 | 0 | 0 | -1374 | 528 | 0 | 0 | 738 | 53 | 160 | 2825 | 3288 | 4832 | 0 | 488 | 0 | 206 | 1197 | 0 | 363 | 1200 | 0 | 465 | 0 | 0 | 0 | 0 | 0 | 0 | 0 | 0 | 0
2040-03-25 | 5 | 20.07 | -14680 | -1015 | -735 | 0 | 0 | -584 | 528 | 0 | 0 | 967 | 53 | 160 | 3390 | 3288 | 4741 | 0 | 482 | 0 | 211 | 1205 | 0 | 323 | 1200 | 0 | 465 | 0 | 0 | 0 | 0 | 0 | 0 | 0 | 0 | 0
2040-03-25 | 6 | 25.21 | -16999 | -1015 | -762 | 0 | 0 | 0 | 1062 | 0 | 80 | 1390 | 53 | 319 | 4125 | 3288 | 4628 | 0 | 481 | 0 | 216 | 1208 | 0 | 260 | 1200 | 0 | 465 | 0 | 0 | 0 | 0 | 0 | 0 | 0 | 0 | 0
2040-03-25 | 7 | 27.12 | -18280 | -1164 | -867 | 0 | 158 | 242 | 2922 | 0 | 80 | 1395 | 53 | 335 | 4287 | 3288 | 3728 | 0 | 469 | 3 | 219 | 1211 | 0 | 255 | 1200 | 0 | 465 | 0 | 0 | 0 | 0 | 0 | 0 | 0 | 0 | 0
2040-03-25 | 8 | 27.12 | -18328 | -1218 | -998 | 0 | 1 | 794 | 3952 | 0 | 80 | 1349 | 53 | 341 | 4285 | 3288 | 2239 | 0 | 480 | 315 | 219 | 1221 | 0 | 261 | 1200 | 0 | 465 | 0 | 0 | 0 | 0 | 0 | 0 | 0 | 0 | 0
2040-03-25 | 9 | 27.12 | -18241 | -1218 | -1234 | 46 | 256 | 59 | 4132 | 0 | 80 | 1082 | 53 | 325 | 4285 | 3288 | 1735 | 0 | 518 | 1440 | 219 | 1217 | 0 | 292 | 1200 | 0 | 465 | 0 | 0 | 0 | 0 | 0 | 0 | 0 | 0 | 0
2040-03-25 | 10 | 20.07 | -18446 | -1218 | -1444 | 0 | 0 | -995 | 4217 | 0 | 80 | 643 | 53 | 166 | 3475 | 3288 | 1557 | 0 | 546 | 4675 | 219 | 1217 | 0 | 303 | 1200 | 0 | 465 | 0 | 0 | 0 | 0 | 0 | 0 | 0 | 0 | 0
2040-03-25 | 11 | 5 | -18396 | -1218 | -1313 | -436 | 0 | -1859 | 4275 | 0 | 80 | 622 | 53 | 160 | 2352 | 3288 | 1305 | 0 | 581 | 7391 | 217 | 1233 | 0 | 0 | 1200 | 0 | 465 | 0 | 0 | 0 | 0 | 0 | 0 | 291 | 0 | 0
2040-03-25 | 12 | 2 | -18254 | -1164 | -1444 | -905 | -373 | -1859 | 4285 | 0 | 80 | 622 | 53 | 160 | 2326 | 3288 | 1245 | 0 | 632 | 9642 | 0 | 0 | 0 | 0 | 1200 | 0 | 465 | 0 | 0 | 0 | 216 | 1232 | 0 | 302 | 0 | 0
2040-03-25 | 13 | 2 | -17975 | -1015 | -1576 | -908 | -610 | -1859 | 4169 | 0 | 80 | 622 | 53 | 160 | 1450 | 3288 | 1269 | 0 | 687 | 10502 | 0 | 0 | 0 | 0 | 1198 | 0 | 465 | 0 | 0 | 0 | 216 | 1232 | 0 | 315 | 2 | 0
2040-03-25 | 14 | 2 | -17513 | -966 | -1628 | -908 | -409 | -1859 | 3963 | 0 | 80 | 622 | 53 | 160 | 1130 | 3288 | 1181 | 0 | 719 | 11423 | 0 | 0 | 0 | 0 | 199 | 0 | 465 | 0 | 0 | 0 | 216 | 1233 | 0 | 331 | 1001 | 0
2040-03-25 | 15 | 2 | -17251 | -921 | -1681 | -908 | -27 | -1859 | 3630 | 0 | 80 | 622 | 53 | 160 | 1130 | 3288 | 1344 | 0 | 755 | 11119 | 0 | 0 | 0 | 0 | 0 | 0 | 465 | 0 | 0 | 0 | 216 | 1227 | 0 | 340 | 1200 | 0
2040-03-25 | 16 | 5 | -17368 | -872 | -1602 | -8 | 0 | -1853 | 3355 | 0 | 80 | 622 | 53 | 160 | 310 | 3288 | 1474 | 0 | 763 | 8665 | 218 | 1048 | 0 | 0 | 1200 | 0 | 465 | 0 | 0 | 0 | 0 | 175 | 0 | 322 | 0 | 0
2040-03-25 | 17 | 29.6 | -17787 | -831 | -1576 | 279 | 0 | 6 | 3398 | 0 | 80 | 622 | 53 | 319 | 1325 | 3288 | 1204 | 0 | 768 | 5387 | 219 | 1221 | 0 | 359 | 1200 | 0 | 465 | 0 | 0 | 0 | 0 | 0 | 0 | 0 | 0 | 0
2040-03-25 | 18 | 29.6 | -18229 | -966 | -1628 | 606 | 0 | 1605 | 3836 | 0 | 300 | 1142 | 53 | 335 | 2094 | 3288 | 1172 | 0 | 742 | 2159 | 219 | 1221 | 0 | 386 | 1200 | 0 | 465 | 0 | 0 | 0 | 0 | 0 | 0 | 0 | 0 | 0
2040-03-25 | 19 | 33.54 | -18907 | -1065 | -1681 | 908 | 610 | 1859 | 4264 | 0 | 300 | 1450 | 53 | 341 | 2832 | 3288 | 1161 | 0 | 671 | 419 | 218 | 1236 | 0 | 377 | 1200 | 0 | 465 | 0 | 0 | 0 | 0 | 0 | 0 | 0 | 0 | 0
2040-03-25 | 20 | 29.6 | -18483 | -1164 | -1576 | 748 | 508 | 1744 | 4756 | 0 | 300 | 1432 | 53 | 341 | 2965 | 3288 | 999 | 0 | 585 | 0 | 218 | 1236 | 0 | 385 | 1200 | 0 | 465 | 0 | 0 | 0 | 0 | 0 | 0 | 0 | 0 | 0
2040-03-25 | 21 | 29.6 | -17227 | -1272 | -1471 | 584 | 0 | 1595 | 4439 | 0 | 300 | 1395 | 53 | 341 | 2976 | 3288 | 958 | 0 | 524 | 0 | 219 | 1235 | 0 | 399 | 1200 | 0 | 465 | 0 | 0 | 0 | 0 | 0 | 0 | 0 | 0 | 0
2040-03-25 | 22 | 29.6 | -15472 | -1384 | -1339 | 12 | 0 | 1168 | 3514 | 0 | 300 | 1238 | 53 | 341 | 3356 | 3288 | 887 | 0 | 505 | 0 | 219 | 1239 | 0 | 410 | 1200 | 0 | 465 | 0 | 0 | 0 | 0 | 0 | 0 | 0 | 0 | 0
2040-03-25 | 23 | 29.6 | -14119 | -1505 | -1339 | 196 | 0 | 1381 | 2336 | 0 | 300 | 1238 | 53 | 341 | 3246 | 3288 | 525 | 0 | 495 | 0 | 219 | 1233 | 0 | 448 | 1200 | 0 | 465 | 0 | 0 | 0 | 0 | 0 | 0 | 0 | 0 | 0
2040-03-25 | 24 | 29.6 | -13573 | -1564 | -1208 | 171 | 102 | 1763 | 1326 | 0 | 300 | 1308 | 53 | 341 | 3241 | 3288 | 414 | 0 | 495 | 0 | 219 | 1221 | 0 | 438 | 1200 | 0 | 465 | 0 | 0 | 0 | 0 | 0 | 0 | 0 | 0 | 0
2040-03-26 | 1 | 35.98 | -13241 | -1626 | -814 | 0 | 0 | 0 | 528 | 0 | 300 | 1334 | 53 | 341 | 5156 | 3288 | 341 | 0 | 504 | 0 | 216 | 1205 | 0 | 750 | 1200 | 0 | 465 | 0 | 0 | 0 | 0 | 0 | 0 | 0 | 0 | 0
2040-03-26 | 2 | 34.21 | -13154 | -1689 | -735 | 0 | 0 | 0 | 528 | 0 | 300 | 1308 | 53 | 341 | 5051 | 3288 | 386 | 0 | 522 | 0 | 214 | 1196 | 0 | 726 | 1200 | 0 | 465 | 0 | 0 | 0 | 0 | 0 | 0 | 0 | 0 | 0
2040-03-26 | 3 | 35.32 | -13283 | -1752 | -630 | 0 | 0 | 0 | 528 | 0 | 300 | 1308 | 53 | 341 | 4935 | 3288 | 624 | 0 | 528 | 0 | 211 | 1184 | 0 | 700 | 1200 | 0 | 465 | 0 | 0 | 0 | 0 | 0 | 0 | 0 | 0 | 0
2040-03-26 | 4 | 36.08 | -13841 | -1820 | -604 | 0 | 0 | 0 | 528 | 0 | 300 | 1395 | 53 | 341 | 5448 | 3288 | 933 | 0 | 547 | 0 | 206 | 1197 | 0 | 363 | 1200 | 0 | 465 | 0 | 0 | 0 | 0 | 0 | 0 | 0 | 0 | 0
2040-03-26 | 5 | 38.14 | -15336 | -1887 | -604 | 0 | 0 | 0 | 777 | 0 | 300 | 1432 | 53 | 341 | 6229 | 3288 | 1414 | 0 | 589 | 0 | 211 | 1205 | 0 | 323 | 1200 | 0 | 465 | 0 | 0 | 0 | 0 | 0 | 0 | 0 | 0 | 0
2040-03-26 | 6 | 39.2 | -17793 | -1954 | -630 | 0 | 0 | 0 | 1913 | 0 | 300 | 1450 | 53 | 341 | 6724 | 3288 | 2408 | 0 | 552 | 0 | 216 | 1208 | 0 | 260 | 1200 | 0 | 465 | 0 | 0 | 0 | 0 | 0 | 0 | 0 | 0 | 0
2040-03-26 | 7 | 33.72 | -18775 | -1954 | -788 | 0 | 0 | 0 | 3773 | 0 | 300 | 1423 | 53 | 325 | 5216 | 3288 | 3258 | 0 | 519 | 11 | 219 | 1211 | 0 | 255 | 1200 | 0 | 465 | 0 | 0 | 0 | 0 | 0 | 0 | 0 | 0 | 0
2040-03-26 | 8 | 6.38 | -18629 | -1954 | -972 | 0 | 0 | -177 | 4565 | 0 | 220 | 971 | 53 | 166 | 3616 | 3288 | 4492 | 0 | 448 | 807 | 219 | 1221 | 0 | 0 | 1200 | 0 | 465 | 0 | 0 | 0 | 0 | 0 | 0 | 261 | 0 | 0
2040-03-26 | 9 | 6.38 | -18561 | -1752 | -1155 | 0 | 0 | -347 | 4428 | 0 | 220 | 624 | 53 | 160 | 1637 | 3288 | 4627 | 0 | 352 | 3334 | 219 | 1217 | 0 | 0 | 1200 | 0 | 456 | 0 | 0 | 0 | 0 | 0 | 0 | 292 | 0 | 0
2040-03-26 | 10 | 5 | -18773 | -1564 | -1339 | 0 | 0 | -1244 | 4370 | 0 | 220 | 622 | 53 | 160 | 904 | 3288 | 4711 | 0 | 299 | 6361 | 219 | 99 | 0 | 0 | 1200 | 0 | 414 | 0 | 0 | 0 | 0 | 1118 | 0 | 303 | 0 | 0
2040-03-26 | 11 | -30 | -19025 | -1442 | -1313 | -444 | 0 | -1859 | 4417 | 0 | 220 | 89 | 48 | 160 | 904 | 3288 | 4660 | 0 | 0 | 10017 | 0 | 0 | 0 | 0 | 0 | 0 | 280 | 0 | 275 | 0 | 217 | 1233 | 0 | 291 | 1200 | 0
2040-03-26 | 12 | -40 | -18569 | -1384 | -1129 | -908 | -610 | -1859 | 4428 | 0 | 220 | 0 | 48 | 160 | 670 | 3288 | 4521 | 0 | 0 | 10845 | 0 | 0 | 0 | 0 | 0 | 0 | 280 | 143 | 449 | 0 | 216 | 1232 | 0 | 302 | 1200 | 0
2040-03-26 | 13 | -40 | -18359 | -1272 | -1471 | -908 | -610 | -1859 | 4243 | 0 | 220 | 0 | 48 | 160 | 130 | 3288 | 3111 | 0 | 0 | 12999 | 0 | 0 | 0 | 0 | 0 | 0 | 280 | 1445 | 504 | 0 | 216 | 1232 | 0 | 315 | 1200 | 0
2040-03-26 | 14 | -40 | -18115 | -1218 | -1444 | -908 | -199 | -1859 | 4042 | 0 | 220 | 0 | 48 | 160 | 0 | 3288 | 2818 | 0 | 0 | 12887 | 0 | 0 | 0 | 0 | 0 | 0 | 280 | 1581 | 785 | 0 | 216 | 1233 | 0 | 331 | 1200 | 0
2040-03-26 | 15 | -40 | -17265 | -1114 | -1287 | -905 | 0 | -1859 | 3688 | 0 | 220 | 0 | 48 | 160 | 0 | 3288 | 2645 | 0 | 0 | 12100 | 0 | 0 | 0 | 0 | 0 | 0 | 280 | 1617 | 962 | 0 | 216 | 1227 | 0 | 340 | 1200 | 0
2040-03-26 | 16 | -30 | -16808 | -1114 | -1707 | 0 | 0 | -1853 | 3361 | 0 | 220 | 35 | 48 | 160 | 0 | 3288 | 4046 | 0 | 0 | 10045 | 0 | 0 | 0 | 0 | 0 | 0 | 280 | 0 | 520 | 0 | 218 | 1223 | 0 | 322 | 1200 | 0
2040-03-26 | 17 | 5 | -16868 | -1114 | -2180 | 0 | 0 | -999 | 3371 | 0 | 220 | 622 | 53 | 160 | 0 | 3288 | 3804 | 0 | 611 | 6908 | 219 | 291 | 0 | 0 | 1200 | 0 | 414 | 0 | 0 | 0 | 0 | 930 | 0 | 359 | 0 | 0
2040-03-26 | 18 | 10 | -17439 | -1114 | -2626 | 120 | 0 | 495 | 3725 | 0 | 220 | 841 | 53 | 160 | 1276 | 3288 | 3543 | 0 | 658 | 3317 | 219 | 1221 | 0 | 386 | 1200 | 0 | 456 | 0 | 0 | 0 | 0 | 0 | 0 | 0 | 0 | 0
2040-03-26 | 19 | 10 | -18887 | -1218 | -2521 | 908 | 574 | 1859 | 4137 | 0 | 220 | 1432 | 53 | 160 | 1912 | 3288 | 3248 | 0 | 660 | 677 | 218 | 1236 | 0 | 377 | 1200 | 0 | 465 | 0 | 0 | 0 | 0 | 0 | 0 | 0 | 0 | 0
2040-03-26 | 20 | 10 | -18763 | -1330 | -1786 | 889 | 508 | 1758 | 4756 | 0 | 220 | 1395 | 53 | 160 | 1912 | 3288 | 2776 | 0 | 660 | 0 | 218 | 1236 | 0 | 385 | 1200 | 0 | 465 | 0 | 0 | 0 | 0 | 0 | 0 | 0 | 0 | 0
2040-03-26 | 21 | 10 | -17728 | -1384 | -1628 | 778 | 36 | 1744 | 4571 | 0 | 220 | 1341 | 53 | 160 | 1912 | 3288 | 2492 | 0 | 627 | 0 | 219 | 1235 | 0 | 399 | 1200 | 0 | 465 | 0 | 0 | 0 | 0 | 0 | 0 | 0 | 0 | 0
2040-03-26 | 22 | 10 | -16226 | -1505 | -1366 | 455 | 0 | 1191 | 3736 | 0 | 220 | 1225 | 53 | 160 | 2352 | 3288 | 2267 | 0 | 616 | 0 | 219 | 1239 | 0 | 410 | 1200 | 0 | 465 | 0 | 0 | 0 | 0 | 0 | 0 | 0 | 0 | 0
2040-03-26 | 23 | 10 | -14939 | -1564 | -1129 | 232 | 0 | 1442 | 2547 | 0 | 220 | 1082 | 53 | 160 | 2352 | 3288 | 2154 | 0 | 577 | 0 | 219 | 1233 | 0 | 407 | 1200 | 0 | 465 | 0 | 0 | 0 | 0 | 0 | 0 | 41 | 0 | 0
2040-03-26 | 24 | 10 | -14113 | -1626 | -919 | 122 | 102 | 1807 | 1548 | 0 | 220 | 1082 | 53 | 160 | 2592 | 3288 | 2047 | 0 | 532 | 0 | 219 | 1221 | 0 | 0 | 1200 | 0 | 465 | 0 | 0 | 0 | 0 | 0 | 0 | 438 | 0 | 0
2040-03-27 | 1 | 22.31 | -13680 | -1689 | -814 | 0 | -301 | -52 | 872 | 0 | 220 | 1045 | 53 | 171 | 4101 | 3288 | 2470 | 0 | 481 | 0 | 216 | 1205 | 0 | 750 | 1200 | 0 | 465 | 0 | 0 | 0 | 0 | 0 | 0 | 0 | 0 | 0
2040-03-27 | 2 | 24 | -13557 | -1820 | -735 | 0 | 0 | -618 | 613 | 0 | 220 | 995 | 53 | 212 | 4192 | 3288 | 2942 | 0 | 414 | 0 | 214 | 1196 | 0 | 726 | 1200 | 0 | 465 | 0 | 0 | 0 | 0 | 0 | 0 | 0 | 0 | 0
2040-03-27 | 3 | 24 | -13690 | -1887 | -630 | 0 | 0 | -793 | 528 | 0 | 220 | 995 | 53 | 212 | 4192 | 3288 | 3412 | 0 | 340 | 0 | 211 | 1184 | 0 | 700 | 1200 | 0 | 465 | 0 | 0 | 0 | 0 | 0 | 0 | 0 | 0 | 0
2040-03-27 | 4 | 24 | -14184 | -1887 | -604 | 0 | 0 | -460 | 597 | 0 | 220 | 1109 | 53 | 218 | 4219 | 3288 | 3699 | 0 | 301 | 0 | 206 | 1197 | 0 | 363 | 1200 | 0 | 465 | 0 | 0 | 0 | 0 | 0 | 0 | 0 | 0 | 0
2040-03-27 | 5 | 24 | -15679 | -2026 | -604 | 0 | 0 | -109 | 1046 | 0 | 220 | 1390 | 53 | 233 | 4319 | 3288 | 4197 | 0 | 267 | 0 | 211 | 1205 | 0 | 323 | 1200 | 0 | 465 | 0 | 0 | 0 | 0 | 0 | 0 | 0 | 0 | 0
2040-03-27 | 6 | 32.43 | -18065 | -2098 | -630 | 0 | 62 | 799 | 2182 | 0 | 220 | 1450 | 53 | 341 | 4839 | 3288 | 3979 | 0 | 231 | 0 | 216 | 1208 | 0 | 260 | 1200 | 0 | 465 | 0 | 0 | 0 | 0 | 0 | 0 | 0 | 0 | 0
2040-03-27 | 7 | 32.43 | -18966 | -2098 | -788 | 0 | 197 | 223 | 3979 | 0 | 220 | 1432 | 53 | 341 | 4807 | 3288 | 3758 | 0 | 188 | 15 | 219 | 1211 | 0 | 255 | 1200 | 0 | 465 | 0 | 0 | 0 | 0 | 0 | 0 | 0 | 0 | 0
2040-03-27 | 8 | 24 | -18653 | -2170 | -972 | 0 | 0 | -186 | 4756 | 0 | 220 | 1308 | 53 | 233 | 4319 | 3288 | 3481 | 0 | 126 | 830 | 219 | 1221 | 0 | 261 | 1200 | 0 | 465 | 0 | 0 | 0 | 0 | 0 | 0 | 0 | 0 | 0
2040-03-27 | 9 | 24 | -18647 | -1887 | -1155 | 0 | 0 | -895 | 4444 | 0 | 0 | 893 | 53 | 218 | 3836 | 3288 | 2877 | 0 | 73 | 3509 | 219 | 1217 | 0 | 292 | 1200 | 0 | 465 | 0 | 0 | 0 | 0 | 0 | 0 | 0 | 0 | 0
2040-03-27 | 10 | 24 | -18743 | -1626 | -1339 | 0 | 0 | -1046 | 4380 | 0 | 0 | 622 | 53 | 212 | 1102 | 3288 | 2716 | 0 | 48 | 6929 | 219 | 1217 | 0 | 303 | 1200 | 0 | 465 | 0 | 0 | 0 | 0 | 0 | 0 | 0 | 0 | 0
2040-03-27 | 11 | 5 | -18904 | -1505 | -1313 | -871 | -123 | -1859 | 4343 | 0 | 0 | 622 | 53 | 160 | 889 | 3288 | 1861 | 0 | 29 | 10213 | 217 | 1233 | 0 | 0 | 1200 | 0 | 465 | 0 | 0 | 0 | 0 | 0 | 0 | 291 | 0 | 0
2040-03-27 | 12 | 2 | -18401 | -1384 | -1129 | -908 | -610 | -1859 | 4248 | 0 | 0 | 622 | 53 | 160 | 699 | 3288 | 1485 | 0 | 35 | 12061 | 0 | 0 | 0 | 0 | 1174 | 0 | 465 | 0 | 0 | 0 | 216 | 1232 | 0 | 302 | 26 | 0
2040-03-27 | 13 | 5 | -18254 | -1330 | -1471 | -908 | -436 | -1859 | 4074 | 0 | 0 | 622 | 53 | 160 | 180 | 3288 | 946 | 0 | 38 | 12952 | 216 | 63 | 0 | 0 | 1200 | 0 | 465 | 0 | 0 | 0 | 0 | 1169 | 0 | 315 | 0 | 0
2040-03-27 | 14 | 5 | -17938 | -1218 | -1444 | -908 | -249 | -1859 | 3878 | 0 | 0 | 622 | 53 | 160 | 180 | 3288 | 770 | 0 | 45 | 12954 | 0 | 0 | 0 | 0 | 1200 | 0 | 465 | 0 | 0 | 0 | 216 | 1233 | 0 | 331 | 0 | 0
2040-03-27 | 15 | 5 | -17192 | -1164 | -1287 | -478 | 0 | -1859 | 3509 | 0 | 0 | 622 | 53 | 160 | 0 | 3288 | 495 | 0 | 54 | 11268 | 216 | 650 | 0 | 0 | 1200 | 0 | 465 | 0 | 0 | 0 | 0 | 577 | 0 | 340 | 0 | 0
2040-03-27 | 16 | 24 | -16834 | -1114 | -1707 | 0 | 0 | -738 | 3229 | 0 | 0 | 622 | 53 | 227 | 0 | 3288 | 336 | 0 | 70 | 9140 | 218 | 1223 | 0 | 322 | 1200 | 0 | 465 | 0 | 0 | 0 | 0 | 0 | 0 | 0 | 0 | 0
2040-03-27 | 17 | 32.43 | -16873 | -1065 | -2180 | 45 | 0 | 249 | 3266 | 0 | 0 | 733 | 53 | 335 | 2528 | 3288 | 302 | 0 | 95 | 5760 | 219 | 1221 | 0 | 359 | 1200 | 0 | 465 | 0 | 0 | 0 | 0 | 0 | 0 | 0 | 0 | 0
2040-03-27 | 18 | 32.43 | -17426 | -1065 | -2626 | 501 | 0 | 1549 | 3604 | 0 | 80 | 1308 | 53 | 341 | 3611 | 3288 | 212 | 0 | 127 | 2952 | 219 | 1221 | 0 | 386 | 1200 | 0 | 465 | 0 | 0 | 0 | 0 | 0 | 0 | 0 | 0 | 0
2040-03-27 | 19 | 38.17 | -18876 | -1114 | -2521 | 908 | 610 | 1859 | 3963 | 0 | 80 | 1450 | 53 | 341 | 5498 | 3288 | 152 | 0 | 166 | 647 | 218 | 1236 | 0 | 377 | 1200 | 0 | 465 | 0 | 0 | 0 | 0 | 0 | 0 | 0 | 0 | 0
2040-03-27 | 20 | 33.72 | -18708 | -1218 | -1786 | 908 | 610 | 1859 | 4571 | 0 | 80 | 1450 | 53 | 341 | 4708 | 3288 | 120 | 0 | 218 | 0 | 218 | 1236 | 0 | 385 | 1200 | 0 | 465 | 0 | 0 | 0 | 0 | 0 | 0 | 0 | 0 | 0
2040-03-27 | 21 | 32.43 | -17707 | -1330 | -1628 | 712 | 0 | 1539 | 4396 | 0 | 80 | 1432 | 53 | 341 | 4809 | 3288 | 123 | 0 | 375 | 0 | 219 | 1235 | 0 | 399 | 1200 | 0 | 465 | 0 | 0 | 0 | 0 | 0 | 0 | 0 | 0 | 0
2040-03-27 | 22 | 32.43 | -16189 | -1442 | -1366 | 211 | 0 | 1075 | 3583 | 0 | 80 | 1395 | 53 | 341 | 4809 | 3288 | 151 | 0 | 479 | 0 | 219 | 1239 | 0 | 410 | 1200 | 0 | 465 | 0 | 0 | 0 | 0 | 0 | 0 | 0 | 0 | 0
2040-03-27 | 23 | 32.43 | -14865 | -1505 | -1129 | 171 | 0 | 592 | 2399 | 0 | 80 | 1329 | 53 | 341 | 4989 | 3288 | 167 | 0 | 525 | 0 | 219 | 1233 | 0 | 448 | 1200 | 0 | 465 | 0 | 0 | 0 | 0 | 0 | 0 | 0 | 0 | 0
2040-03-27 | 24 | 32.43 | -13986 | -1564 | -919 | 46 | 0 | 758 | 1374 | 0 | 80 | 1308 | 53 | 341 | 4889 | 3288 | 232 | 0 | 556 | 0 | 219 | 1221 | 0 | 438 | 1200 | 0 | 465 | 0 | 0 | 0 | 0 | 0 | 0 | 0 | 0 | 0
2040-03-28 | 1 | 32.43 | -13569 | -1626 | -814 | 0 | 0 | 0 | 978 | 0 | 80 | 1308 | 53 | 341 | 5146 | 3288 | 398 | 0 | 581 | 0 | 216 | 1205 | 0 | 750 | 1200 | 0 | 465 | 0 | 0 | 0 | 0 | 0 | 0 | 0 | 0 | 0
2040-03-28 | 2 | 35.37 | -13517 | -1689 | -735 | 0 | 0 | 0 | 676 | 0 | 80 | 1308 | 53 | 341 | 5405 | 3288 | 398 | 0 | 590 | 0 | 214 | 1196 | 0 | 726 | 1200 | 0 | 465 | 0 | 0 | 0 | 0 | 0 | 0 | 0 | 0 | 0
2040-03-28 | 3 | 35.37 | -13560 | -1689 | -630 | 0 | 0 | 0 | 576 | 0 | 80 | 1308 | 53 | 341 | 5380 | 3288 | 493 | 0 | 600 | 0 | 211 | 1184 | 0 | 700 | 1200 | 0 | 465 | 0 | 0 | 0 | 0 | 0 | 0 | 0 | 0 | 0
2040-03-28 | 4 | 37.76 | -14143 | -1752 | -604 | 0 | 0 | 0 | 634 | 0 | 80 | 1395 | 53 | 341 | 6258 | 3288 | 407 | 0 | 613 | 0 | 206 | 1197 | 0 | 363 | 1200 | 0 | 465 | 0 | 0 | 0 | 0 | 0 | 0 | 0 | 0 | 0
2040-03-28 | 5 | 39.46 | -15578 | -1752 | -604 | 0 | 0 | 0 | 1062 | 0 | 80 | 1450 | 53 | 341 | 7168 | 3288 | 468 | 0 | 619 | 0 | 211 | 1205 | 0 | 323 | 1200 | 0 | 465 | 0 | 0 | 0 | 0 | 0 | 0 | 0 | 0 | 0
2040-03-28 | 6 | 41.13 | -17893 | -1820 | -630 | 0 | 0 | 0 | 2172 | 0 | 80 | 1450 | 53 | 341 | 8518 | 3288 | 476 | 0 | 616 | 0 | 216 | 1208 | 0 | 260 | 1200 | 0 | 465 | 0 | 0 | 0 | 0 | 0 | 0 | 0 | 0 | 0
2040-03-28 | 7 | 40.24 | -18868 | -1887 | -788 | 0 | 0 | 0 | 4000 | 0 | 80 | 1450 | 53 | 341 | 7922 | 3288 | 406 | 0 | 626 | 27 | 219 | 1211 | 0 | 255 | 1200 | 0 | 465 | 0 | 0 | 0 | 0 | 0 | 0 | 0 | 0 | 0
2040-03-28 | 8 | 37 | -18755 | -1820 | -972 | 0 | 0 | 0 | 4756 | 0 | 80 | 1395 | 53 | 335 | 6325 | 3288 | 434 | 0 | 640 | 876 | 219 | 1221 | 0 | 261 | 1200 | 0 | 465 | 0 | 0 | 0 | 0 | 0 | 0 | 0 | 0 | 0
2040-03-28 | 9 | 25.21 | -18625 | -1626 | -1155 | 0 | 0 | 0 | 4645 | 0 | 80 | 914 | 53 | 319 | 4236 | 3288 | 414 | 0 | 629 | 3435 | 219 | 1217 | 0 | 292 | 1200 | 0 | 465 | 0 | 0 | 0 | 0 | 0 | 0 | 0 | 0 | 0
2040-03-28 | 10 | 7.25 | -18752 | -1384 | -1339 | 0 | 0 | -347 | 4502 | 0 | 80 | 622 | 53 | 160 | 1859 | 3288 | 479 | 0 | 640 | 7037 | 219 | 1217 | 0 | 0 | 1200 | 0 | 465 | 0 | 0 | 0 | 0 | 0 | 0 | 303 | 0 | 0
2040-03-28 | 11 | 5 | -18945 | -1218 | -1313 | 0 | 0 | -1859 | 4454 | 0 | 80 | 622 | 53 | 160 | 403 | 3288 | 690 | 0 | 669 | 10093 | 217 | 939 | 0 | 0 | 1200 | 0 | 465 | 0 | 0 | 0 | 0 | 294 | 0 | 291 | 0 | 0
2040-03-28 | 12 | 2 | -18466 | -1065 | -1129 | -243 | -509 | -1859 | 4354 | 0 | 80 | 622 | 53 | 160 | 199 | 3288 | 795 | 0 | 682 | 11372 | 0 | 0 | 0 | 0 | 1200 | 0 | 465 | 0 | 0 | 0 | 216 | 1232 | 0 | 302 | 0 | 0
2040-03-28 | 13 | 2 | -18149 | -921 | -1471 | -622 | -610 | -1859 | 4127 | 0 | 80 | 622 | 53 | 160 | 15 | 3288 | 1377 | 0 | 743 | 12052 | 0 | 0 | 0 | 0 | 650 | 0 | 465 | 0 | 0 | 0 | 216 | 1232 | 0 | 315 | 550 | 0
2040-03-28 | 14 | 2 | -17926 | -831 | -1444 | -472 | -140 | -1859 | 3820 | 0 | 80 | 622 | 53 | 160 | 15 | 3288 | 1168 | 0 | 759 | 12242 | 0 | 0 | 0 | 0 | 0 | 0 | 465 | 0 | 0 | 0 | 216 | 1233 | 0 | 331 | 1200 | 0
2040-03-28 | 15 | 2 | -17411 | -746 | -1287 | 0 | -160 | -1859 | 3487 | 0 | 80 | 622 | 53 | 160 | 15 | 3288 | 1191 | 0 | 769 | 10710 | 0 | 0 | 0 | 0 | 621 | 0 | 465 | 0 | 0 | 0 | 216 | 1227 | 0 | 340 | 579 | 0
2040-03-28 | 16 | 7.25 | -17005 | -705 | -1707 | 0 | 0 | -1426 | 3376 | 0 | 80 | 622 | 53 | 160 | 0 | 3288 | 1170 | 0 | 773 | 8214 | 218 | 1223 | 0 | 0 | 1200 | 0 | 465 | 0 | 0 | 0 | 0 | 0 | 0 | 322 | 0 | 0
2040-03-28 | 17 | 5 | -16975 | -705 | -2180 | 0 | 0 | -234 | 3413 | 0 | 300 | 622 | 53 | 160 | 2207 | 3288 | 891 | 0 | 783 | 5292 | 219 | 1199 | 0 | 0 | 1200 | 0 | 465 | 0 | 0 | 0 | 0 | 22 | 0 | 359 | 0 | 0
2040-03-28 | 18 | 12.06 | -17496 | -746 | -2626 | 16 | 508 | 1625 | 3741 | 0 | 220 | 995 | 53 | 160 | 2591 | 3288 | 1147 | 0 | 775 | 2256 | 219 | 1221 | 0 | 386 | 1200 | 0 | 465 | 0 | 0 | 0 | 0 | 0 | 0 | 0 | 0 | 0
2040-03-28 | 19 | 27.12 | -18819 | -831 | -2521 | 908 | 610 | 1859 | 4111 | 0 | 220 | 1450 | 53 | 319 | 3324 | 3288 | 1343 | 0 | 736 | 452 | 218 | 1236 | 0 | 377 | 1200 | 0 | 465 | 0 | 0 | 0 | 0 | 0 | 0 | 0 | 0 | 0
2040-03-28 | 20 | 12.06 | -18470 | -921 | -1786 | 226 | 102 | 1859 | 4629 | 0 | 220 | 1395 | 53 | 160 | 3263 | 3288 | 1771 | 0 | 707 | 0 | 218 | 1236 | 0 | 385 | 1200 | 0 | 465 | 0 | 0 | 0 | 0 | 0 | 0 | 0 | 0 | 0
2040-03-28 | 21 | 10 | -17413 | -1015 | -1628 | 0 | 0 | 1859 | 4306 | 0 | 220 | 1207 | 53 | 160 | 2882 | 3288 | 2278 | 0 | 657 | 0 | 219 | 1235 | 0 | 27 | 1200 | 0 | 465 | 0 | 0 | 0 | 0 | 0 | 0 | 372 | 0 | 0
2040-03-28 | 22 | 9.8 | -15922 | -1065 | -1366 | 0 | 0 | 903 | 3398 | 0 | 220 | 971 | 53 | 160 | 2882 | 3288 | 2684 | 0 | 671 | 0 | 219 | 1239 | 0 | 0 | 1200 | 0 | 465 | 0 | 0 | 0 | 0 | 0 | 0 | 410 | 0 | 0
2040-03-28 | 23 | 9.8 | -14546 | -1065 | -1129 | 0 | 0 | 226 | 2156 | 0 | 220 | 914 | 53 | 160 | 2714 | 3288 | 3252 | 0 | 640 | 0 | 219 | 1233 | 0 | 0 | 1200 | 0 | 465 | 0 | 0 | 0 | 0 | 0 | 0 | 448 | 0 | 0
2040-03-28 | 24 | 9.8 | -13672 | -1114 | -919 | 0 | 0 | 31 | 1067 | 0 | 220 | 914 | 53 | 160 | 2714 | 3288 | 3513 | 0 | 639 | 0 | 219 | 1221 | 0 | 0 | 1200 | 0 | 465 | 0 | 0 | 0 | 0 | 0 | 0 | 438 | 0 | 0
2040-03-29 | 1 | 17.92 | -13201 | -1114 | -814 | 0 | 0 | -665 | 624 | 0 | 220 | 868 | 53 | 160 | 2720 | 3288 | 3399 | 0 | 627 | 0 | 216 | 1205 | 0 | 750 | 1200 | 0 | 465 | 0 | 0 | 0 | 0 | 0 | 0 | 0 | 0 | 0
2040-03-29 | 2 | 17.92 | -13032 | -1114 | -735 | 0 | 0 | -857 | 528 | 0 | 220 | 841 | 53 | 160 | 2430 | 3288 | 3760 | 0 | 657 | 0 | 214 | 1196 | 0 | 726 | 1200 | 0 | 465 | 0 | 0 | 0 | 0 | 0 | 0 | 0 | 0 | 0
2040-03-29 | 3 | 17.92 | -13091 | -1114 | -630 | 0 | 0 | -493 | 528 | 0 | 220 | 841 | 53 | 160 | 2102 | 3288 | 3764 | 0 | 612 | 0 | 211 | 1184 | 0 | 700 | 1200 | 0 | 465 | 0 | 0 | 0 | 0 | 0 | 0 | 0 | 0 | 0
2040-03-29 | 4 | 17.92 | -13541 | -1065 | -604 | 0 | 0 | -39 | 528 | 0 | 220 | 841 | 53 | 160 | 1942 | 3288 | 4202 | 0 | 584 | 0 | 206 | 1197 | 0 | 363 | 1200 | 0 | 465 | 0 | 0 | 0 | 0 | 0 | 0 | 0 | 0 | 0
2040-03-29 | 5 | 23.29 | -14883 | -1065 | -604 | 0 | 0 | 0 | 528 | 0 | 220 | 967 | 53 | 171 | 2759 | 3288 | 4618 | 0 | 543 | 0 | 211 | 1205 | 0 | 323 | 1200 | 0 | 465 | 0 | 0 | 0 | 0 | 0 | 0 | 0 | 0 | 0
2040-03-29 | 6 | 24.22 | -17094 | -1065 | -630 | 0 | 0 | 947 | 1379 | 0 | 220 | 1278 | 53 | 309 | 2818 | 3288 | 4647 | 0 | 500 | 0 | 216 | 1208 | 0 | 260 | 1200 | 0 | 465 | 0 | 0 | 0 | 0 | 0 | 0 | 0 | 0 | 0
2040-03-29 | 7 | 24.22 | -18322 | -1065 | -788 | 0 | 0 | 573 | 3123 | 0 | 220 | 1225 | 53 | 308 | 2832 | 3288 | 4730 | 0 | 467 | 4 | 219 | 1211 | 0 | 255 | 1200 | 0 | 465 | 0 | 0 | 0 | 0 | 0 | 0 | 0 | 0 | 0
2040-03-29 | 8 | 22.27 | -18703 | -1065 | -972 | 0 | 0 | 0 | 4132 | 0 | 220 | 971 | 53 | 164 | 3056 | 3288 | 4769 | 0 | 435 | 285 | 219 | 1221 | 0 | 261 | 1200 | 0 | 465 | 0 | 0 | 0 | 0 | 0 | 0 | 0 | 0 | 0
2040-03-29 | 9 | 17.29 | -18803 | -966 | -1155 | 0 | 0 | -339 | 4454 | 0 | 220 | 914 | 53 | 160 | 2804 | 3288 | 4760 | 0 | 379 | 838 | 219 | 1217 | 0 | 292 | 1200 | 0 | 465 | 0 | 0 | 0 | 0 | 0 | 0 | 0 | 0 | 0
2040-03-29 | 10 | 17.29 | -19065 | -921 | -1339 | 0 | 0 | -474 | 4618 | 0 | 220 | 935 | 53 | 160 | 2964 | 3288 | 4778 | 0 | 316 | 1063 | 219 | 1217 | 0 | 303 | 1200 | 0 | 465 | 0 | 0 | 0 | 0 | 0 | 0 | 0 | 0 | 0
2040-03-29 | 11 | 17.29 | -19202 | -872 | -1313 | 0 | 0 | -355 | 4756 | 0 | 220 | 868 | 53 | 160 | 2416 | 3288 | 4780 | 0 | 246 | 1548 | 217 | 1233 | 0 | 291 | 1200 | 0 | 465 | 0 | 0 | 0 | 0 | 0 | 0 | 0 | 0 | 0
2040-03-29 | 12 | 17.29 | -18627 | -831 | -1129 | 0 | 0 | -1068 | 4692 | 0 | 220 | 622 | 53 | 160 | 1843 | 3288 | 4781 | 0 | 203 | 2378 | 216 | 1232 | 0 | 302 | 1200 | 0 | 465 | 0 | 0 | 0 | 0 | 0 | 0 | 0 | 0 | 0
2040-03-29 | 13 | 17.29 | -18573 | -786 | -1471 | 0 | 0 | -942 | 4470 | 0 | 220 | 622 | 53 | 160 | 1258 | 3288 | 4773 | 0 | 181 | 3317 | 216 | 1232 | 0 | 315 | 1200 | 0 | 465 | 0 | 0 | 0 | 0 | 0 | 0 | 0 | 0 | 0
2040-03-29 | 14 | 17.29 | -18347 | -705 | -1444 | 0 | 0 | -571 | 4359 | 0 | 220 | 622 | 53 | 160 | 1258 | 3288 | 4786 | 0 | 177 | 2698 | 216 | 1233 | 0 | 331 | 1200 | 0 | 465 | 0 | 0 | 0 | 0 | 0 | 0 | 0 | 0 | 0
2040-03-29 | 15 | 17.29 | -17708 | -746 | -1287 | 0 | 0 | -507 | 4106 | 0 | 220 | 622 | 53 | 160 | 1029 | 3288 | 4787 | 0 | 169 | 2366 | 216 | 1227 | 0 | 340 | 1200 | 0 | 465 | 0 | 0 | 0 | 0 | 0 | 0 | 0 | 0 | 0
2040-03-29 | 16 | 23.37 | -17194 | -746 | -1707 | 0 | 0 | 78 | 3931 | 0 | 220 | 622 | 53 | 212 | 739 | 3288 | 4796 | 0 | 161 | 2119 | 218 | 1223 | 0 | 322 | 1200 | 0 | 465 | 0 | 0 | 0 | 0 | 0 | 0 | 0 | 0 | 0
2040-03-29 | 17 | 23.37 | -16892 | -746 | -2180 | 0 | 0 | 85 | 3894 | 0 | 220 | 738 | 53 | 212 | 1097 | 3288 | 4780 | 0 | 204 | 1782 | 219 | 1221 | 0 | 359 | 1200 | 0 | 465 | 0 | 0 | 0 | 0 | 0 | 0 | 0 | 0 | 0
2040-03-29 | 18 | 23.37 | -17004 | -746 | -2626 | 0 | 0 | 614 | 3989 | 0 | 220 | 868 | 53 | 205 | 1287 | 3288 | 4783 | 0 | 231 | 1345 | 219 | 1221 | 0 | 386 | 1200 | 0 | 465 | 0 | 0 | 0 | 0 | 0 | 0 | 0 | 0 | 0
2040-03-29 | 19 | 23.37 | -17921 | -705 | -2521 | 0 | 0 | 1658 | 3979 | 0 | 220 | 1170 | 53 | 212 | 1687 | 3288 | 4691 | 0 | 235 | 459 | 218 | 1236 | 0 | 377 | 1200 | 0 | 465 | 0 | 0 | 0 | 0 | 0 | 0 | 0 | 0 | 0
2040-03-29 | 20 | 23.37 | -17593 | -746 | -1786 | 0 | 0 | 714 | 4169 | 0 | 220 | 971 | 53 | 205 | 2089 | 3288 | 4638 | 0 | 273 | 0 | 218 | 1236 | 0 | 385 | 1200 | 0 | 465 | 0 | 0 | 0 | 0 | 0 | 0 | 0 | 0 | 0
2040-03-29 | 21 | 21.38 | -16814 | -786 | -1628 | 0 | 0 | 0 | 3826 | 0 | 220 | 967 | 53 | 160 | 2592 | 3288 | 4308 | 0 | 297 | 0 | 219 | 1235 | 0 | 399 | 1200 | 0 | 465 | 0 | 0 | 0 | 0 | 0 | 0 | 0 | 0 | 0
2040-03-29 | 22 | 10 | -15661 | -831 | -1366 | 0 | 0 | -98 | 3096 | 0 | 220 | 893 | 53 | 160 | 2272 | 3288 | 4310 | 0 | 322 | 0 | 219 | 1239 | 0 | 217 | 1200 | 0 | 465 | 0 | 0 | 0 | 0 | 0 | 0 | 193 | 0 | 0
2040-03-29 | 23 | 10 | -14497 | -872 | -1129 | 0 | 0 | 0 | 2114 | 0 | 220 | 893 | 53 | 160 | 2104 | 3288 | 3920 | 0 | 275 | 0 | 219 | 1233 | 0 | 354 | 1200 | 0 | 465 | 0 | 0 | 0 | 0 | 0 | 0 | 94 | 0 | 0
2040-03-29 | 24 | 13.52 | -13536 | -872 | -919 | 0 | 0 | 72 | 1110 | 0 | 0 | 914 | 53 | 160 | 2506 | 3288 | 3444 | 0 | 236 | 0 | 219 | 1221 | 0 | 438 | 1200 | 0 | 465 | 0 | 0 | 0 | 0 | 0 | 0 | 0 | 0 | 0
2040-03-30 | 1 | 26.17 | -12979 | -921 | -814 | 0 | 0 | -1179 | 1559 | 0 | 0 | 868 | 53 | 319 | 2938 | 3288 | 2834 | 0 | 197 | 0 | 216 | 1205 | 0 | 750 | 1200 | 0 | 465 | 0 | 0 | 0 | 0 | 0 | 0 | 0 | 0 | 0
2040-03-30 | 2 | 26.17 | -12767 | -966 | -735 | 0 | 0 | -111 | 1089 | 0 | 0 | 914 | 53 | 335 | 2938 | 3288 | 2000 | 0 | 161 | 0 | 214 | 1196 | 0 | 726 | 1200 | 0 | 465 | 0 | 0 | 0 | 0 | 0 | 0 | 0 | 0 | 0
2040-03-30 | 3 | 29.6 | -12628 | -966 | -630 | 0 | 0 | 0 | 845 | 0 | 0 | 971 | 53 | 341 | 3737 | 3288 | 1076 | 0 | 153 | 0 | 211 | 1184 | 0 | 700 | 1200 | 0 | 465 | 0 | 0 | 0 | 0 | 0 | 0 | 0 | 0 | 0
2040-03-30 | 4 | 32.43 | -12703 | -1015 | -604 | 0 | 0 | 0 | 756 | 0 | 80 | 995 | 53 | 341 | 4598 | 3288 | 612 | 0 | 168 | 0 | 206 | 1197 | 0 | 363 | 1200 | 0 | 465 | 0 | 0 | 0 | 0 | 0 | 0 | 0 | 0 | 0
2040-03-30 | 5 | 35.32 | -13240 | -1065 | -604 | 0 | 0 | 0 | 856 | 0 | 80 | 1225 | 53 | 341 | 5193 | 3288 | 302 | 0 | 167 | 0 | 211 | 1205 | 0 | 323 | 1200 | 0 | 465 | 0 | 0 | 0 | 0 | 0 | 0 | 0 | 0 | 0
2040-03-30 | 6 | 35.37 | -14089 | -1065 | -630 | 0 | 0 | 185 | 1326 | 0 | 80 | 1308 | 53 | 341 | 5554 | 3288 | 122 | 0 | 177 | 0 | 216 | 1208 | 0 | 260 | 1200 | 0 | 465 | 0 | 0 | 0 | 0 | 0 | 0 | 0 | 0 | 0
2040-03-30 | 7 | 35.37 | -15104 | -1065 | -788 | 0 | 0 | 466 | 2140 | 0 | 80 | 1366 | 53 | 341 | 5523 | 3288 | 99 | 0 | 238 | 11 | 219 | 1211 | 0 | 255 | 1200 | 0 | 465 | 0 | 0 | 0 | 0 | 0 | 0 | 0 | 0 | 0
2040-03-30 | 8 | 35.37 | -16166 | -1065 | -972 | 0 | 0 | 303 | 3107 | 0 | 80 | 1308 | 53 | 335 | 5523 | 3288 | 153 | 0 | 287 | 399 | 219 | 1221 | 0 | 261 | 1200 | 0 | 465 | 0 | 0 | 0 | 0 | 0 | 0 | 0 | 0 | 0
2040-03-30 | 9 | 30.45 | -16718 | -1015 | -1155 | 0 | 0 | 0 | 4074 | 0 | 80 | 971 | 53 | 319 | 4779 | 3288 | 271 | 0 | 298 | 1363 | 219 | 1217 | 0 | 292 | 1200 | 0 | 465 | 0 | 0 | 0 | 0 | 0 | 0 | 0 | 0 | 0
2040-03-30 | 10 | 5 | -16975 | -966 | -1339 | 0 | 0 | 0 | 4613 | 0 | 80 | 733 | 53 | 160 | 3531 | 3288 | 457 | 0 | 290 | 3174 | 219 | 1018 | 0 | 0 | 1200 | 0 | 465 | 0 | 0 | 0 | 0 | 199 | 0 | 303 | 0 | 0
2040-03-30 | 11 | 5 | -17072 | -921 | -1313 | 0 | 0 | 0 | 4756 | 0 | 80 | 622 | 53 | 160 | 969 | 3288 | 1028 | 0 | 301 | 5509 | 217 | 658 | 0 | 0 | 1200 | 0 | 465 | 0 | 0 | 0 | 0 | 575 | 0 | 291 | 0 | 0
2040-03-30 | 12 | 2 | -16632 | -831 | -1129 | 0 | 0 | -1859 | 4613 | 0 | 80 | 622 | 53 | 160 | 809 | 3288 | 1790 | 0 | 318 | 7133 | 0 | 0 | 0 | 0 | 1163 | 0 | 422 | 0 | 0 | 0 | 216 | 1232 | 0 | 302 | 37 | 0
2040-03-30 | 13 | -4.07 | -16315 | -665 | -1471 | -36 | -118 | -1859 | 4375 | 0 | 80 | 352 | 48 | 160 | 804 | 3288 | 3345 | 0 | 341 | 7381 | 0 | 0 | 0 | 0 | 0 | 0 | 289 | 0 | 0 | 0 | 216 | 1232 | 0 | 315 | 1200 | 0
2040-03-30 | 14 | -4.07 | -16287 | -521 | -1444 | -677 | -605 | -1859 | 3984 | 0 | 80 | 352 | 48 | 160 | 509 | 3288 | 4273 | 0 | 341 | 8079 | 0 | 0 | 0 | 0 | 0 | 0 | 280 | 0 | 0 | 0 | 216 | 1233 | 0 | 331 | 1200 | 0
2040-03-30 | 15 | -4.07 | -15735 | -454 | -1287 | -717 | -610 | -1859 | 3789 | 0 | 80 | 352 | 48 | 160 | 379 | 3288 | 4738 | 0 | 389 | 7159 | 0 | 0 | 0 | 0 | 0 | 0 | 280 | 0 | 0 | 0 | 216 | 1227 | 0 | 340 | 1200 | 0
2040-03-30 | 16 | -4.07 | -15369 | -395 | -1707 | 0 | -85 | -1859 | 3609 | 0 | 80 | 352 | 48 | 160 | 180 | 3288 | 4882 | 0 | 458 | 6069 | 0 | 0 | 0 | 0 | 0 | 0 | 289 | 0 | 0 | 0 | 218 | 1223 | 0 | 322 | 1200 | 0
2040-03-30 | 17 | 2 | -15173 | -315 | -2180 | 0 | 0 | -1853 | 3620 | 0 | 80 | 622 | 53 | 160 | 0 | 3288 | 4934 | 0 | 520 | 4756 | 0 | 0 | 0 | 0 | 1066 | 0 | 422 | 0 | 0 | 0 | 219 | 1221 | 0 | 359 | 134 | 0
2040-03-30 | 18 | 5 | -15399 | -341 | -2626 | 0 | 0 | 0 | 3836 | 0 | 80 | 622 | 53 | 160 | 0 | 3288 | 4929 | 0 | 567 | 2448 | 219 | 498 | 0 | 0 | 1200 | 0 | 465 | 0 | 0 | 0 | 0 | 723 | 0 | 386 | 0 | 0
2040-03-30 | 19 | 5 | -16482 | -395 | -2521 | 540 | 175 | 1030 | 3989 | 0 | 80 | 822 | 53 | 160 | 0 | 3288 | 4929 | 0 | 576 | 636 | 218 | 1236 | 0 | 0 | 1200 | 0 | 465 | 0 | 0 | 0 | 0 | 0 | 0 | 377 | 0 | 0
2040-03-30 | 20 | 5 | -16337 | -485 | -1786 | 49 | 42 | 1449 | 4380 | 0 | 80 | 638 | 53 | 160 | 0 | 3288 | 4930 | 0 | 593 | 0 | 218 | 1063 | 0 | 0 | 1200 | 0 | 465 | 0 | 0 | 0 | 0 | 173 | 0 | 385 | 0 | 0
2040-03-30 | 21 | 5 | -15727 | -553 | -1628 | 479 | 333 | 1549 | 4169 | 0 | 80 | 622 | 53 | 160 | 0 | 3288 | 4923 | 0 | 586 | 0 | 0 | 0 | 0 | 0 | 1200 | 0 | 465 | 0 | 0 | 0 | 219 | 1235 | 0 | 399 | 0 | 0
2040-03-30 | 22 | 5 | -14786 | -589 | -1366 | 0 | 353 | 1528 | 3493 | 0 | 80 | 622 | 53 | 160 | 0 | 3288 | 4915 | 0 | 582 | 0 | 0 | 0 | 0 | 0 | 1200 | 0 | 465 | 0 | 0 | 0 | 219 | 1239 | 0 | 410 | 0 | 0
2040-03-30 | 23 | 5 | -13813 | -625 | -1129 | 78 | 2 | 1547 | 2573 | 0 | 80 | 622 | 53 | 160 | 0 | 3288 | 4914 | 0 | 583 | 0 | 0 | 0 | 0 | 0 | 1200 | 0 | 465 | 0 | 0 | 0 | 219 | 1233 | 0 | 448 | 0 | 0
2040-03-30 | 24 | 5 | -12686 | -625 | -919 | 38 | 214 | 1039 | 1617 | 0 | 80 | 622 | 48 | 160 | 0 | 3288 | 4882 | 0 | 623 | 0 | 0 | 0 | 0 | 0 | 1200 | 0 | 418 | 0 | 0 | 0 | 219 | 1221 | 0 | 438 | 0 | 0
2040-03-31 | 1 | 24.21 | -12228 | -665 | -1077 | 0 | 0 | -213 | 528 | 0 | 80 | 622 | 53 | 212 | 28 | 3288 | 4882 | 0 | 652 | 0 | 216 | 1205 | 0 | 750 | 1200 | 0 | 465 | 0 | 0 | 0 | 0 | 0 | 0 | 0 | 0 | 0
2040-03-31 | 2 | 21.38 | -12044 | -665 | -919 | 0 | 0 | -498 | 528 | 0 | 80 | 622 | 53 | 160 | 0 | 3288 | 4882 | 0 | 712 | 0 | 214 | 1196 | 0 | 726 | 1200 | 0 | 465 | 0 | 0 | 0 | 0 | 0 | 0 | 0 | 0 | 0
2040-03-31 | 3 | 21.38 | -11972 | -625 | -814 | 0 | 0 | -694 | 528 | 0 | 80 | 622 | 53 | 160 | 0 | 3288 | 4882 | 0 | 731 | 0 | 211 | 1184 | 0 | 700 | 1200 | 0 | 465 | 0 | 0 | 0 | 0 | 0 | 0 | 0 | 0 | 0
2040-03-31 | 4 | 21.38 | -12027 | -589 | -762 | 0 | 0 | -336 | 528 | 0 | 0 | 622 | 53 | 160 | 0 | 3288 | 4868 | 0 | 762 | 0 | 206 | 1197 | 0 | 363 | 1200 | 0 | 465 | 0 | 0 | 0 | 0 | 0 | 0 | 0 | 0 | 0
2040-03-31 | 5 | 21.38 | -12345 | -589 | -735 | 0 | 0 | -294 | 528 | 0 | 0 | 622 | 53 | 166 | 239 | 3288 | 4874 | 0 | 788 | 0 | 211 | 1205 | 0 | 323 | 1200 | 0 | 465 | 0 | 0 | 0 | 0 | 0 | 0 | 0 | 0 | 0
2040-03-31 | 6 | 23.37 | -12910 | -589 | -762 | 0 | 0 | 0 | 528 | 0 | 0 | 622 | 53 | 230 | 508 | 3288 | 4874 | 0 | 807 | 0 | 216 | 1208 | 0 | 260 | 1200 | 0 | 465 | 0 | 0 | 0 | 0 | 0 | 0 | 0 | 0 | 0
2040-03-31 | 7 | 28.89 | -13692 | -589 | -867 | 0 | 0 | 510 | 528 | 0 | 0 | 732 | 53 | 341 | 640 | 3288 | 4882 | 0 | 798 | 23 | 219 | 1211 | 0 | 255 | 1200 | 0 | 465 | 0 | 0 | 0 | 0 | 0 | 0 | 0 | 0 | 0
2040-03-31 | 8 | 28.89 | -14647 | -589 | -998 | 0 | 0 | 443 | 993 | 0 | 0 | 684 | 53 | 335 | 640 | 3288 | 4888 | 0 | 827 | 716 | 219 | 1221 | 0 | 261 | 1200 | 0 | 465 | 0 | 0 | 0 | 0 | 0 | 0 | 0 | 0 | 0
2040-03-31 | 9 | 21.38 | -15578 | -553 | -1234 | 0 | 0 | -556 | 1876 | 0 | 0 | 622 | 53 | 175 | 403 | 3288 | 4838 | 0 | 822 | 2451 | 219 | 1217 | 0 | 292 | 1200 | 0 | 465 | 0 | 0 | 0 | 0 | 0 | 0 | 0 | 0 | 0
2040-03-31 | 10 | 19.27 | -16474 | -454 | -1444 | 0 | -138 | -1859 | 2674 | 0 | 0 | 622 | 53 | 160 | 309 | 3288 | 4810 | 0 | 851 | 4197 | 219 | 1217 | 0 | 303 | 1200 | 0 | 465 | 0 | 0 | 0 | 0 | 0 | 0 | 0 | 0 | 0
2040-03-31 | 11 | 16.48 | -16861 | -427 | -1313 | -248 | -610 | -1859 | 3244 | 0 | 0 | 622 | 53 | 160 | 243 | 3288 | 4810 | 0 | 853 | 4638 | 217 | 1233 | 0 | 291 | 1200 | 0 | 465 | 0 | 0 | 0 | 0 | 0 | 0 | 0 | 0 | 0
2040-03-31 | 12 | 21.38 | -16873 | -395 | -1444 | 0 | 0 | -1597 | 3604 | 0 | 0 | 622 | 53 | 160 | 375 | 3288 | 4803 | 0 | 850 | 3139 | 216 | 1232 | 0 | 302 | 1200 | 0 | 465 | 0 | 0 | 0 | 0 | 0 | 0 | 0 | 0 | 0
2040-03-31 | 13 | 21.38 | -16721 | -427 | -1576 | 0 | 0 | -554 | 3731 | 0 | 0 | 622 | 53 | 175 | 137 | 3288 | 4803 | 0 | 838 | 2202 | 216 | 1232 | 0 | 315 | 1200 | 0 | 465 | 0 | 0 | 0 | 0 | 0 | 0 | 0 | 0 | 0
2040-03-31 | 14 | 28.89 | -16582 | -521 | -1628 | 0 | 0 | 79 | 3720 | 0 | 0 | 622 | 53 | 335 | 0 | 3288 | 4796 | 0 | 840 | 1552 | 216 | 1233 | 0 | 331 | 1200 | 0 | 465 | 0 | 0 | 0 | 0 | 0 | 0 | 0 | 0 | 0
2040-03-31 | 15 | 28.89 | -16640 | -553 | -1681 | 0 | 0 | 344 | 3678 | 0 | 0 | 622 | 53 | 341 | 0 | 3288 | 4817 | 0 | 799 | 1482 | 216 | 1227 | 0 | 340 | 1200 | 0 | 465 | 0 | 0 | 0 | 0 | 0 | 0 | 0 | 0 | 0
2040-03-31 | 16 | 28.89 | -16939 | -705 | -1602 | 0 | 333 | 578 | 3789 | 0 | 0 | 622 | 53 | 341 | 0 | 3288 | 4817 | 0 | 768 | 1228 | 218 | 1223 | 0 | 322 | 1200 | 0 | 465 | 0 | 0 | 0 | 0 | 0 | 0 | 0 | 0 | 0
2040-03-31 | 17 | 28.89 | -17302 | -831 | -1576 | 122 | 0 | 1220 | 4100 | 0 | 0 | 738 | 53 | 341 | 0 | 3288 | 4816 | 0 | 797 | 768 | 219 | 1221 | 0 | 359 | 1200 | 0 | 465 | 0 | 0 | 0 | 0 | 0 | 0 | 0 | 0 | 0
2040-03-31 | 18 | 28.89 | -17242 | -921 | -1628 | 0 | 0 | 1000 | 4491 | 0 | 220 | 738 | 53 | 341 | 0 | 3288 | 4808 | 0 | 796 | 565 | 219 | 1221 | 0 | 386 | 1200 | 0 | 465 | 0 | 0 | 0 | 0 | 0 | 0 | 0 | 0 | 0
2040-03-31 | 19 | 28.89 | -17543 | -1015 | -1681 | 88 | 175 | 984 | 4555 | 0 | 220 | 841 | 53 | 341 | 239 | 3288 | 4811 | 0 | 825 | 323 | 218 | 1236 | 0 | 377 | 1200 | 0 | 465 | 0 | 0 | 0 | 0 | 0 | 0 | 0 | 0 | 0
2040-03-31 | 20 | 28.89 | -17139 | -1065 | -1576 | 3 | 135 | 860 | 4756 | 0 | 220 | 829 | 53 | 341 | 239 | 3288 | 4759 | 0 | 784 | 10 | 218 | 1236 | 0 | 385 | 1200 | 0 | 465 | 0 | 0 | 0 | 0 | 0 | 0 | 0 | 0 | 0
2040-03-31 | 21 | 28.89 | -16041 | -1164 | -1471 | 4 | 65 | 351 | 4428 | 0 | 220 | 651 | 53 | 241 | 488 | 3288 | 4612 | 0 | 756 | 0 | 219 | 1235 | 0 | 399 | 1200 | 0 | 465 | 0 | 0 | 0 | 0 | 0 | 0 | 0 | 0 | 0
2040-03-31 | 22 | 17.55 | -14533 | -1218 | -1339 | 0 | 0 | 0 | 3519 | 0 | 220 | 622 | 53 | 166 | 273 | 3288 | 4626 | 0 | 789 | 0 | 219 | 1239 | 0 | 410 | 1200 | 0 | 465 | 0 | 0 | 0 | 0 | 0 | 0 | 0 | 0 | 0
2040-03-31 | 23 | 14.4 | -13334 | -1272 | -1339 | 0 | 0 | -16 | 2388 | 0 | 220 | 622 | 53 | 160 | 243 | 3288 | 4591 | 0 | 829 | 0 | 219 | 1233 | 0 | 448 | 1200 | 0 | 465 | 0 | 0 | 0 | 0 | 0 | 0 | 0 | 0 | 0
2040-03-31 | 24 | 19.46 | -12591 | -1330 | -1208 | 0 | 37 | 12 | 1421 | 0 | 220 | 622 | 53 | 160 | 435 | 3288 | 4507 | 0 | 830 | 0 | 219 | 1221 | 0 | 438 | 1200 | 0 | 465 | 0 | 0 | 0 | 0 | 0 | 0 | 0 | 0 | 0
2040-04-01 | 1 | 7.4 | -12366 | -1384 | -1077 | 0 | 0 | -430 | 528 | 0 | 220 | 973 | 53 | 160 | 1601 | 3288 | 4630 | 0 | 819 | 0 | 213 | 1106 | 0 | 0 | 1200 | 0 | 465 | 0 | 0 | 0 | 0 | 0 | 0 | 631 | 0 | 0
2040-04-01 | 2 | 7.4 | -12303 | -1384 | -919 | 0 | 0 | -475 | 528 | 0 | 220 | 943 | 53 | 160 | 1601 | 3288 | 4504 | 0 | 815 | 0 | 203 | 1100 | 0 | 0 | 1200 | 0 | 465 | 0 | 0 | 0 | 0 | 0 | 0 | 620 | 0 | 0
2040-04-01 | 3 | 7.4 | -12433 | -1442 | -814 | 0 | 0 | -396 | 528 | 0 | 220 | 1044 | 53 | 160 | 1734 | 3288 | 4283 | 0 | 812 | 0 | 200 | 1098 | 0 | 0 | 1200 | 0 | 465 | 0 | 0 | 0 | 0 | 0 | 0 | 548 | 0 | 0
2040-04-01 | 4 | 7.4 | -13098 | -1505 | -762 | 0 | 0 | -667 | 528 | 0 | 220 | 1062 | 53 | 160 | 2489 | 3288 | 4426 | 0 | 836 | 0 | 200 | 1103 | 0 | 0 | 1200 | 0 | 465 | 0 | 0 | 0 | 0 | 0 | 0 | 294 | 0 | 0
2040-04-01 | 5 | 7.4 | -14682 | -1505 | -735 | 0 | 0 | -267 | 528 | 0 | 220 | 1411 | 53 | 160 | 3386 | 3288 | 4303 | 0 | 867 | 0 | 209 | 1098 | 0 | 0 | 1200 | 0 | 465 | 0 | 0 | 0 | 0 | 0 | 0 | 284 | 0 | 0
2040-04-01 | 6 | 10 | -17145 | -1564 | -762 | 0 | 0 | 1050 | 1221 | 0 | 220 | 1597 | 53 | 160 | 3742 | 3288 | 4157 | 0 | 872 | 0 | 217 | 1106 | 0 | 122 | 1200 | 0 | 465 | 0 | 0 | 0 | 0 | 0 | 0 | 154 | 0 | 0
2040-04-01 | 7 | 10 | -18399 | -1626 | -867 | 42 | 0 | 514 | 2896 | 0 | 220 | 1577 | 53 | 160 | 3742 | 3288 | 4204 | 0 | 895 | 51 | 217 | 1112 | 0 | 256 | 1200 | 0 | 465 | 0 | 0 | 0 | 0 | 0 | 0 | 0 | 0 | 0
2040-04-01 | 8 | 7.4 | -18294 | -1626 | -998 | 0 | 0 | -1048 | 3752 | 0 | 220 | 1274 | 53 | 160 | 3742 | 3288 | 4416 | 0 | 966 | 1111 | 219 | 1100 | 0 | 0 | 1200 | 0 | 465 | 0 | 0 | 0 | 0 | 0 | 0 | 265 | 0 | 0
2040-04-01 | 9 | 5 | -18241 | -1564 | -1234 | 0 | 0 | -1168 | 3767 | 0 | 220 | 750 | 53 | 160 | 3452 | 3288 | 3848 | 0 | 994 | 3807 | 211 | 0 | 0 | 0 | 1200 | 0 | 456 | 0 | 0 | 0 | 8 | 1104 | 0 | 287 | 0 | 0
2040-04-01 | 10 | 0 | -18697 | -1442 | -1444 | 0 | 0 | -1244 | 3789 | 0 | 220 | 634 | 48 | 160 | 2411 | 3288 | 3815 | 0 | 1003 | 7137 | 0 | 0 | 0 | 0 | 0 | 0 | 323 | 0 | 0 | 0 | 219 | 1107 | 0 | 295 | 1200 | 0
2040-04-01 | 11 | -30 | -18753 | -1330 | -1313 | -444 | 0 | -1859 | 3931 | 0 | 220 | 76 | 48 | 160 | 2083 | 3288 | 3636 | 0 | 0 | 9978 | 0 | 0 | 0 | 0 | 0 | 0 | 280 | 0 | 981 | 0 | 219 | 1107 | 0 | 290 | 1200 | 0
2040-04-01 | 12 | -40 | -18517 | -1272 | -1444 | -908 | -610 | -1859 | 4000 | 0 | 220 | 0 | 48 | 160 | 1962 | 3288 | 3203 | 0 | 0 | 11450 | 0 | 0 | 0 | 0 | 0 | 0 | 280 | 341 | 1343 | 0 | 219 | 1106 | 0 | 297 | 1200 | 0
2040-04-01 | 13 | -40 | -18322 | -1218 | -1576 | -908 | -498 | -1859 | 3894 | 0 | 220 | 0 | 48 | 160 | 1182 | 3288 | 3380 | 0 | 0 | 11928 | 0 | 0 | 0 | 0 | 0 | 0 | 280 | 0 | 1008 | 0 | 218 | 1106 | 0 | 297 | 1200 | 0
2040-04-01 | 14 | -40 | -17846 | -1164 | -1628 | -908 | -310 | -1859 | 3767 | 0 | 220 | 0 | 48 | 160 | 1022 | 3288 | 2571 | 0 | 0 | 12359 | 0 | 0 | 0 | 0 | 0 | 0 | 280 | 922 | 1940 | 0 | 217 | 1109 | 0 | 294 | 1200 | 0
2040-04-01 | 15 | -40 | -17444 | -1114 | -1681 | -905 | 0 | -1859 | 3461 | 0 | 220 | 0 | 48 | 160 | 889 | 3288 | 3043 | 0 | 0 | 11613 | 0 | 0 | 0 | 0 | 0 | 0 | 280 | 112 | 1134 | 0 | 218 | 1112 | 0 | 280 | 1200 | 0
2040-04-01 | 16 | -4.73 | -17465 | -1114 | -1602 | 0 | 0 | -1853 | 3160 | 0 | 220 | 397 | 48 | 160 | 569 | 3288 | 3112 | 0 | 1060 | 9708 | 0 | 0 | 0 | 0 | 0 | 0 | 312 | 0 | 0 | 0 | 218 | 1110 | 0 | 285 | 1200 | 0
2040-04-01 | 17 | 5 | -17910 | -1114 | -1576 | 0 | 0 | -228 | 3165 | 0 | 220 | 750 | 53 | 160 | 180 | 3288 | 3132 | 0 | 1060 | 6481 | 218 | 475 | 0 | 0 | 1200 | 0 | 445 | 0 | 0 | 0 | 0 | 637 | 0 | 316 | 0 | 0
2040-04-01 | 18 | 12.4 | -18249 | -1114 | -1628 | 0 | 0 | 940 | 3482 | 0 | 220 | 1062 | 53 | 160 | 823 | 3288 | 3257 | 0 | 1022 | 3334 | 219 | 1110 | 0 | 356 | 1200 | 0 | 465 | 0 | 0 | 0 | 0 | 0 | 0 | 0 | 0 | 0
2040-04-01 | 19 | 24.21 | -18970 | -1164 | -1681 | 883 | 193 | 1809 | 3762 | 0 | 220 | 1577 | 53 | 299 | 1557 | 3288 | 3112 | 0 | 952 | 744 | 219 | 1107 | 0 | 374 | 1200 | 0 | 465 | 0 | 0 | 0 | 0 | 0 | 0 | 0 | 0 | 0
2040-04-01 | 20 | 29.6 | -18781 | -1272 | -1576 | 908 | 542 | 1859 | 4227 | 0 | 220 | 1598 | 53 | 319 | 1759 | 3288 | 2655 | 0 | 828 | 10 | 219 | 1107 | 0 | 369 | 1200 | 0 | 465 | 0 | 0 | 0 | 0 | 0 | 0 | 0 | 0 | 0
2040-04-01 | 21 | 24.21 | -17735 | -1384 | -1471 | 872 | 383 | 1844 | 4100 | 0 | 300 | 1577 | 53 | 310 | 1717 | 3288 | 2074 | 0 | 698 | 0 | 218 | 1106 | 0 | 384 | 1200 | 0 | 465 | 0 | 0 | 0 | 0 | 0 | 0 | 0 | 0 | 0
2040-04-01 | 22 | 24.21 | -15944 | -1442 | -1339 | 510 | 0 | 1396 | 3387 | 0 | 300 | 1539 | 53 | 308 | 2129 | 3288 | 1783 | 0 | 646 | 0 | 219 | 1104 | 0 | 398 | 1200 | 0 | 465 | 0 | 0 | 0 | 0 | 0 | 0 | 0 | 0 | 0
2040-04-01 | 23 | 24.21 | -14545 | -1564 | -1339 | 246 | 0 | 1452 | 2320 | 0 | 300 | 1539 | 53 | 308 | 2262 | 3288 | 1685 | 0 | 602 | 0 | 219 | 1106 | 0 | 403 | 1200 | 0 | 465 | 0 | 0 | 0 | 0 | 0 | 0 | 0 | 0 | 0
2040-04-01 | 24 | 24.21 | -13994 | -1626 | -1208 | 84 | 102 | 1768 | 1406 | 0 | 300 | 1577 | 53 | 308 | 3010 | 3288 | 1023 | 0 | 557 | 0 | 218 | 1106 | 0 | 364 | 1200 | 0 | 465 | 0 | 0 | 0 | 0 | 0 | 0 | 0 | 0 | 0
2040-04-02 | 1 | 32.43 | -13599 | -1689 | -735 | 0 | 0 | 0 | 803 | 0 | 300 | 1577 | 53 | 341 | 4895 | 3288 | 635 | 0 | 517 | 0 | 213 | 1106 | 0 | 631 | 1200 | 0 | 465 | 0 | 0 | 0 | 0 | 0 | 0 | 0 | 0 | 0
2040-04-02 | 2 | 32.43 | -13406 | -1752 | -657 | 0 | 0 | 0 | 555 | 0 | 300 | 1577 | 53 | 341 | 5067 | 3288 | 531 | 0 | 515 | 0 | 203 | 1100 | 0 | 620 | 1200 | 0 | 465 | 0 | 0 | 0 | 0 | 0 | 0 | 0 | 0 | 0
2040-04-02 | 3 | 35.59 | -13572 | -1887 | -578 | 0 | 0 | 0 | 528 | 0 | 300 | 1597 | 53 | 341 | 5645 | 3288 | 257 | 0 | 515 | 0 | 200 | 1098 | 0 | 548 | 1200 | 0 | 465 | 0 | 0 | 0 | 0 | 0 | 0 | 0 | 0 | 0
2040-04-02 | 4 | 37.9 | -14128 | -1887 | -551 | 0 | 0 | 0 | 565 | 0 | 300 | 1598 | 53 | 341 | 6501 | 3288 | 162 | 0 | 496 | 0 | 200 | 1103 | 0 | 294 | 1200 | 0 | 465 | 0 | 0 | 0 | 0 | 0 | 0 | 0 | 0 | 0
2040-04-02 | 5 | 39.73 | -15658 | -1954 | -525 | 0 | 0 | 0 | 951 | 0 | 300 | 1598 | 53 | 341 | 7813 | 3288 | 81 | 0 | 456 | 0 | 209 | 1098 | 0 | 284 | 1200 | 0 | 465 | 0 | 0 | 0 | 0 | 0 | 0 | 0 | 0 | 0
2040-04-02 | 6 | 41.3 | -17961 | -2026 | -551 | 0 | 0 | 0 | 1997 | 0 | 300 | 1598 | 53 | 341 | 9218 | 3288 | 49 | 0 | 429 | 0 | 217 | 1106 | 0 | 276 | 1200 | 0 | 465 | 0 | 0 | 0 | 0 | 0 | 0 | 0 | 0 | 0
2040-04-02 | 7 | 40.63 | -18896 | -2098 | -709 | 0 | 0 | 0 | 3609 | 0 | 300 | 1598 | 53 | 341 | 8731 | 3288 | 85 | 0 | 394 | 54 | 217 | 1112 | 0 | 256 | 1200 | 0 | 465 | 0 | 0 | 0 | 0 | 0 | 0 | 0 | 0 | 0
2040-04-02 | 8 | 37.9 | -18807 | -2026 | -867 | 0 | 0 | 0 | 4227 | 0 | 300 | 1598 | 53 | 335 | 6929 | 3288 | 162 | 0 | 334 | 1225 | 219 | 1100 | 0 | 265 | 1200 | 0 | 465 | 0 | 0 | 0 | 0 | 0 | 0 | 0 | 0 | 0
2040-04-02 | 9 | 24.21 | -18711 | -1752 | -1050 | 0 | 0 | 0 | 4095 | 0 | 300 | 1469 | 53 | 262 | 4347 | 3288 | 304 | 0 | 247 | 3874 | 219 | 1104 | 0 | 287 | 1200 | 0 | 465 | 0 | 0 | 0 | 0 | 0 | 0 | 0 | 0 | 0
2040-04-02 | 10 | 7.4 | -18828 | -1442 | -1234 | -4 | -118 | -215 | 3947 | 0 | 80 | 865 | 53 | 160 | 2988 | 3288 | 455 | 0 | 217 | 6797 | 219 | 1107 | 0 | 0 | 1200 | 0 | 465 | 0 | 0 | 0 | 0 | 0 | 0 | 295 | 0 | 0
2040-04-02 | 11 | 7.4 | -19091 | -1272 | -1182 | -11 | 0 | -587 | 3878 | 0 | 80 | 750 | 53 | 160 | 1054 | 3288 | 759 | 0 | 269 | 8860 | 219 | 1107 | 0 | 0 | 1200 | 0 | 465 | 0 | 0 | 0 | 0 | 0 | 0 | 290 | 0 | 0
2040-04-02 | 12 | 7.4 | -18700 | -1065 | -1024 | 0 | -496 | -1859 | 3815 | 0 | 80 | 727 | 53 | 160 | 750 | 3288 | 761 | 0 | 333 | 10187 | 219 | 1106 | 0 | 0 | 1200 | 0 | 465 | 0 | 0 | 0 | 0 | 0 | 0 | 297 | 0 | 0
2040-04-02 | 13 | 7.4 | -18554 | -921 | -1339 | 0 | -84 | -624 | 3657 | 0 | 80 | 736 | 53 | 160 | 199 | 3288 | 1020 | 0 | 378 | 8963 | 218 | 1106 | 0 | 0 | 1200 | 0 | 465 | 0 | 0 | 0 | 0 | 0 | 0 | 297 | 0 | 0
2040-04-02 | 14 | 7.4 | -18238 | -872 | -1313 | 0 | 0 | -1310 | 3519 | 0 | 80 | 727 | 53 | 160 | 199 | 3288 | 1066 | 0 | 414 | 9236 | 217 | 1109 | 0 | 0 | 1200 | 0 | 465 | 0 | 0 | 0 | 0 | 0 | 0 | 294 | 0 | 0
2040-04-02 | 15 | 7.4 | -17536 | -786 | -1182 | 0 | -11 | -1437 | 3181 | 0 | 80 | 727 | 53 | 160 | 195 | 3288 | 1327 | 0 | 476 | 8471 | 218 | 1112 | 0 | 0 | 1200 | 0 | 465 | 0 | 0 | 0 | 0 | 0 | 0 | 280 | 0 | 0
2040-04-02 | 16 | 7.4 | -17276 | -786 | -1549 | 0 | 0 | -357 | 2954 | 0 | 80 | 750 | 53 | 160 | 0 | 3288 | 1489 | 0 | 510 | 7693 | 218 | 1110 | 0 | 0 | 1200 | 0 | 465 | 0 | 0 | 0 | 0 | 0 | 0 | 285 | 0 | 0
2040-04-02 | 17 | 10 | -17530 | -786 | -1996 | 0 | 0 | 0 | 3070 | 0 | 80 | 1036 | 53 | 160 | 1487 | 3288 | 2467 | 0 | 534 | 4908 | 218 | 1112 | 0 | 234 | 1200 | 0 | 465 | 0 | 0 | 0 | 0 | 0 | 0 | 82 | 0 | 0
2040-04-02 | 18 | 10 | -18040 | -831 | -2390 | 0 | 0 | 1175 | 3509 | 0 | 80 | 1453 | 53 | 160 | 2019 | 3288 | 3521 | 0 | 552 | 2399 | 219 | 1110 | 0 | 58 | 1200 | 0 | 465 | 0 | 0 | 0 | 0 | 0 | 0 | 298 | 0 | 0
2040-04-02 | 19 | 18.33 | -19128 | -921 | -2285 | 13 | 610 | 1859 | 3831 | 0 | 80 | 1598 | 53 | 160 | 2485 | 3288 | 4034 | 0 | 507 | 451 | 219 | 1107 | 0 | 374 | 1200 | 0 | 465 | 0 | 0 | 0 | 0 | 0 | 0 | 0 | 0 | 0
2040-04-02 | 20 | 10 | -18783 | -1015 | -1602 | 0 | 0 | 1178 | 4169 | 0 | 80 | 1577 | 53 | 160 | 2782 | 3288 | 4602 | 0 | 511 | 10 | 219 | 1107 | 0 | 0 | 1200 | 0 | 465 | 0 | 0 | 0 | 0 | 0 | 0 | 369 | 0 | 0
2040-04-02 | 21 | 10 | -17680 | -1065 | -1471 | 0 | 0 | 517 | 3878 | 0 | 0 | 1458 | 53 | 160 | 2782 | 3288 | 4626 | 0 | 464 | 0 | 218 | 1106 | 0 | 0 | 1200 | 0 | 465 | 0 | 0 | 0 | 0 | 0 | 0 | 384 | 0 | 0
2040-04-02 | 22 | 5 | -16054 | -1114 | -1234 | 0 | 0 | 0 | 3059 | 0 | 0 | 1229 | 53 | 160 | 2782 | 3288 | 4564 | 0 | 457 | 0 | 219 | 926 | 0 | 0 | 1200 | 0 | 465 | 0 | 0 | 0 | 0 | 178 | 0 | 398 | 0 | 0
2040-04-02 | 23 | 5 | -14682 | -1164 | -1024 | 0 | 0 | 0 | 1929 | 0 | 0 | 1130 | 53 | 160 | 2614 | 3288 | 4609 | 0 | 445 | 0 | 219 | 758 | 0 | 0 | 1200 | 0 | 465 | 0 | 0 | 0 | 0 | 348 | 0 | 403 | 0 | 0
2040-04-02 | 24 | 5 | -13725 | -1164 | -840 | 0 | 0 | 0 | 951 | 0 | 0 | 1071 | 53 | 160 | 2813 | 3288 | 4753 | 0 | 390 | 0 | 218 | 366 | 0 | 0 | 1200 | 0 | 465 | 0 | 0 | 0 | 0 | 740 | 0 | 364 | 0 | 0
2040-04-03 | 1 | 18.65 | -13296 | -1218 | -735 | 0 | 0 | -1192 | 528 | 0 | 0 | 1063 | 53 | 160 | 2591 | 3288 | 4779 | 0 | 363 | 0 | 213 | 1106 | 0 | 631 | 1200 | 0 | 465 | 0 | 0 | 0 | 0 | 0 | 0 | 0 | 0 | 0
2040-04-03 | 2 | 18.65 | -13118 | -1218 | -657 | 0 | 0 | -1211 | 528 | 0 | 0 | 1062 | 53 | 160 | 2361 | 3288 | 4808 | 0 | 354 | 0 | 203 | 1100 | 0 | 620 | 1200 | 0 | 465 | 0 | 0 | 0 | 0 | 0 | 0 | 0 | 0 | 0
2040-04-03 | 3 | 18.65 | -13172 | -1272 | -578 | 0 | 0 | -884 | 528 | 0 | 0 | 1062 | 53 | 160 | 2201 | 3288 | 4810 | 0 | 291 | 0 | 200 | 1098 | 0 | 548 | 1200 | 0 | 465 | 0 | 0 | 0 | 0 | 0 | 0 | 0 | 0 | 0
2040-04-03 | 4 | 25.21 | -13666 | -1272 | -551 | 0 | 0 | 373 | 528 | 0 | 0 | 1130 | 53 | 319 | 2871 | 3288 | 3424 | 0 | 240 | 0 | 200 | 1103 | 0 | 294 | 1200 | 0 | 465 | 0 | 0 | 0 | 0 | 0 | 0 | 0 | 0 | 0
2040-04-03 | 5 | 25.21 | -15152 | -1330 | -525 | 0 | 0 | 181 | 528 | 0 | 0 | 1576 | 53 | 335 | 3395 | 3288 | 4166 | 0 | 228 | 0 | 209 | 1098 | 0 | 284 | 1200 | 0 | 465 | 0 | 0 | 0 | 0 | 0 | 0 | 0 | 0 | 0
2040-04-03 | 6 | 25.21 | -17530 | -1330 | -551 | 0 | 0 | 1057 | 1416 | 0 | 0 | 1597 | 53 | 335 | 3402 | 3288 | 4761 | 0 | 239 | 0 | 217 | 1106 | 0 | 276 | 1200 | 0 | 465 | 0 | 0 | 0 | 0 | 0 | 0 | 0 | 0 | 0
2040-04-03 | 7 | 25.21 | -18897 | -1384 | -709 | 0 | 0 | 822 | 3096 | 0 | 0 | 1597 | 53 | 319 | 3651 | 3288 | 4657 | 0 | 228 | 28 | 217 | 1112 | 0 | 256 | 1200 | 0 | 465 | 0 | 0 | 0 | 0 | 0 | 0 | 0 | 0 | 0
2040-04-03 | 8 | 10 | -19067 | -1384 | -867 | 0 | 0 | 0 | 4058 | 0 | 0 | 1539 | 53 | 160 | 3564 | 3288 | 4787 | 0 | 226 | 548 | 219 | 1100 | 0 | 110 | 1200 | 0 | 465 | 0 | 0 | 0 | 0 | 0 | 0 | 155 | 0 | 0
2040-04-03 | 9 | 6.38 | -18806 | -1330 | -1050 | 0 | 0 | -475 | 4227 | 0 | 0 | 1063 | 53 | 160 | 2441 | 3288 | 4801 | 0 | 221 | 2418 | 219 | 1104 | 0 | 0 | 1200 | 0 | 465 | 0 | 0 | 0 | 0 | 0 | 0 | 287 | 0 | 0
2040-04-03 | 10 | 6.38 | -18909 | -1272 | -1234 | 0 | 0 | -900 | 4127 | 0 | 0 | 750 | 53 | 160 | 1701 | 3288 | 4800 | 0 | 218 | 4227 | 219 | 1107 | 0 | 0 | 1200 | 0 | 465 | 0 | 0 | 0 | 0 | 0 | 0 | 295 | 0 | 0
2040-04-03 | 11 | 2 | -19165 | -1065 | -1182 | -9 | -118 | -1859 | 4037 | 0 | 0 | 736 | 53 | 160 | 1264 | 3288 | 4796 | 0 | 227 | 7172 | 0 | 0 | 0 | 0 | 1200 | 0 | 465 | 0 | 0 | 0 | 219 | 1107 | 0 | 290 | 0 | 0
2040-04-03 | 12 | 2 | -18796 | -872 | -1024 | -908 | -610 | -1859 | 3974 | 0 | 0 | 727 | 53 | 160 | 938 | 3288 | 4803 | 0 | 227 | 9115 | 0 | 0 | 0 | 0 | 320 | 0 | 465 | 0 | 0 | 0 | 219 | 1106 | 0 | 297 | 880 | 0
2040-04-03 | 13 | 2 | -18725 | -705 | -1339 | -837 | -610 | -1859 | 3815 | 0 | 0 | 727 | 53 | 160 | 938 | 3288 | 4428 | 0 | 264 | 9431 | 0 | 0 | 0 | 0 | 507 | 0 | 465 | 0 | 0 | 0 | 218 | 1106 | 0 | 297 | 693 | 0
2040-04-03 | 14 | 2 | -18531 | -553 | -1313 | -16 | -80 | -1859 | 3657 | 0 | 0 | 727 | 53 | 160 | 770 | 3288 | 3322 | 0 | 357 | 9043 | 0 | 0 | 0 | 0 | 510 | 0 | 465 | 0 | 0 | 0 | 217 | 1109 | 0 | 294 | 690 | 0
2040-04-03 | 15 | 5 | -17904 | -454 | -1182 | 0 | 0 | -1853 | 3382 | 0 | 0 | 727 | 53 | 160 | 480 | 3288 | 3088 | 0 | 453 | 7284 | 218 | 595 | 0 | 0 | 1200 | 0 | 465 | 0 | 0 | 0 | 0 | 517 | 0 | 280 | 0 | 0
2040-04-03 | 16 | 5 | -17480 | -368 | -1549 | 0 | 0 | -1859 | 3144 | 0 | 0 | 727 | 53 | 160 | 340 | 3288 | 4356 | 0 | 568 | 6561 | 218 | 176 | 0 | 0 | 1200 | 0 | 465 | 0 | 0 | 0 | 0 | 934 | 0 | 285 | 0 | 0
2040-04-03 | 17 | 5 | -17402 | -341 | -1996 | 0 | 0 | -667 | 3133 | 0 | 0 | 750 | 53 | 160 | 579 | 3288 | 4785 | 0 | 644 | 4476 | 218 | 655 | 0 | 0 | 1200 | 0 | 465 | 0 | 0 | 0 | 0 | 457 | 0 | 316 | 0 | 0
2040-04-03 | 18 | 10 | -17648 | -368 | -2390 | 0 | 0 | 1192 | 3350 | 0 | 0 | 1062 | 53 | 160 | 399 | 3288 | 4825 | 0 | 731 | 2124 | 219 | 1110 | 0 | 227 | 1200 | 0 | 465 | 0 | 0 | 0 | 0 | 0 | 0 | 129 | 0 | 0
2040-04-03 | 19 | 33.54 | -18705 | -427 | -2285 | 757 | 508 | 1643 | 3487 | 0 | 0 | 1539 | 53 | 235 | 338 | 3288 | 4825 | 0 | 812 | 565 | 219 | 1107 | 0 | 374 | 1200 | 0 | 465 | 0 | 0 | 0 | 0 | 0 | 0 | 0 | 0 | 0
2040-04-03 | 20 | 12.06 | -18530 | -589 | -1602 | 697 | 318 | 1623 | 3863 | 0 | 0 | 1453 | 53 | 160 | 239 | 3288 | 4818 | 0 | 838 | 10 | 219 | 1107 | 0 | 369 | 1200 | 0 | 465 | 0 | 0 | 0 | 0 | 0 | 0 | 0 | 0 | 0
2040-04-03 | 21 | 12.06 | -17489 | -746 | -1471 | 22 | 292 | 1646 | 3752 | 0 | 0 | 1165 | 53 | 160 | 239 | 3288 | 4800 | 0 | 915 | 0 | 218 | 1106 | 0 | 384 | 1200 | 0 | 465 | 0 | 0 | 0 | 0 | 0 | 0 | 0 | 0 | 0
2040-04-03 | 22 | 8.62 | -15945 | -831 | -1234 | 0 | 0 | 1424 | 2975 | 0 | 0 | 1057 | 53 | 160 | 239 | 3288 | 4793 | 0 | 1033 | 0 | 219 | 1104 | 0 | 0 | 1200 | 0 | 465 | 0 | 0 | 0 | 0 | 0 | 0 | 398 | 0 | 0
2040-04-03 | 23 | 8.62 | -14560 | -921 | -1024 | 0 | 0 | 1033 | 1902 | 0 | 0 | 957 | 53 | 160 | 239 | 3288 | 4794 | 0 | 1089 | 0 | 219 | 1106 | 0 | 0 | 1200 | 0 | 465 | 0 | 0 | 0 | 0 | 0 | 0 | 403 | 0 | 0
2040-04-03 | 24 | 8.62 | -13651 | -1015 | -840 | 0 | 0 | 1085 | 962 | 0 | 0 | 940 | 48 | 160 | 239 | 3288 | 4740 | 0 | 1103 | 0 | 218 | 1106 | 0 | 0 | 1200 | 0 | 418 | 0 | 0 | 0 | 0 | 0 | 0 | 364 | 0 | 0
2040-04-04 | 1 | 17.92 | -13211 | -1114 | -735 | 0 | 0 | -338 | 528 | 0 | 0 | 1044 | 53 | 160 | 1207 | 3288 | 4398 | 0 | 1106 | 0 | 213 | 1106 | 0 | 631 | 1200 | 0 | 465 | 0 | 0 | 0 | 0 | 0 | 0 | 0 | 0 | 0
2040-04-04 | 2 | 17.92 | -13070 | -1164 | -657 | 0 | 0 | -470 | 528 | 0 | 220 | 1042 | 53 | 160 | 1497 | 3288 | 3877 | 0 | 1106 | 0 | 203 | 1100 | 0 | 620 | 1200 | 0 | 465 | 0 | 0 | 0 | 0 | 0 | 0 | 0 | 0 | 0
2040-04-04 | 3 | 22.28 | -13115 | -1218 | -578 | 0 | 0 | 0 | 528 | 0 | 220 | 1050 | 53 | 168 | 1706 | 3288 | 3298 | 0 | 1088 | 0 | 200 | 1098 | 0 | 548 | 1200 | 0 | 465 | 0 | 0 | 0 | 0 | 0 | 0 | 0 | 0 | 0
2040-04-04 | 4 | 17.92 | -13649 | -1272 | -551 | 0 | 0 | -448 | 528 | 0 | 220 | 1115 | 53 | 160 | 3160 | 3288 | 3049 | 0 | 1085 | 0 | 200 | 1103 | 0 | 294 | 1200 | 0 | 465 | 0 | 0 | 0 | 0 | 0 | 0 | 0 | 0 | 0
2040-04-04 | 5 | 23.29 | -15151 | -1330 | -525 | 0 | 0 | 0 | 528 | 0 | 220 | 1506 | 53 | 171 | 4019 | 3288 | 2865 | 0 | 1098 | 0 | 209 | 1098 | 0 | 284 | 1200 | 0 | 465 | 0 | 0 | 0 | 0 | 0 | 0 | 0 | 0 | 0
2040-04-04 | 6 | 24.21 | -17499 | -1384 | -551 | 46 | 17 | 1044 | 1453 | 0 | 220 | 1597 | 53 | 294 | 4192 | 3288 | 2868 | 0 | 1097 | 0 | 217 | 1106 | 0 | 276 | 1200 | 0 | 465 | 0 | 0 | 0 | 0 | 0 | 0 | 0 | 0 | 0
2040-04-04 | 7 | 24.21 | -18549 | -1384 | -709 | 0 | 85 | 0 | 3081 | 0 | 300 | 1577 | 53 | 290 | 4192 | 3288 | 3362 | 0 | 1096 | 68 | 217 | 1112 | 0 | 256 | 1200 | 0 | 465 | 0 | 0 | 0 | 0 | 0 | 0 | 0 | 0 | 0
2040-04-04 | 8 | 6.38 | -18483 | -1442 | -867 | 0 | 0 | -422 | 3868 | 0 | 300 | 1283 | 53 | 160 | 3606 | 3288 | 3630 | 0 | 1104 | 937 | 219 | 1100 | 0 | 0 | 1200 | 0 | 465 | 0 | 0 | 0 | 0 | 0 | 0 | 265 | 0 | 0
2040-04-04 | 9 | 5 | -18436 | -1330 | -1050 | 0 | 0 | -1663 | 3852 | 0 | 300 | 862 | 53 | 160 | 3048 | 3288 | 3780 | 0 | 1121 | 3039 | 219 | 1093 | 0 | 0 | 1200 | 0 | 465 | 0 | 0 | 0 | 0 | 11 | 0 | 287 | 0 | 0
2040-04-04 | 10 | 5 | -18727 | -1218 | -1234 | 0 | 0 | -1168 | 3863 | 0 | 300 | 750 | 53 | 160 | 2225 | 3288 | 3515 | 0 | 1124 | 5284 | 120 | 0 | 0 | 0 | 1200 | 0 | 465 | 0 | 0 | 0 | 99 | 1107 | 0 | 295 | 0 | 0
2040-04-04 | 11 | 2 | -19067 | -1114 | -1182 | -46 | -118 | -1859 | 3952 | 0 | 300 | 727 | 53 | 160 | 2007 | 3288 | 3726 | 0 | 1120 | 7379 | 0 | 0 | 0 | 0 | 209 | 0 | 465 | 0 | 0 | 0 | 219 | 1107 | 0 | 290 | 991 | 0
2040-04-04 | 12 | 2 | -18701 | -1015 | -1024 | -861 | -603 | -1859 | 4011 | 0 | 300 | 727 | 53 | 160 | 1767 | 3288 | 3210 | 0 | 1121 | 8963 | 0 | 0 | 0 | 0 | 0 | 0 | 465 | 0 | 0 | 0 | 219 | 1106 | 0 | 297 | 1200 | 0
2040-04-04 | 13 | 2 | -18594 | -921 | -1339 | -557 | -96 | -1859 | 3894 | 0 | 300 | 727 | 53 | 160 | 1622 | 3288 | 3383 | 0 | 1134 | 8340 | 0 | 0 | 0 | 0 | 0 | 0 | 465 | 0 | 0 | 0 | 218 | 1106 | 0 | 297 | 1200 | 0
2040-04-04 | 14 | 2 | -18315 | -831 | -1313 | -369 | -201 | -1859 | 3757 | 0 | 300 | 727 | 53 | 160 | 1462 | 3288 | 3519 | 0 | 1131 | 8026 | 0 | 0 | 0 | 0 | 0 | 0 | 465 | 0 | 0 | 0 | 217 | 1109 | 0 | 294 | 1200 | 0
2040-04-04 | 15 | 2 | -17542 | -786 | -1182 | -244 | -400 | -1859 | 3461 | 0 | 300 | 727 | 53 | 160 | 1462 | 3288 | 3375 | 0 | 1134 | 7587 | 0 | 0 | 0 | 0 | 0 | 0 | 465 | 0 | 0 | 0 | 218 | 1112 | 0 | 280 | 1200 | 0
2040-04-04 | 16 | 5 | -17085 | -786 | -1549 | 0 | 0 | -1434 | 3186 | 0 | 300 | 727 | 53 | 160 | 379 | 3288 | 3404 | 0 | 1136 | 6557 | 0 | 0 | 0 | 0 | 1200 | 0 | 465 | 0 | 0 | 0 | 218 | 1110 | 0 | 285 | 0 | 0
2040-04-04 | 17 | 5 | -17050 | -786 | -1996 | 0 | 0 | -546 | 3170 | 0 | 300 | 750 | 53 | 160 | 280 | 3288 | 3439 | 0 | 1134 | 4963 | 218 | 958 | 0 | 0 | 1200 | 0 | 465 | 0 | 0 | 0 | 0 | 154 | 0 | 316 | 0 | 0
2040-04-04 | 18 | 10 | -17529 | -831 | -2390 | 0 | 0 | 785 | 3435 | 0 | 300 | 1063 | 53 | 160 | 996 | 3288 | 3802 | 0 | 1129 | 2388 | 219 | 1110 | 0 | 356 | 1200 | 0 | 465 | 0 | 0 | 0 | 0 | 0 | 0 | 0 | 0 | 0
2040-04-04 | 19 | 12.06 | -18827 | -872 | -2285 | 795 | 508 | 1859 | 3709 | 0 | 300 | 1577 | 53 | 160 | 1221 | 3288 | 3505 | 0 | 1121 | 523 | 219 | 1107 | 0 | 374 | 1200 | 0 | 465 | 0 | 0 | 0 | 0 | 0 | 0 | 0 | 0 | 0
2040-04-04 | 20 | 12.06 | -18775 | -1015 | -1602 | 780 | 508 | 1859 | 4227 | 0 | 300 | 1577 | 53 | 160 | 1221 | 3288 | 2972 | 0 | 1078 | 9 | 219 | 1107 | 0 | 369 | 1200 | 0 | 465 | 0 | 0 | 0 | 0 | 0 | 0 | 0 | 0 | 0
2040-04-04 | 21 | 12.06 | -17769 | -1114 | -1471 | 212 | 203 | 1859 | 4159 | 0 | 300 | 1506 | 53 | 160 | 1271 | 3288 | 2923 | 0 | 1047 | 0 | 218 | 1106 | 0 | 384 | 1200 | 0 | 465 | 0 | 0 | 0 | 0 | 0 | 0 | 0 | 0 | 0
2040-04-04 | 22 | 10 | -16238 | -1218 | -1234 | 0 | 0 | 1537 | 3413 | 0 | 300 | 1367 | 53 | 160 | 1219 | 3288 | 2931 | 0 | 1035 | 0 | 219 | 1104 | 0 | 398 | 1200 | 0 | 465 | 0 | 0 | 0 | 0 | 0 | 0 | 0 | 0 | 0
2040-04-04 | 23 | 10 | -14855 | -1272 | -1024 | 0 | 0 | 1422 | 2325 | 0 | 300 | 1158 | 53 | 160 | 1219 | 3288 | 2786 | 0 | 1047 | 0 | 219 | 1106 | 0 | 403 | 1200 | 0 | 465 | 0 | 0 | 0 | 0 | 0 | 0 | 0 | 0 | 0
2040-04-04 | 24 | 10 | -13980 | -1384 | -840 | 0 | 0 | 1430 | 1395 | 0 | 300 | 1105 | 53 | 160 | 1219 | 3288 | 3202 | 0 | 1024 | 0 | 218 | 1106 | 0 | 39 | 1200 | 0 | 465 | 0 | 0 | 0 | 0 | 0 | 0 | 325 | 0 | 0
2040-04-05 | 1 | 24.95 | -13496 | -1442 | -735 | -72 | -610 | -429 | 771 | 0 | 300 | 1130 | 53 | 319 | 3200 | 3288 | 3107 | 0 | 1001 | 0 | 213 | 1106 | 0 | 631 | 1200 | 0 | 465 | 0 | 0 | 0 | 0 | 0 | 0 | 0 | 0 | 0
2040-04-05 | 2 | 28.67 | -13292 | -1564 | -657 | 0 | 0 | -1103 | 528 | 0 | 300 | 1158 | 53 | 335 | 3332 | 3288 | 3073 | 0 | 960 | 0 | 203 | 1100 | 0 | 620 | 1200 | 0 | 465 | 0 | 0 | 0 | 0 | 0 | 0 | 0 | 0 | 0
2040-04-05 | 3 | 28.67 | -13387 | -1689 | -578 | 0 | 0 | -707 | 528 | 0 | 300 | 1367 | 53 | 341 | 3164 | 3288 | 2882 | 0 | 927 | 0 | 200 | 1098 | 0 | 548 | 1200 | 0 | 465 | 0 | 0 | 0 | 0 | 0 | 0 | 0 | 0 | 0
2040-04-05 | 4 | 28.67 | -13923 | -1689 | -551 | 0 | 0 | -749 | 528 | 0 | 300 | 1415 | 53 | 341 | 3834 | 3288 | 3019 | 0 | 872 | 0 | 200 | 1103 | 0 | 294 | 1200 | 0 | 465 | 0 | 0 | 0 | 0 | 0 | 0 | 0 | 0 | 0
2040-04-05 | 5 | 28.67 | -15393 | -1752 | -525 | 0 | 0 | -109 | 830 | 0 | 300 | 1577 | 53 | 341 | 4558 | 3288 | 2802 | 0 | 775 | 0 | 209 | 1098 | 0 | 284 | 1200 | 0 | 465 | 0 | 0 | 0 | 0 | 0 | 0 | 0 | 0 | 0
2040-04-05 | 6 | 38.75 | -17596 | -1752 | -551 | 0 | 116 | 161 | 1807 | 0 | 300 | 1598 | 53 | 341 | 6413 | 3288 | 1905 | 0 | 653 | 0 | 217 | 1106 | 0 | 276 | 1200 | 0 | 465 | 0 | 0 | 0 | 0 | 0 | 0 | 0 | 0 | 0
2040-04-05 | 7 | 38.75 | -18792 | -1820 | -709 | 0 | 130 | 448 | 3366 | 0 | 300 | 1598 | 53 | 341 | 6340 | 3288 | 1627 | 0 | 524 | 55 | 217 | 1112 | 0 | 256 | 1200 | 0 | 465 | 0 | 0 | 0 | 0 | 0 | 0 | 0 | 0 | 0
2040-04-05 | 8 | 37.84 | -18856 | -1752 | -867 | 0 | 0 | 0 | 4174 | 0 | 300 | 1598 | 53 | 341 | 5989 | 3288 | 1013 | 0 | 417 | 1051 | 219 | 1100 | 0 | 265 | 1200 | 0 | 465 | 0 | 0 | 0 | 0 | 0 | 0 | 0 | 0 | 0
2040-04-05 | 9 | 28.67 | -18738 | -1626 | -1050 | 0 | 0 | -256 | 4227 | 0 | 300 | 1539 | 53 | 341 | 4730 | 3288 | 511 | 0 | 281 | 3125 | 219 | 1104 | 0 | 287 | 1200 | 0 | 465 | 0 | 0 | 0 | 0 | 0 | 0 | 0 | 0 | 0
2040-04-05 | 10 | 28.67 | -18957 | -1505 | -1234 | 0 | 0 | -1223 | 4185 | 0 | 220 | 1130 | 53 | 341 | 4620 | 3288 | 313 | 0 | 235 | 5248 | 219 | 1107 | 0 | 295 | 1200 | 0 | 465 | 0 | 0 | 0 | 0 | 0 | 0 | 0 | 0 | 0
2040-04-05 | 11 | 27.74 | -18990 | -1330 | -1182 | 0 | -485 | -1859 | 4185 | 0 | 220 | 750 | 53 | 325 | 4075 | 3288 | 124 | 0 | 198 | 7346 | 219 | 1107 | 0 | 290 | 1200 | 0 | 465 | 0 | 0 | 0 | 0 | 0 | 0 | 0 | 0 | 0
2040-04-05 | 12 | 11.89 | -18498 | -1272 | -1024 | -908 | -610 | -1859 | 4063 | 0 | 220 | 736 | 53 | 166 | 2739 | 3288 | 58 | 0 | 176 | 9384 | 219 | 1106 | 0 | 297 | 1200 | 0 | 465 | 0 | 0 | 0 | 0 | 0 | 0 | 0 | 0 | 0
2040-04-05 | 13 | 28.67 | -18361 | -1164 | -1339 | 0 | 0 | -1386 | 3863 | 0 | 220 | 750 | 53 | 325 | 2310 | 3288 | 27 | 0 | 139 | 7988 | 218 | 1106 | 0 | 297 | 1200 | 0 | 465 | 0 | 0 | 0 | 0 | 0 | 0 | 0 | 0 | 0
2040-04-05 | 14 | 28.67 | -18257 | -1114 | -1313 | 0 | 0 | -472 | 3731 | 0 | 220 | 750 | 53 | 341 | 1865 | 3288 | 18 | 0 | 111 | 7494 | 217 | 1109 | 0 | 294 | 1200 | 0 | 465 | 0 | 0 | 0 | 0 | 0 | 0 | 0 | 0 | 0
2040-04-05 | 15 | 28.67 | -17792 | -1065 | -1182 | 0 | 0 | -31 | 3556 | 0 | 220 | 750 | 53 | 341 | 1697 | 3288 | 23 | 0 | 106 | 6759 | 218 | 1112 | 0 | 280 | 1200 | 0 | 465 | 0 | 0 | 0 | 0 | 0 | 0 | 0 | 0 | 0
2040-04-05 | 16 | 38.75 | -17641 | -1065 | -1549 | 7 | 168 | 1054 | 3477 | 0 | 220 | 1367 | 53 | 341 | 2789 | 3288 | 59 | 0 | 110 | 4043 | 218 | 1110 | 0 | 285 | 1200 | 0 | 465 | 0 | 0 | 0 | 0 | 0 | 0 | 0 | 0 | 0
2040-04-05 | 17 | 38.75 | -17617 | -1065 | -1996 | 20 | 67 | 1549 | 3662 | 0 | 220 | 1539 | 53 | 341 | 3207 | 3288 | 153 | 0 | 127 | 3140 | 218 | 1112 | 0 | 316 | 1200 | 0 | 465 | 0 | 0 | 0 | 0 | 0 | 0 | 0 | 0 | 0
2040-04-05 | 18 | 38.75 | -17729 | -1114 | -2390 | 198 | 375 | 1549 | 3926 | 0 | 220 | 1598 | 53 | 341 | 3994 | 3288 | 306 | 0 | 151 | 1883 | 219 | 1110 | 0 | 356 | 1200 | 0 | 465 | 0 | 0 | 0 | 0 | 0 | 0 | 0 | 0 | 0
2040-04-05 | 19 | 38.75 | -18589 | -1218 | -2285 | 544 | 508 | 1549 | 4000 | 0 | 220 | 1598 | 53 | 341 | 5354 | 3288 | 525 | 0 | 206 | 539 | 219 | 1107 | 0 | 374 | 1200 | 0 | 465 | 0 | 0 | 0 | 0 | 0 | 0 | 0 | 0 | 0
2040-04-05 | 20 | 38.75 | -18184 | -1218 | -1602 | 74 | 102 | 1224 | 4143 | 0 | 220 | 1598 | 53 | 341 | 5564 | 3288 | 719 | 0 | 306 | 12 | 219 | 1107 | 0 | 369 | 1200 | 0 | 465 | 0 | 0 | 0 | 0 | 0 | 0 | 0 | 0 | 0
2040-04-05 | 21 | 37.76 | -17383 | -1384 | -1471 | 0 | 0 | 0 | 3884 | 0 | 220 | 1598 | 53 | 341 | 5958 | 3288 | 1135 | 0 | 387 | 0 | 218 | 1106 | 0 | 384 | 1200 | 0 | 465 | 0 | 0 | 0 | 0 | 0 | 0 | 0 | 0 | 0
2040-04-05 | 22 | 33.72 | -16127 | -1442 | -1234 | 0 | 0 | 0 | 3266 | 0 | 220 | 1577 | 53 | 341 | 4835 | 3288 | 1392 | 0 | 446 | 0 | 219 | 1104 | 0 | 398 | 1200 | 0 | 465 | 0 | 0 | 0 | 0 | 0 | 0 | 0 | 0 | 0
2040-04-05 | 23 | 20.74 | -14913 | -1505 | -1024 | 0 | 0 | 0 | 2362 | 0 | 220 | 1539 | 53 | 181 | 4172 | 3288 | 1778 | 0 | 456 | 0 | 219 | 1106 | 0 | 403 | 1200 | 0 | 465 | 0 | 0 | 0 | 0 | 0 | 0 | 0 | 0 | 0
2040-04-05 | 24 | 24.22 | -14034 | -1505 | -840 | 0 | 0 | 0 | 1469 | 0 | 220 | 1506 | 53 | 320 | 3475 | 3288 | 2227 | 0 | 467 | 0 | 218 | 1106 | 0 | 364 | 1200 | 0 | 465 | 0 | 0 | 0 | 0 | 0 | 0 | 0 | 0 | 0
2040-04-06 | 1 | 17.55 | -13518 | -1505 | -735 | 0 | 0 | -532 | 1871 | 0 | 220 | 1229 | 53 | 175 | 3075 | 3288 | 2300 | 0 | 464 | 0 | 213 | 1106 | 0 | 631 | 1200 | 0 | 465 | 0 | 0 | 0 | 0 | 0 | 0 | 0 | 0 | 0
2040-04-06 | 2 | 17.55 | -13265 | -1505 | -657 | 0 | 0 | -189 | 1458 | 0 | 220 | 1274 | 53 | 160 | 3033 | 3288 | 2085 | 0 | 455 | 0 | 203 | 1100 | 0 | 620 | 1200 | 0 | 465 | 0 | 0 | 0 | 0 | 0 | 0 | 0 | 0 | 0
2040-04-06 | 3 | 17.55 | -13143 | -1505 | -578 | 0 | 0 | -117 | 1231 | 0 | 220 | 1246 | 53 | 160 | 2938 | 3288 | 2263 | 0 | 432 | 0 | 200 | 1098 | 0 | 548 | 1200 | 0 | 465 | 0 | 0 | 0 | 0 | 0 | 0 | 0 | 0 | 0
2040-04-06 | 4 | 21.38 | -13346 | -1505 | -551 | 0 | 0 | 0 | 1131 | 0 | 220 | 1274 | 53 | 160 | 2852 | 3288 | 2748 | 0 | 414 | 0 | 200 | 1103 | 0 | 294 | 1200 | 0 | 465 | 0 | 0 | 0 | 0 | 0 | 0 | 0 | 0 | 0
2040-04-06 | 5 | 19.46 | -13836 | -1442 | -525 | 0 | 0 | 0 | 1221 | 0 | 220 | 1367 | 53 | 160 | 2725 | 3288 | 3099 | 0 | 415 | 0 | 209 | 1098 | 0 | 284 | 1200 | 0 | 465 | 0 | 0 | 0 | 0 | 0 | 0 | 0 | 0 | 0
2040-04-06 | 6 | 23.72 | -14739 | -1442 | -551 | 0 | 0 | 241 | 1580 | 0 | 220 | 1453 | 53 | 212 | 3057 | 3288 | 2921 | 0 | 444 | 0 | 217 | 1106 | 0 | 276 | 1200 | 0 | 465 | 0 | 0 | 0 | 0 | 0 | 0 | 0 | 0 | 0
2040-04-06 | 7 | 23.72 | -15746 | -1384 | -709 | 0 | 0 | 312 | 2293 | 0 | 220 | 1506 | 53 | 212 | 3042 | 3288 | 3173 | 0 | 436 | 54 | 217 | 1112 | 0 | 256 | 1200 | 0 | 465 | 0 | 0 | 0 | 0 | 0 | 0 | 0 | 0 | 0
2040-04-06 | 8 | 23.72 | -16789 | -1442 | -867 | 0 | 0 | 68 | 3149 | 0 | 220 | 1395 | 53 | 212 | 3042 | 3288 | 3001 | 0 | 434 | 987 | 219 | 1100 | 0 | 265 | 1200 | 0 | 465 | 0 | 0 | 0 | 0 | 0 | 0 | 0 | 0 | 0
2040-04-06 | 9 | 17.23 | -17114 | -1330 | -1050 | 0 | 0 | -41 | 3931 | 0 | 0 | 877 | 53 | 160 | 1373 | 3288 | 3099 | 0 | 391 | 3087 | 219 | 1104 | 0 | 287 | 1200 | 0 | 465 | 0 | 0 | 0 | 0 | 0 | 0 | 0 | 0 | 0
2040-04-06 | 10 | 17.23 | -17352 | -1272 | -1234 | 0 | 0 | -1210 | 4227 | 0 | 0 | 750 | 53 | 160 | 440 | 3288 | 3027 | 0 | 358 | 5479 | 219 | 1107 | 0 | 295 | 1200 | 0 | 465 | 0 | 0 | 0 | 0 | 0 | 0 | 0 | 0 | 0
2040-04-06 | 11 | 5 | -17543 | -1065 | -1182 | -908 | -199 | -1859 | 4211 | 0 | 0 | 727 | 53 | 160 | 0 | 3288 | 3547 | 0 | 320 | 7961 | 219 | 604 | 0 | 0 | 1200 | 0 | 465 | 0 | 0 | 0 | 0 | 503 | 0 | 290 | 0 | 0
2040-04-06 | 12 | 2 | -17142 | -872 | -1024 | -908 | -610 | -1859 | 4100 | 0 | 0 | 727 | 53 | 160 | 0 | 3288 | 3337 | 0 | 321 | 9538 | 0 | 0 | 0 | 0 | 426 | 0 | 465 | 0 | 0 | 0 | 219 | 1106 | 0 | 297 | 774 | 0
2040-04-06 | 13 | 2 | -16777 | -705 | -1339 | -908 | -610 | -1859 | 3900 | 0 | 0 | 727 | 53 | 160 | 0 | 3288 | 2240 | 0 | 355 | 10063 | 0 | 0 | 0 | 0 | 948 | 0 | 465 | 0 | 0 | 0 | 218 | 1106 | 0 | 297 | 252 | 0
2040-04-06 | 14 | 5 | -16475 | -553 | -1313 | -905 | 0 | -1859 | 3514 | 0 | 0 | 727 | 53 | 160 | 0 | 3288 | 1111 | 0 | 383 | 9704 | 217 | 282 | 0 | 0 | 1200 | 0 | 465 | 0 | 0 | 0 | 0 | 827 | 0 | 294 | 0 | 0
2040-04-06 | 15 | 5 | -15844 | -454 | -1182 | -444 | 0 | -1859 | 3144 | 0 | 0 | 727 | 53 | 160 | 0 | 3288 | 584 | 0 | 457 | 9150 | 218 | 337 | 0 | 0 | 1200 | 0 | 465 | 0 | 0 | 0 | 0 | 775 | 0 | 280 | 0 | 0
2040-04-06 | 16 | 17.23 | -15378 | -427 | -1549 | 0 | 0 | -1164 | 2922 | 0 | 0 | 727 | 53 | 160 | 0 | 3288 | 457 | 0 | 496 | 7138 | 218 | 1110 | 0 | 285 | 1200 | 0 | 465 | 0 | 0 | 0 | 0 | 0 | 0 | 0 | 0 | 0
2040-04-06 | 17 | 23.29 | -15221 | -368 | -1996 | 135 | 0 | 0 | 2859 | 0 | 0 | 750 | 53 | 171 | 1088 | 3288 | 314 | 0 | 520 | 5097 | 218 | 1112 | 0 | 316 | 1200 | 0 | 465 | 0 | 0 | 0 | 0 | 0 | 0 | 0 | 0 | 0
2040-04-06 | 18 | 23.29 | -15569 | -395 | -2390 | 92 | 0 | 1124 | 3044 | 0 | 0 | 1158 | 53 | 171 | 2660 | 3288 | 298 | 0 | 546 | 2571 | 219 | 1110 | 0 | 356 | 1200 | 0 | 465 | 0 | 0 | 0 | 0 | 0 | 0 | 0 | 0 | 0
2040-04-06 | 19 | 23.29 | -16557 | -395 | -2285 | 908 | 561 | 1859 | 3223 | 0 | 0 | 1577 | 53 | 171 | 2688 | 3288 | 245 | 0 | 545 | 753 | 219 | 1107 | 0 | 374 | 1200 | 0 | 465 | 0 | 0 | 0 | 0 | 0 | 0 | 0 | 0 | 0
2040-04-06 | 20 | 23.29 | -16598 | -485 | -1602 | 770 | 508 | 1549 | 3530 | 0 | 0 | 1577 | 53 | 171 | 3100 | 3288 | 215 | 0 | 555 | 9 | 219 | 1107 | 0 | 369 | 1200 | 0 | 465 | 0 | 0 | 0 | 0 | 0 | 0 | 0 | 0 | 0
2040-04-06 | 21 | 23.29 | -15987 | -589 | -1471 | 630 | 49 | 1511 | 3524 | 0 | 0 | 1563 | 53 | 171 | 3100 | 3288 | 195 | 0 | 588 | 0 | 218 | 1106 | 0 | 384 | 1200 | 0 | 465 | 0 | 0 | 0 | 0 | 0 | 0 | 0 | 0 | 0
2040-04-06 | 22 | 23.29 | -15017 | -665 | -1234 | 573 | 0 | 1106 | 2980 | 0 | 0 | 1453 | 53 | 171 | 3072 | 3288 | 240 | 0 | 592 | 0 | 219 | 1104 | 0 | 398 | 1200 | 0 | 465 | 0 | 0 | 0 | 0 | 0 | 0 | 0 | 0 | 0
2040-04-06 | 23 | 23.29 | -13937 | -746 | -1024 | 265 | 0 | 934 | 2203 | 0 | 0 | 1367 | 53 | 171 | 3034 | 3288 | 401 | 0 | 598 | 0 | 219 | 1106 | 0 | 403 | 1200 | 0 | 465 | 0 | 0 | 0 | 0 | 0 | 0 | 0 | 0 | 0
2040-04-06 | 24 | 23.29 | -12837 | -831 | -840 | 130 | 102 | 581 | 1379 | 0 | 0 | 1158 | 53 | 171 | 3109 | 3288 | 615 | 0 | 570 | 0 | 218 | 1106 | 0 | 364 | 1200 | 0 | 465 | 0 | 0 | 0 | 0 | 0 | 0 | 0 | 0 | 0
2040-04-07 | 1 | 23.67 | -12377 | -921 | -972 | 0 | 0 | -255 | 824 | 0 | 0 | 1181 | 53 | 212 | 3988 | 3288 | 811 | 0 | 552 | 0 | 213 | 1106 | 0 | 631 | 1200 | 0 | 465 | 0 | 0 | 0 | 0 | 0 | 0 | 0 | 0 | 0
2040-04-07 | 2 | 23.67 | -12160 | -966 | -840 | 0 | 0 | -215 | 528 | 0 | 0 | 1181 | 53 | 212 | 3961 | 3288 | 804 | 0 | 567 | 0 | 203 | 1100 | 0 | 620 | 1200 | 0 | 465 | 0 | 0 | 0 | 0 | 0 | 0 | 0 | 0 | 0
2040-04-07 | 3 | 23.67 | -12119 | -1015 | -762 | 0 | 0 | -181 | 528 | 0 | 0 | 1197 | 53 | 212 | 3961 | 3288 | 750 | 0 | 576 | 0 | 200 | 1098 | 0 | 548 | 1200 | 0 | 465 | 0 | 0 | 0 | 0 | 0 | 0 | 0 | 0 | 0
2040-04-07 | 4 | 23.67 | -12213 | -1065 | -683 | 0 | 0 | -112 | 528 | 0 | 80 | 1229 | 53 | 218 | 4046 | 3288 | 825 | 0 | 542 | 0 | 200 | 1103 | 0 | 294 | 1200 | 0 | 465 | 0 | 0 | 0 | 0 | 0 | 0 | 0 | 0 | 0
2040-04-07 | 5 | 23.67 | -12496 | -1114 | -683 | 0 | 0 | -11 | 528 | 0 | 80 | 1363 | 53 | 233 | 4046 | 3288 | 926 | 0 | 530 | 0 | 209 | 1098 | 0 | 284 | 1200 | 0 | 465 | 0 | 0 | 0 | 0 | 0 | 0 | 0 | 0 | 0
2040-04-07 | 6 | 31.99 | -13089 | -1272 | -709 | 0 | 0 | 0 | 682 | 0 | 80 | 1488 | 53 | 341 | 4439 | 3288 | 913 | 0 | 521 | 0 | 217 | 1106 | 0 | 276 | 1200 | 0 | 465 | 0 | 0 | 0 | 0 | 0 | 0 | 0 | 0 | 0
2040-04-07 | 7 | 31.99 | -13952 | -1272 | -788 | 0 | 0 | 386 | 1162 | 0 | 80 | 1572 | 53 | 341 | 4585 | 3288 | 751 | 0 | 451 | 91 | 217 | 1112 | 0 | 256 | 1200 | 0 | 465 | 0 | 0 | 0 | 0 | 0 | 0 | 0 | 0 | 0
2040-04-07 | 8 | 31.99 | -14973 | -1218 | -919 | 0 | 0 | 187 | 1828 | 0 | 80 | 1534 | 53 | 335 | 4453 | 3288 | 527 | 0 | 415 | 1160 | 219 | 1100 | 0 | 265 | 1200 | 0 | 465 | 0 | 0 | 0 | 0 | 0 | 0 | 0 | 0 | 0
2040-04-07 | 9 | 17.91 | -15765 | -1015 | -1103 | 0 | 0 | -93 | 2536 | 0 | 80 | 1112 | 53 | 175 | 3676 | 3288 | 298 | 0 | 355 | 3126 | 219 | 1104 | 0 | 287 | 1200 | 0 | 465 | 0 | 0 | 0 | 0 | 0 | 0 | 0 | 0 | 0
2040-04-07 | 10 | 17.91 | -16436 | -786 | -1313 | 0 | 0 | -677 | 3070 | 0 | 80 | 750 | 53 | 160 | 2130 | 3288 | 174 | 0 | 349 | 5872 | 219 | 1107 | 0 | 295 | 1200 | 0 | 465 | 0 | 0 | 0 | 0 | 0 | 0 | 0 | 0 | 0
2040-04-07 | 11 | 17.91 | -16432 | -625 | -1182 | 0 | 0 | -1240 | 3334 | 0 | 80 | 736 | 53 | 160 | 668 | 3288 | 84 | 0 | 439 | 7355 | 219 | 1107 | 0 | 290 | 1200 | 0 | 465 | 0 | 0 | 0 | 0 | 0 | 0 | 0 | 0 | 0
2040-04-07 | 12 | 12.44 | -16464 | -553 | -1313 | -544 | -603 | -1859 | 3361 | 0 | 80 | 727 | 53 | 160 | 609 | 3288 | 30 | 0 | 512 | 9230 | 219 | 1106 | 0 | 297 | 1200 | 0 | 465 | 0 | 0 | 0 | 0 | 0 | 0 | 0 | 0 | 0
2040-04-07 | 13 | 12.44 | -16186 | -427 | -1418 | -593 | -150 | -1859 | 3361 | 0 | 80 | 727 | 53 | 160 | 379 | 3288 | 11 | 0 | 532 | 8756 | 218 | 1106 | 0 | 297 | 1200 | 0 | 465 | 0 | 0 | 0 | 0 | 0 | 0 | 0 | 0 | 0
2040-04-07 | 14 | 12.44 | -15885 | -368 | -1471 | -832 | -610 | -1859 | 3149 | 0 | 80 | 727 | 53 | 160 | 379 | 3288 | 3 | 0 | 537 | 9364 | 217 | 1109 | 0 | 294 | 1200 | 0 | 465 | 0 | 0 | 0 | 0 | 0 | 0 | 0 | 0 | 0
2040-04-07 | 15 | 12.44 | -15869 | -315 | -1523 | -380 | -55 | -1859 | 2938 | 0 | 80 | 727 | 53 | 160 | 199 | 3288 | 6 | 0 | 530 | 8744 | 218 | 1112 | 0 | 280 | 1200 | 0 | 465 | 0 | 0 | 0 | 0 | 0 | 0 | 0 | 0 | 0
2040-04-07 | 16 | 24.2 | -16130 | -315 | -1444 | 33 | 0 | 0 | 2874 | 0 | 80 | 750 | 53 | 228 | 113 | 3288 | 26 | 0 | 512 | 6652 | 218 | 1110 | 0 | 285 | 1200 | 0 | 465 | 0 | 0 | 0 | 0 | 0 | 0 | 0 | 0 | 0
2040-04-07 | 17 | 24.2 | -16657 | -315 | -1444 | 0 | 0 | 672 | 3065 | 0 | 300 | 1050 | 53 | 228 | 2090 | 3288 | 62 | 0 | 499 | 3797 | 218 | 1112 | 0 | 316 | 1200 | 0 | 465 | 0 | 0 | 0 | 0 | 0 | 0 | 0 | 0 | 0
2040-04-07 | 18 | 24.2 | -16973 | -341 | -1471 | 60 | 0 | 1549 | 3477 | 0 | 300 | 1411 | 53 | 228 | 2527 | 3288 | 158 | 0 | 458 | 1925 | 219 | 1110 | 0 | 356 | 1200 | 0 | 465 | 0 | 0 | 0 | 0 | 0 | 0 | 0 | 0 | 0
2040-04-07 | 19 | 24.2 | -17618 | -395 | -1523 | 876 | 508 | 1736 | 3773 | 0 | 300 | 1597 | 53 | 228 | 2660 | 3288 | 278 | 0 | 342 | 532 | 219 | 1107 | 0 | 374 | 1200 | 0 | 465 | 0 | 0 | 0 | 0 | 0 | 0 | 0 | 0 | 0
2040-04-07 | 20 | 24.2 | -17390 | -485 | -1418 | 380 | 419 | 1549 | 4227 | 0 | 300 | 1577 | 53 | 228 | 3100 | 3288 | 494 | 0 | 301 | 17 | 219 | 1107 | 0 | 369 | 1200 | 0 | 465 | 0 | 0 | 0 | 0 | 0 | 0 | 0 | 0 | 0
2040-04-07 | 21 | 24.2 | -16253 | -553 | -1339 | 418 | 191 | 607 | 4048 | 0 | 300 | 1506 | 53 | 228 | 3100 | 3288 | 733 | 0 | 299 | 0 | 218 | 1106 | 0 | 384 | 1200 | 0 | 465 | 0 | 0 | 0 | 0 | 0 | 0 | 0 | 0 | 0
2040-04-07 | 22 | 24.2 | -14642 | -589 | -1208 | 137 | 0 | 387 | 3160 | 0 | 300 | 1275 | 53 | 228 | 3100 | 3288 | 822 | 0 | 301 | 0 | 219 | 1104 | 0 | 398 | 1200 | 0 | 465 | 0 | 0 | 0 | 0 | 0 | 0 | 0 | 0 | 0
2040-04-07 | 23 | 24.2 | -13312 | -625 | -1208 | 116 | 0 | 297 | 2040 | 0 | 300 | 1229 | 53 | 225 | 3100 | 3288 | 843 | 0 | 260 | 0 | 219 | 1106 | 0 | 403 | 1200 | 0 | 465 | 0 | 0 | 0 | 0 | 0 | 0 | 0 | 0 | 0
2040-04-07 | 24 | 24.2 | -12553 | -665 | -1103 | 0 | 102 | 192 | 1062 | 0 | 300 | 1274 | 53 | 219 | 3299 | 3288 | 906 | 0 | 273 | 0 | 218 | 1106 | 0 | 364 | 1200 | 0 | 465 | 0 | 0 | 0 | 0 | 0 | 0 | 0 | 0 | 0
2040-04-08 | 1 | 24.21 | -12138 | -665 | -972 | 0 | 0 | -594 | 528 | 0 | 300 | 1207 | 53 | 268 | 3824 | 3288 | 991 | 0 | 294 | 0 | 213 | 1106 | 0 | 631 | 1200 | 0 | 465 | 0 | 0 | 0 | 0 | 0 | 0 | 0 | 0 | 0
2040-04-08 | 2 | 24.21 | -12013 | -746 | -840 | 0 | 0 | -747 | 528 | 0 | 300 | 1158 | 53 | 266 | 3824 | 3288 | 1033 | 0 | 308 | 0 | 203 | 1100 | 0 | 620 | 1200 | 0 | 465 | 0 | 0 | 0 | 0 | 0 | 0 | 0 | 0 | 0
2040-04-08 | 3 | 24.21 | -12096 | -746 | -762 | 0 | 0 | -761 | 528 | 0 | 300 | 1130 | 53 | 265 | 3710 | 3288 | 1252 | 0 | 326 | 0 | 200 | 1098 | 0 | 548 | 1200 | 0 | 465 | 0 | 0 | 0 | 0 | 0 | 0 | 0 | 0 | 0
2040-04-08 | 4 | 24.21 | -12562 | -786 | -683 | 0 | 0 | -533 | 528 | 0 | 300 | 1237 | 53 | 268 | 3895 | 3288 | 1379 | 0 | 354 | 0 | 200 | 1103 | 0 | 294 | 1200 | 0 | 465 | 0 | 0 | 0 | 0 | 0 | 0 | 0 | 0 | 0
2040-04-08 | 5 | 24.22 | -14033 | -872 | -683 | 0 | 0 | 0 | 528 | 0 | 300 | 1539 | 53 | 330 | 4210 | 3288 | 1716 | 0 | 367 | 0 | 209 | 1098 | 0 | 284 | 1200 | 0 | 465 | 0 | 0 | 0 | 0 | 0 | 0 | 0 | 0 | 0
2040-04-08 | 6 | 32.72 | -16475 | -872 | -709 | 0 | 0 | 1167 | 528 | 0 | 300 | 1598 | 53 | 341 | 4778 | 3288 | 2320 | 0 | 418 | 0 | 217 | 1106 | 0 | 276 | 1200 | 0 | 465 | 0 | 0 | 0 | 0 | 0 | 0 | 0 | 0 | 0
2040-04-08 | 7 | 32.72 | -18108 | -921 | -788 | 0 | 0 | 784 | 1807 | 0 | 300 | 1598 | 53 | 335 | 4778 | 3288 | 3133 | 0 | 450 | 40 | 217 | 1112 | 0 | 256 | 1200 | 0 | 465 | 0 | 0 | 0 | 0 | 0 | 0 | 0 | 0 | 0
2040-04-08 | 8 | 15.82 | -18658 | -966 | -919 | 0 | 0 | -17 | 2922 | 0 | 300 | 1577 | 53 | 175 | 3736 | 3288 | 4174 | 0 | 487 | 598 | 219 | 1100 | 0 | 265 | 1200 | 0 | 465 | 0 | 0 | 0 | 0 | 0 | 0 | 0 | 0 | 0
2040-04-08 | 9 | 15.82 | -18867 | -1015 | -1103 | 0 | 0 | -328 | 3387 | 0 | 220 | 1229 | 53 | 160 | 2511 | 3288 | 4680 | 0 | 508 | 2002 | 219 | 1104 | 0 | 287 | 1200 | 0 | 465 | 0 | 0 | 0 | 0 | 0 | 0 | 0 | 0 | 0
2040-04-08 | 10 | 15.82 | -19379 | -1065 | -1313 | 0 | 0 | -591 | 3672 | 0 | 220 | 1069 | 53 | 160 | 2191 | 3288 | 4746 | 0 | 523 | 3139 | 219 | 1107 | 0 | 295 | 1200 | 0 | 465 | 0 | 0 | 0 | 0 | 0 | 0 | 0 | 0 | 0
2040-04-08 | 11 | 15.82 | -19412 | -1065 | -1182 | 0 | 0 | -366 | 3921 | 0 | 220 | 877 | 53 | 160 | 963 | 3288 | 4789 | 0 | 530 | 3943 | 219 | 1107 | 0 | 290 | 1200 | 0 | 465 | 0 | 0 | 0 | 0 | 0 | 0 | 0 | 0 | 0
2040-04-08 | 12 | 15.82 | -19179 | -1065 | -1313 | 0 | 0 | -559 | 4011 | 0 | 220 | 750 | 53 | 160 | 471 | 3288 | 4786 | 0 | 531 | 4560 | 219 | 1106 | 0 | 297 | 1200 | 0 | 465 | 0 | 0 | 0 | 0 | 0 | 0 | 0 | 0 | 0
2040-04-08 | 13 | 12.8 | -19027 | -1114 | -1418 | 0 | -297 | -1859 | 3958 | 0 | 220 | 750 | 53 | 160 | 372 | 3288 | 4790 | 0 | 542 | 6296 | 218 | 1106 | 0 | 297 | 1200 | 0 | 465 | 0 | 0 | 0 | 0 | 0 | 0 | 0 | 0 | 0
2040-04-08 | 14 | 10.01 | -18725 | -1114 | -1471 | -315 | -610 | -1859 | 3894 | 0 | 220 | 736 | 53 | 160 | 320 | 3288 | 4810 | 0 | 549 | 6780 | 217 | 1109 | 0 | 294 | 1200 | 0 | 465 | 0 | 0 | 0 | 0 | 0 | 0 | 0 | 0 | 0
2040-04-08 | 15 | 12.8 | -18651 | -1114 | -1523 | 0 | -60 | -1859 | 3736 | 0 | 220 | 750 | 53 | 160 | 372 | 3288 | 4776 | 0 | 569 | 6009 | 218 | 1112 | 0 | 280 | 1200 | 0 | 465 | 0 | 0 | 0 | 0 | 0 | 0 | 0 | 0 | 0
2040-04-08 | 16 | 15.82 | -18857 | -1114 | -1444 | 0 | 0 | -244 | 3646 | 0 | 220 | 750 | 53 | 160 | 372 | 3288 | 4760 | 0 | 552 | 4581 | 218 | 1110 | 0 | 285 | 1200 | 0 | 465 | 0 | 0 | 0 | 0 | 0 | 0 | 0 | 0 | 0
2040-04-08 | 17 | 21.38 | -19237 | -1164 | -1444 | 7 | 8 | 715 | 3810 | 0 | 220 | 1130 | 53 | 160 | 1056 | 3288 | 4727 | 0 | 537 | 2823 | 218 | 1112 | 0 | 316 | 1200 | 0 | 465 | 0 | 0 | 0 | 0 | 0 | 0 | 0 | 0 | 0
2040-04-08 | 18 | 21.38 | -19229 | -1164 | -1471 | 0 | 0 | 1038 | 4063 | 0 | 220 | 1411 | 53 | 160 | 1420 | 3288 | 4678 | 0 | 515 | 1666 | 219 | 1110 | 0 | 356 | 1200 | 0 | 465 | 0 | 0 | 0 | 0 | 0 | 0 | 0 | 0 | 0
2040-04-08 | 19 | 21.38 | -19494 | -1218 | -1523 | 218 | 500 | 1549 | 4122 | 0 | 220 | 1577 | 53 | 160 | 1623 | 3288 | 4659 | 0 | 498 | 402 | 219 | 1107 | 0 | 374 | 1200 | 0 | 465 | 0 | 0 | 0 | 0 | 0 | 0 | 0 | 0 | 0
2040-04-08 | 20 | 21.38 | -18957 | -1218 | -1418 | 0 | 221 | 1391 | 4227 | 0 | 220 | 1577 | 53 | 160 | 2041 | 3288 | 4572 | 0 | 468 | 14 | 219 | 1107 | 0 | 369 | 1200 | 0 | 465 | 0 | 0 | 0 | 0 | 0 | 0 | 0 | 0 | 0
2040-04-08 | 21 | 21.38 | -17630 | -1272 | -1339 | 46 | 0 | 859 | 3868 | 0 | 220 | 1506 | 53 | 160 | 1997 | 3288 | 4474 | 0 | 397 | 0 | 218 | 1106 | 0 | 384 | 1200 | 0 | 465 | 0 | 0 | 0 | 0 | 0 | 0 | 0 | 0 | 0
2040-04-08 | 22 | 21.38 | -15839 | -1330 | -1208 | 0 | 2 | 63 | 2985 | 0 | 220 | 1274 | 53 | 160 | 1997 | 3288 | 4590 | 0 | 359 | 0 | 219 | 1104 | 0 | 398 | 1200 | 0 | 465 | 0 | 0 | 0 | 0 | 0 | 0 | 0 | 0 | 0
2040-04-08 | 23 | 19.46 | -14302 | -1330 | -1208 | 0 | 0 | 0 | 1860 | 0 | 220 | 1198 | 53 | 160 | 1915 | 3288 | 4421 | 0 | 332 | 0 | 219 | 1106 | 0 | 403 | 1200 | 0 | 465 | 0 | 0 | 0 | 0 | 0 | 0 | 0 | 0 | 0
2040-04-08 | 24 | 21.38 | -13675 | -1384 | -1103 | 0 | 100 | 71 | 877 | 0 | 220 | 1411 | 53 | 160 | 2339 | 3288 | 3993 | 0 | 296 | 0 | 218 | 1106 | 0 | 364 | 1200 | 0 | 465 | 0 | 0 | 0 | 0 | 0 | 0 | 0 | 0 | 0
2040-04-09 | 1 | 30.04 | -13219 | -1384 | -735 | 0 | 0 | -1180 | 528 | 0 | 220 | 1453 | 53 | 319 | 3508 | 3288 | 3268 | 0 | 265 | 0 | 213 | 1106 | 0 | 631 | 1200 | 0 | 465 | 0 | 0 | 0 | 0 | 0 | 0 | 0 | 0 | 0
2040-04-09 | 2 | 30.04 | -13020 | -1384 | -657 | 0 | 0 | -529 | 528 | 0 | 220 | 1506 | 53 | 335 | 3688 | 3288 | 2127 | 0 | 255 | 0 | 203 | 1100 | 0 | 620 | 1200 | 0 | 465 | 0 | 0 | 0 | 0 | 0 | 0 | 0 | 0 | 0
2040-04-09 | 3 | 30.04 | -13048 | -1442 | -578 | 0 | 0 | -387 | 528 | 0 | 220 | 1539 | 53 | 341 | 4475 | 3288 | 1284 | 0 | 216 | 0 | 200 | 1098 | 0 | 548 | 1200 | 0 | 465 | 0 | 0 | 0 | 0 | 0 | 0 | 0 | 0 | 0
2040-04-09 | 4 | 32.43 | -13533 | -1442 | -551 | 0 | 0 | 0 | 528 | 0 | 220 | 1577 | 53 | 341 | 4972 | 3288 | 1078 | 0 | 207 | 0 | 200 | 1103 | 0 | 294 | 1200 | 0 | 465 | 0 | 0 | 0 | 0 | 0 | 0 | 0 | 0 | 0
2040-04-09 | 5 | 37.76 | -15022 | -1505 | -525 | 0 | 0 | 0 | 528 | 0 | 220 | 1598 | 53 | 341 | 6476 | 3288 | 1087 | 0 | 205 | 0 | 209 | 1098 | 0 | 284 | 1200 | 0 | 465 | 0 | 0 | 0 | 0 | 0 | 0 | 0 | 0 | 0
2040-04-09 | 6 | 40.59 | -17411 | -1505 | -551 | 0 | 0 | 312 | 967 | 0 | 220 | 1598 | 53 | 341 | 7934 | 3288 | 1285 | 0 | 206 | 0 | 217 | 1106 | 0 | 276 | 1200 | 0 | 465 | 0 | 0 | 0 | 0 | 0 | 0 | 0 | 0 | 0
2040-04-09 | 7 | 40.59 | -18821 | -1505 | -709 | 0 | 0 | 226 | 2542 | 0 | 220 | 1598 | 53 | 341 | 7934 | 3288 | 1270 | 0 | 215 | 98 | 217 | 1112 | 0 | 256 | 1200 | 0 | 465 | 0 | 0 | 0 | 0 | 0 | 0 | 0 | 0 | 0
2040-04-09 | 8 | 37.72 | -19130 | -1505 | -867 | 0 | 0 | 0 | 3487 | 0 | 220 | 1598 | 53 | 341 | 6323 | 3288 | 1512 | 0 | 225 | 1205 | 219 | 1100 | 0 | 265 | 1200 | 0 | 465 | 0 | 0 | 0 | 0 | 0 | 0 | 0 | 0 | 0
2040-04-09 | 9 | 30.04 | -19207 | -1505 | -1050 | 0 | 0 | -964 | 3773 | 0 | 220 | 1527 | 53 | 341 | 4826 | 3288 | 1765 | 0 | 233 | 3425 | 219 | 1104 | 0 | 287 | 1200 | 0 | 465 | 0 | 0 | 0 | 0 | 0 | 0 | 0 | 0 | 0
2040-04-09 | 10 | 30.04 | -19340 | -1442 | -1234 | 0 | 0 | -1324 | 3889 | 0 | 220 | 1367 | 53 | 341 | 4634 | 3288 | 1661 | 0 | 237 | 4365 | 219 | 1107 | 0 | 295 | 1200 | 0 | 465 | 0 | 0 | 0 | 0 | 0 | 0 | 0 | 0 | 0
2040-04-09 | 11 | 32.43 | -19514 | -1442 | -1182 | 0 | 0 | 0 | 3937 | 0 | 220 | 1577 | 53 | 341 | 4906 | 3288 | 1855 | 0 | 259 | 2421 | 219 | 1107 | 0 | 290 | 1200 | 0 | 465 | 0 | 0 | 0 | 0 | 0 | 0 | 0 | 0 | 0
2040-04-09 | 12 | 30.04 | -19123 | -1384 | -1024 | 0 | 0 | -585 | 3915 | 0 | 220 | 1506 | 53 | 341 | 4297 | 3288 | 1777 | 0 | 286 | 3145 | 219 | 1106 | 0 | 297 | 1200 | 0 | 465 | 0 | 0 | 0 | 0 | 0 | 0 | 0 | 0 | 0
2040-04-09 | 13 | 30.04 | -19109 | -1330 | -1339 | 0 | 0 | -579 | 3820 | 0 | 220 | 1453 | 53 | 341 | 4189 | 3288 | 1710 | 0 | 285 | 3712 | 218 | 1106 | 0 | 297 | 1200 | 0 | 465 | 0 | 0 | 0 | 0 | 0 | 0 | 0 | 0 | 0
2040-04-09 | 14 | 30.04 | -19052 | -1272 | -1313 | 0 | 0 | -102 | 3767 | 0 | 220 | 1570 | 53 | 341 | 4189 | 3288 | 1703 | 0 | 270 | 3052 | 217 | 1109 | 0 | 294 | 1200 | 0 | 465 | 0 | 0 | 0 | 0 | 0 | 0 | 0 | 0 | 0
2040-04-09 | 15 | 32.43 | -18642 | -1218 | -1182 | 0 | 0 | 0 | 3620 | 0 | 220 | 1539 | 53 | 341 | 4320 | 3288 | 1071 | 0 | 281 | 3033 | 218 | 1112 | 0 | 280 | 1200 | 0 | 465 | 0 | 0 | 0 | 0 | 0 | 0 | 0 | 0 | 0
2040-04-09 | 16 | 38.45 | -18480 | -1164 | -1549 | 0 | 0 | 0 | 3546 | 0 | 220 | 1577 | 53 | 341 | 5538 | 3288 | 666 | 0 | 275 | 2412 | 218 | 1110 | 0 | 285 | 1200 | 0 | 465 | 0 | 0 | 0 | 0 | 0 | 0 | 0 | 0 | 0
2040-04-09 | 17 | 40.59 | -18722 | -1164 | -1996 | 0 | 0 | 550 | 3715 | 0 | 220 | 1598 | 53 | 341 | 6272 | 3288 | 492 | 0 | 259 | 1782 | 218 | 1112 | 0 | 316 | 1200 | 0 | 465 | 0 | 0 | 0 | 0 | 0 | 0 | 0 | 0 | 0
2040-04-09 | 18 | 40.59 | -18927 | -1114 | -2390 | 0 | 0 | 855 | 4074 | 0 | 220 | 1598 | 53 | 341 | 7287 | 3288 | 333 | 0 | 254 | 777 | 219 | 1110 | 0 | 356 | 1200 | 0 | 465 | 0 | 0 | 0 | 0 | 0 | 0 | 0 | 0 | 0
2040-04-09 | 19 | 40.59 | -19564 | -1218 | -2285 | 0 | 0 | 1807 | 4201 | 0 | 300 | 1598 | 53 | 341 | 7309 | 3288 | 283 | 0 | 247 | 274 | 219 | 1107 | 0 | 374 | 1200 | 0 | 465 | 0 | 0 | 0 | 0 | 0 | 0 | 0 | 0 | 0
2040-04-09 | 20 | 40.59 | -19161 | -1272 | -1602 | 0 | 0 | 432 | 4227 | 0 | 300 | 1598 | 53 | 341 | 8028 | 3288 | 145 | 0 | 248 | 14 | 219 | 1107 | 0 | 369 | 1200 | 0 | 465 | 0 | 0 | 0 | 0 | 0 | 0 | 0 | 0 | 0
2040-04-09 | 21 | 39.54 | -18068 | -1272 | -1471 | 0 | 0 | 0 | 3884 | 0 | 300 | 1598 | 53 | 341 | 7635 | 3288 | 89 | 0 | 248 | 0 | 218 | 1106 | 0 | 384 | 1200 | 0 | 465 | 0 | 0 | 0 | 0 | 0 | 0 | 0 | 0 | 0
2040-04-09 | 22 | 37.74 | -16404 | -1272 | -1234 | 0 | 0 | 0 | 3059 | 0 | 300 | 1598 | 53 | 341 | 6481 | 3288 | 142 | 0 | 261 | 0 | 219 | 1104 | 0 | 398 | 1200 | 0 | 465 | 0 | 0 | 0 | 0 | 0 | 0 | 0 | 0 | 0
2040-04-09 | 23 | 36.9 | -15004 | -1272 | -1024 | 0 | 0 | 0 | 1908 | 0 | 300 | 1598 | 53 | 341 | 6011 | 3288 | 162 | 0 | 245 | 0 | 219 | 1106 | 0 | 403 | 1200 | 0 | 465 | 0 | 0 | 0 | 0 | 0 | 0 | 0 | 0 | 0
2040-04-09 | 24 | 36.9 | -14084 | -1272 | -840 | 0 | 0 | 0 | 941 | 0 | 300 | 1597 | 53 | 341 | 5796 | 3288 | 297 | 0 | 230 | 0 | 218 | 1106 | 0 | 364 | 1200 | 0 | 465 | 0 | 0 | 0 | 0 | 0 | 0 | 0 | 0 | 0
2040-04-10 | 1 | 33.72 | -13633 | -1272 | -735 | 0 | 0 | 0 | 581 | 0 | 300 | 1577 | 53 | 341 | 5306 | 3288 | 342 | 0 | 236 | 0 | 213 | 1106 | 0 | 631 | 1200 | 0 | 465 | 0 | 0 | 0 | 0 | 0 | 0 | 0 | 0 | 0
2040-04-10 | 2 | 31.75 | -13412 | -1272 | -657 | 0 | 0 | 0 | 528 | 0 | 300 | 1577 | 53 | 341 | 4905 | 3288 | 520 | 0 | 240 | 0 | 203 | 1100 | 0 | 620 | 1200 | 0 | 465 | 0 | 0 | 0 | 0 | 0 | 0 | 0 | 0 | 0
2040-04-10 | 3 | 28.64 | -13437 | -1330 | -578 | 0 | 0 | -57 | 528 | 0 | 300 | 1577 | 53 | 341 | 4665 | 3288 | 891 | 0 | 247 | 0 | 200 | 1098 | 0 | 548 | 1200 | 0 | 465 | 0 | 0 | 0 | 0 | 0 | 0 | 0 | 0 | 0
2040-04-10 | 4 | 28.64 | -13992 | -1330 | -551 | 0 | 0 | -24 | 528 | 0 | 300 | 1577 | 53 | 341 | 4661 | 3288 | 1638 | 0 | 249 | 0 | 200 | 1103 | 0 | 294 | 1200 | 0 | 465 | 0 | 0 | 0 | 0 | 0 | 0 | 0 | 0 | 0
2040-04-10 | 5 | 35.59 | -15455 | -1330 | -525 | 0 | 0 | 0 | 528 | 0 | 300 | 1598 | 53 | 341 | 5265 | 3288 | 2416 | 0 | 265 | 0 | 209 | 1098 | 0 | 284 | 1200 | 0 | 465 | 0 | 0 | 0 | 0 | 0 | 0 | 0 | 0 | 0
2040-04-10 | 6 | 38.7 | -17707 | -1330 | -551 | 0 | 0 | 59 | 1411 | 0 | 300 | 1598 | 53 | 341 | 6209 | 3288 | 2786 | 0 | 278 | 0 | 217 | 1106 | 0 | 276 | 1200 | 0 | 465 | 0 | 0 | 0 | 0 | 0 | 0 | 0 | 0 | 0
2040-04-10 | 7 | 36.08 | -18903 | -1330 | -709 | 0 | 0 | 0 | 2943 | 0 | 300 | 1598 | 53 | 341 | 5625 | 3288 | 3134 | 0 | 294 | 115 | 217 | 1112 | 0 | 256 | 1200 | 0 | 465 | 0 | 0 | 0 | 0 | 0 | 0 | 0 | 0 | 0
2040-04-10 | 8 | 26.32 | -19023 | -1330 | -867 | 0 | -118 | -384 | 3773 | 0 | 300 | 1572 | 53 | 341 | 4096 | 3288 | 3585 | 0 | 292 | 1172 | 219 | 1100 | 0 | 265 | 1200 | 0 | 465 | 0 | 0 | 0 | 0 | 0 | 0 | 0 | 0 | 0
2040-04-10 | 9 | 26.32 | -19047 | -1272 | -1050 | 0 | 0 | -398 | 3910 | 0 | 300 | 1274 | 53 | 341 | 3018 | 3288 | 3196 | 0 | 281 | 2830 | 219 | 1104 | 0 | 287 | 1200 | 0 | 465 | 0 | 0 | 0 | 0 | 0 | 0 | 0 | 0 | 0
2040-04-10 | 10 | 26.32 | -19284 | -1218 | -1234 | 0 | -10 | -683 | 4000 | 0 | 300 | 1050 | 53 | 341 | 2173 | 3288 | 3144 | 0 | 277 | 4517 | 219 | 1107 | 0 | 295 | 1200 | 0 | 465 | 0 | 0 | 0 | 0 | 0 | 0 | 0 | 0 | 0
2040-04-10 | 11 | 26.32 | -19334 | -1164 | -1182 | 0 | 0 | -344 | 4090 | 0 | 300 | 750 | 53 | 341 | 897 | 3288 | 3087 | 0 | 269 | 5667 | 219 | 1107 | 0 | 290 | 1200 | 0 | 465 | 0 | 0 | 0 | 0 | 0 | 0 | 0 | 0 | 0
2040-04-10 | 12 | 26.32 | -18811 | -1114 | -1024 | 0 | -337 | -903 | 3989 | 0 | 300 | 750 | 53 | 341 | 832 | 3288 | 2871 | 0 | 264 | 6213 | 219 | 1106 | 0 | 297 | 1200 | 0 | 465 | 0 | 0 | 0 | 0 | 0 | 0 | 0 | 0 | 0
2040-04-10 | 13 | 26.32 | -18746 | -1114 | -1339 | 0 | 0 | -788 | 3841 | 0 | 80 | 750 | 53 | 341 | 832 | 3288 | 2444 | 0 | 304 | 6767 | 218 | 1106 | 0 | 297 | 1200 | 0 | 465 | 0 | 0 | 0 | 0 | 0 | 0 | 0 | 0 | 0
2040-04-10 | 14 | 26.32 | -18656 | -1065 | -1313 | 0 | -384 | -944 | 3762 | 0 | 80 | 750 | 53 | 341 | 832 | 3288 | 2252 | 0 | 328 | 7390 | 217 | 1109 | 0 | 294 | 1200 | 0 | 465 | 0 | 0 | 0 | 0 | 0 | 0 | 0 | 0 | 0
2040-04-10 | 15 | 26.32 | -18071 | -966 | -1182 | 0 | 0 | -1716 | 3556 | 0 | 80 | 750 | 53 | 341 | 687 | 3288 | 1691 | 0 | 355 | 7858 | 218 | 1112 | 0 | 280 | 1200 | 0 | 465 | 0 | 0 | 0 | 0 | 0 | 0 | 0 | 0 | 0
2040-04-10 | 16 | 26.32 | -17794 | -966 | -1549 | 0 | 0 | -461 | 3403 | 0 | 80 | 750 | 53 | 341 | 687 | 3288 | 1447 | 0 | 366 | 7077 | 218 | 1110 | 0 | 285 | 1200 | 0 | 465 | 0 | 0 | 0 | 0 | 0 | 0 | 0 | 0 | 0
2040-04-10 | 17 | 27.12 | -17790 | -921 | -1996 | 0 | 0 | 0 | 3477 | 0 | 80 | 1062 | 53 | 341 | 2578 | 3288 | 1325 | 0 | 394 | 4798 | 218 | 1112 | 0 | 316 | 1200 | 0 | 465 | 0 | 0 | 0 | 0 | 0 | 0 | 0 | 0 | 0
2040-04-10 | 18 | 35.57 | -18043 | -921 | -2390 | 0 | 0 | 419 | 3720 | 0 | 80 | 1577 | 53 | 341 | 4600 | 3288 | 1058 | 0 | 396 | 2471 | 219 | 1110 | 0 | 356 | 1200 | 0 | 465 | 0 | 0 | 0 | 0 | 0 | 0 | 0 | 0 | 0
2040-04-10 | 19 | 37.72 | -19178 | -1015 | -2285 | 0 | 610 | 1859 | 3878 | 0 | 80 | 1598 | 53 | 341 | 5632 | 3288 | 524 | 0 | 408 | 840 | 219 | 1107 | 0 | 374 | 1200 | 0 | 465 | 0 | 0 | 0 | 0 | 0 | 0 | 0 | 0 | 0
2040-04-10 | 20 | 37.1 | -19189 | -1065 | -1602 | 0 | 120 | 1859 | 4227 | 0 | 80 | 1598 | 53 | 341 | 5980 | 3288 | 494 | 0 | 401 | 54 | 219 | 1107 | 0 | 369 | 1200 | 0 | 465 | 0 | 0 | 0 | 0 | 0 | 0 | 0 | 0 | 0
2040-04-10 | 21 | 35.57 | -18127 | -1164 | -1471 | 0 | 0 | 761 | 4195 | 0 | 80 | 1598 | 53 | 341 | 5633 | 3288 | 937 | 0 | 501 | 0 | 218 | 1106 | 0 | 384 | 1200 | 0 | 465 | 0 | 0 | 0 | 0 | 0 | 0 | 0 | 0 | 0
2040-04-10 | 22 | 28.61 | -16462 | -1272 | -1234 | 0 | 0 | 0 | 3435 | 0 | 80 | 1572 | 53 | 325 | 4686 | 3288 | 1595 | 0 | 547 | 0 | 219 | 1104 | 0 | 398 | 1200 | 0 | 465 | 0 | 0 | 0 | 0 | 0 | 0 | 0 | 0 | 0
2040-04-10 | 23 | 17.55 | -15051 | -1384 | -1024 | 0 | 0 | 0 | 2320 | 0 | 80 | 1492 | 53 | 166 | 4188 | 3288 | 1909 | 0 | 570 | 0 | 219 | 1106 | 0 | 403 | 1200 | 0 | 465 | 0 | 0 | 0 | 0 | 0 | 0 | 0 | 0 | 0
2040-04-10 | 24 | 20.74 | -14111 | -1442 | -840 | 0 | 0 | 0 | 1358 | 0 | 0 | 1387 | 53 | 160 | 3762 | 3288 | 2422 | 0 | 610 | 0 | 218 | 1106 | 0 | 364 | 1200 | 0 | 465 | 0 | 0 | 0 | 0 | 0 | 0 | 0 | 0 | 0
2040-04-11 | 1 | 28.69 | -13700 | -1564 | -735 | 0 | 0 | -1329 | 967 | 0 | 0 | 1345 | 53 | 319 | 4165 | 3288 | 2976 | 0 | 599 | 0 | 213 | 1106 | 0 | 631 | 1200 | 0 | 465 | 0 | 0 | 0 | 0 | 0 | 0 | 0 | 0 | 0
2040-04-11 | 2 | 28.69 | -13538 | -1564 | -657 | 0 | 0 | -988 | 666 | 0 | 0 | 1367 | 53 | 335 | 3860 | 3288 | 2962 | 0 | 627 | 0 | 203 | 1100 | 0 | 620 | 1200 | 0 | 465 | 0 | 0 | 0 | 0 | 0 | 0 | 0 | 0 | 0
2040-04-11 | 3 | 28.69 | -13626 | -1626 | -578 | 0 | 0 | -366 | 555 | 0 | 0 | 1453 | 53 | 341 | 3856 | 3288 | 2501 | 0 | 637 | 0 | 200 | 1098 | 0 | 548 | 1200 | 0 | 465 | 0 | 0 | 0 | 0 | 0 | 0 | 0 | 0 | 0
2040-04-11 | 4 | 34.21 | -14221 | -1626 | -551 | 0 | 0 | 0 | 602 | 0 | 0 | 1539 | 53 | 341 | 4262 | 3288 | 2374 | 0 | 678 | 0 | 200 | 1103 | 0 | 294 | 1200 | 0 | 465 | 0 | 0 | 0 | 0 | 0 | 0 | 0 | 0 | 0
2040-04-11 | 5 | 38.77 | -15659 | -1626 | -525 | 0 | 0 | 30 | 978 | 0 | 0 | 1597 | 53 | 341 | 5627 | 3288 | 1956 | 0 | 684 | 0 | 209 | 1098 | 0 | 284 | 1200 | 0 | 465 | 0 | 0 | 0 | 0 | 0 | 0 | 0 | 0 | 0
2040-04-11 | 6 | 38.77 | -17897 | -1689 | -551 | 0 | 0 | 1079 | 1966 | 0 | 0 | 1598 | 53 | 341 | 6065 | 3288 | 1797 | 0 | 688 | 0 | 217 | 1106 | 0 | 276 | 1200 | 0 | 465 | 0 | 0 | 0 | 0 | 0 | 0 | 0 | 0 | 0
2040-04-11 | 7 | 38.77 | -18943 | -1689 | -709 | 0 | 0 | 877 | 3519 | 0 | 0 | 1598 | 53 | 341 | 6045 | 3288 | 1528 | 0 | 667 | 175 | 217 | 1112 | 0 | 256 | 1200 | 0 | 465 | 0 | 0 | 0 | 0 | 0 | 0 | 0 | 0 | 0
2040-04-11 | 8 | 35.37 | -18883 | -1626 | -867 | 0 | 0 | 0 | 4227 | 0 | 0 | 1577 | 53 | 341 | 5178 | 3288 | 1145 | 0 | 639 | 1679 | 219 | 1100 | 0 | 265 | 1200 | 0 | 465 | 0 | 0 | 0 | 0 | 0 | 0 | 0 | 0 | 0
2040-04-11 | 9 | 27.38 | -18802 | -1442 | -1050 | 0 | 0 | -987 | 4169 | 0 | 0 | 1062 | 53 | 341 | 3949 | 3288 | 1145 | 0 | 557 | 4441 | 219 | 1104 | 0 | 287 | 1200 | 0 | 465 | 0 | 0 | 0 | 0 | 0 | 0 | 0 | 0 | 0
2040-04-11 | 10 | 27.38 | -19021 | -1272 | -1234 | 0 | 0 | -911 | 4116 | 0 | 0 | 750 | 53 | 335 | 1291 | 3288 | 982 | 0 | 513 | 7824 | 219 | 1107 | 0 | 295 | 1200 | 0 | 465 | 0 | 0 | 0 | 0 | 0 | 0 | 0 | 0 | 0
2040-04-11 | 11 | 23.45 | -19237 | -1164 | -1182 | -252 | -205 | -1859 | 4159 | 0 | 0 | 727 | 53 | 227 | 939 | 3288 | 768 | 0 | 482 | 9975 | 219 | 1107 | 0 | 290 | 1200 | 0 | 465 | 0 | 0 | 0 | 0 | 0 | 0 | 0 | 0 | 0
2040-04-11 | 12 | 5 | -18792 | -1065 | -1024 | -908 | -610 | -1859 | 4132 | 0 | 0 | 727 | 53 | 160 | 121 | 3288 | 555 | 0 | 416 | 11966 | 219 | 956 | 0 | 0 | 1200 | 0 | 465 | 0 | 0 | 0 | 0 | 150 | 0 | 297 | 0 | 0
2040-04-11 | 13 | 23.45 | -18653 | -921 | -1339 | -542 | 0 | -1859 | 3937 | 0 | 0 | 727 | 53 | 218 | 121 | 3288 | 406 | 0 | 353 | 10926 | 218 | 1106 | 0 | 297 | 1200 | 0 | 465 | 0 | 0 | 0 | 0 | 0 | 0 | 0 | 0 | 0
2040-04-11 | 14 | 23.45 | -18384 | -831 | -1313 | -633 | -603 | -1859 | 3778 | 0 | 0 | 727 | 53 | 233 | 95 | 3288 | 271 | 0 | 307 | 11586 | 217 | 1109 | 0 | 294 | 1200 | 0 | 465 | 0 | 0 | 0 | 0 | 0 | 0 | 0 | 0 | 0
2040-04-11 | 15 | 27.38 | -17882 | -831 | -1182 | 0 | 0 | -1560 | 3519 | 0 | 0 | 727 | 53 | 341 | 95 | 3288 | 176 | 0 | 258 | 9723 | 218 | 1112 | 0 | 280 | 1200 | 0 | 465 | 0 | 0 | 0 | 0 | 0 | 0 | 0 | 0 | 0
2040-04-11 | 16 | 37 | -17476 | -746 | -1549 | 0 | 175 | 279 | 3366 | 0 | 0 | 750 | 53 | 341 | 1839 | 3288 | 105 | 0 | 237 | 6060 | 218 | 1110 | 0 | 285 | 1200 | 0 | 465 | 0 | 0 | 0 | 0 | 0 | 0 | 0 | 0 | 0
2040-04-11 | 17 | 37 | -17487 | -786 | -1996 | 0 | 0 | 1339 | 3408 | 0 | 0 | 1506 | 53 | 341 | 3502 | 3288 | 85 | 0 | 207 | 3227 | 218 | 1112 | 0 | 316 | 1200 | 0 | 465 | 0 | 0 | 0 | 0 | 0 | 0 | 0 | 0 | 0
2040-04-11 | 18 | 37 | -17800 | -786 | -2390 | 375 | 108 | 1549 | 3667 | 0 | 0 | 1598 | 53 | 341 | 4808 | 3288 | 115 | 0 | 186 | 1538 | 219 | 1110 | 0 | 356 | 1200 | 0 | 465 | 0 | 0 | 0 | 0 | 0 | 0 | 0 | 0 | 0
2040-04-11 | 19 | 37 | -18862 | -831 | -2285 | 908 | 510 | 1786 | 3841 | 0 | 0 | 1598 | 53 | 341 | 5429 | 3288 | 112 | 0 | 157 | 588 | 219 | 1107 | 0 | 374 | 1200 | 0 | 465 | 0 | 0 | 0 | 0 | 0 | 0 | 0 | 0 | 0
2040-04-11 | 20 | 37 | -18846 | -872 | -1602 | 584 | 326 | 1549 | 4132 | 0 | 220 | 1598 | 53 | 341 | 5624 | 3288 | 76 | 0 | 138 | 31 | 219 | 1107 | 0 | 369 | 1200 | 0 | 465 | 0 | 0 | 0 | 0 | 0 | 0 | 0 | 0 | 0
2040-04-11 | 21 | 37 | -17853 | -921 | -1471 | 141 | 0 | 1396 | 4058 | 0 | 220 | 1598 | 53 | 341 | 5550 | 3288 | 81 | 0 | 145 | 0 | 218 | 1106 | 0 | 384 | 1200 | 0 | 465 | 0 | 0 | 0 | 0 | 0 | 0 | 0 | 0 | 0
2040-04-11 | 22 | 37 | -16364 | -966 | -1234 | 0 | 102 | 162 | 3287 | 0 | 220 | 1598 | 53 | 341 | 5896 | 3288 | 74 | 0 | 158 | 0 | 219 | 1104 | 0 | 398 | 1200 | 0 | 465 | 0 | 0 | 0 | 0 | 0 | 0 | 0 | 0 | 0
2040-04-11 | 23 | 35.69 | -14902 | -966 | -1024 | 0 | 0 | 0 | 2193 | 0 | 220 | 1577 | 53 | 341 | 5564 | 3288 | 105 | 0 | 158 | 0 | 219 | 1106 | 0 | 403 | 1200 | 0 | 465 | 0 | 0 | 0 | 0 | 0 | 0 | 0 | 0 | 0
2040-04-11 | 24 | 35.98 | -14003 | -1065 | -840 | 0 | 0 | 0 | 1199 | 0 | 220 | 1577 | 53 | 341 | 5591 | 3288 | 133 | 0 | 152 | 0 | 218 | 1106 | 0 | 364 | 1200 | 0 | 465 | 0 | 0 | 0 | 0 | 0 | 0 | 0 | 0 | 0
2040-04-12 | 1 | 33.72 | -13482 | -1065 | -735 | 0 | 0 | 0 | 528 | 0 | 220 | 1577 | 53 | 341 | 5297 | 3288 | 223 | 0 | 141 | 0 | 213 | 1106 | 0 | 631 | 1200 | 0 | 465 | 0 | 0 | 0 | 0 | 0 | 0 | 0 | 0 | 0
2040-04-12 | 2 | 34.21 | -13253 | -1164 | -657 | 0 | 0 | 0 | 528 | 0 | 220 | 1577 | 53 | 341 | 5117 | 3288 | 233 | 0 | 127 | 0 | 203 | 1100 | 0 | 620 | 1200 | 0 | 465 | 0 | 0 | 0 | 0 | 0 | 0 | 0 | 0 | 0
2040-04-12 | 3 | 35.37 | -13265 | -1218 | -578 | 0 | 0 | 0 | 528 | 0 | 220 | 1577 | 53 | 341 | 5119 | 3288 | 313 | 0 | 110 | 0 | 200 | 1098 | 0 | 548 | 1200 | 0 | 465 | 0 | 0 | 0 | 0 | 0 | 0 | 0 | 0 | 0
2040-04-12 | 4 | 37.9 | -13798 | -1218 | -551 | 0 | 0 | 0 | 528 | 0 | 220 | 1597 | 53 | 341 | 5754 | 3288 | 417 | 0 | 106 | 0 | 200 | 1103 | 0 | 294 | 1200 | 0 | 465 | 0 | 0 | 0 | 0 | 0 | 0 | 0 | 0 | 0
2040-04-12 | 5 | 40.97 | -15219 | -1218 | -525 | 0 | 0 | 0 | 528 | 0 | 220 | 1598 | 53 | 341 | 7157 | 3288 | 423 | 0 | 97 | 0 | 209 | 1098 | 0 | 284 | 1200 | 0 | 465 | 0 | 0 | 0 | 0 | 0 | 0 | 0 | 0 | 0
2040-04-12 | 6 | 42.13 | -17435 | -1218 | -551 | 0 | 0 | 0 | 1173 | 0 | 220 | 1598 | 53 | 341 | 8721 | 3288 | 432 | 0 | 114 | 0 | 217 | 1106 | 0 | 276 | 1200 | 0 | 465 | 0 | 0 | 0 | 0 | 0 | 0 | 0 | 0 | 0
2040-04-12 | 7 | 41.45 | -18825 | -1164 | -709 | 0 | 0 | 0 | 2647 | 0 | 220 | 1598 | 53 | 341 | 8568 | 3288 | 558 | 0 | 114 | 60 | 217 | 1112 | 0 | 256 | 1200 | 0 | 465 | 0 | 0 | 0 | 0 | 0 | 0 | 0 | 0 | 0
2040-04-12 | 8 | 40.59 | -19303 | -1164 | -867 | 0 | 0 | 0 | 3604 | 0 | 220 | 1598 | 53 | 341 | 7907 | 3288 | 624 | 0 | 118 | 331 | 219 | 1100 | 0 | 265 | 1200 | 0 | 465 | 0 | 0 | 0 | 0 | 0 | 0 | 0 | 0 | 0
2040-04-12 | 9 | 39.34 | -19481 | -1114 | -1050 | 0 | 0 | 0 | 3974 | 0 | 220 | 1598 | 53 | 341 | 7417 | 3288 | 684 | 0 | 126 | 670 | 219 | 1104 | 0 | 287 | 1200 | 0 | 465 | 0 | 0 | 0 | 0 | 0 | 0 | 0 | 0 | 0
2040-04-12 | 10 | 37.9 | -19738 | -1065 | -1234 | 0 | 0 | 0 | 4159 | 0 | 300 | 1598 | 53 | 341 | 6787 | 3288 | 916 | 0 | 131 | 1178 | 219 | 1107 | 0 | 295 | 1200 | 0 | 465 | 0 | 0 | 0 | 0 | 0 | 0 | 0 | 0 | 0
2040-04-12 | 11 | 34.21 | -19791 | -966 | -1182 | 0 | 0 | 0 | 4227 | 0 | 300 | 1598 | 53 | 341 | 5565 | 3288 | 1322 | 0 | 140 | 1823 | 219 | 1107 | 0 | 290 | 1200 | 0 | 465 | 0 | 0 | 0 | 0 | 0 | 0 | 0 | 0 | 0
2040-04-12 | 12 | 27.45 | -19170 | -966 | -1024 | 0 | 0 | -295 | 4164 | 0 | 300 | 1572 | 53 | 341 | 4510 | 3288 | 1558 | 0 | 174 | 2208 | 219 | 1106 | 0 | 297 | 1200 | 0 | 465 | 0 | 0 | 0 | 0 | 0 | 0 | 0 | 0 | 0
2040-04-12 | 13 | 27.45 | -19062 | -966 | -1339 | 0 | 0 | -552 | 3952 | 0 | 300 | 1506 | 53 | 341 | 4184 | 3288 | 1972 | 0 | 224 | 2812 | 218 | 1106 | 0 | 297 | 1200 | 0 | 465 | 0 | 0 | 0 | 0 | 0 | 0 | 0 | 0 | 0
2040-04-12 | 14 | 27.45 | -18889 | -872 | -1313 | 0 | 0 | -962 | 3815 | 0 | 300 | 1229 | 53 | 341 | 3596 | 3288 | 2503 | 0 | 255 | 3370 | 217 | 1109 | 0 | 294 | 1200 | 0 | 465 | 0 | 0 | 0 | 0 | 0 | 0 | 0 | 0 | 0
2040-04-12 | 15 | 27.45 | -18339 | -831 | -1182 | 0 | 0 | -1031 | 3598 | 0 | 300 | 1063 | 53 | 341 | 2549 | 3288 | 3588 | 0 | 287 | 3040 | 218 | 1112 | 0 | 280 | 1200 | 0 | 465 | 0 | 0 | 0 | 0 | 0 | 0 | 0 | 0 | 0
2040-04-12 | 16 | 27.45 | -17920 | -746 | -1549 | 0 | 0 | -533 | 3413 | 0 | 300 | 1063 | 53 | 341 | 1708 | 3288 | 4568 | 0 | 326 | 2410 | 218 | 1110 | 0 | 285 | 1200 | 0 | 465 | 0 | 0 | 0 | 0 | 0 | 0 | 0 | 0 | 0
2040-04-12 | 17 | 27.45 | -17619 | -705 | -1996 | 0 | 0 | -78 | 3398 | 0 | 300 | 1158 | 53 | 341 | 1688 | 3288 | 4752 | 0 | 339 | 1771 | 218 | 1112 | 0 | 316 | 1200 | 0 | 465 | 0 | 0 | 0 | 0 | 0 | 0 | 0 | 0 | 0
2040-04-12 | 18 | 37.1 | -17713 | -705 | -2390 | 0 | 0 | 282 | 3450 | 0 | 300 | 1485 | 53 | 341 | 2089 | 3288 | 4911 | 0 | 361 | 898 | 219 | 1110 | 0 | 356 | 1200 | 0 | 465 | 0 | 0 | 0 | 0 | 0 | 0 | 0 | 0 | 0
2040-04-12 | 19 | 37.1 | -18613 | -705 | -2285 | 0 | 0 | 1537 | 3450 | 0 | 300 | 1577 | 53 | 341 | 2031 | 3288 | 4921 | 0 | 396 | 343 | 219 | 1107 | 0 | 374 | 1200 | 0 | 465 | 0 | 0 | 0 | 0 | 0 | 0 | 0 | 0 | 0
2040-04-12 | 20 | 37.1 | -18353 | -665 | -1602 | 0 | 0 | 586 | 3593 | 0 | 300 | 1539 | 53 | 341 | 2181 | 3288 | 4922 | 0 | 435 | 21 | 219 | 1107 | 0 | 369 | 1200 | 0 | 465 | 0 | 0 | 0 | 0 | 0 | 0 | 0 | 0 | 0
2040-04-12 | 21 | 31.75 | -17485 | -665 | -1471 | 0 | 0 | 149 | 3324 | 0 | 300 | 1411 | 53 | 325 | 1985 | 3288 | 4923 | 0 | 488 | 0 | 218 | 1106 | 0 | 384 | 1200 | 0 | 465 | 0 | 0 | 0 | 0 | 0 | 0 | 0 | 0 | 0
2040-04-12 | 22 | 10 | -16244 | -665 | -1234 | 0 | 0 | 0 | 2626 | 0 | 300 | 1158 | 53 | 166 | 1891 | 3288 | 4924 | 0 | 492 | 0 | 219 | 1104 | 0 | 257 | 1200 | 0 | 465 | 0 | 0 | 0 | 0 | 0 | 0 | 141 | 0 | 0
2040-04-12 | 23 | 10 | -14999 | -665 | -1024 | 0 | 0 | 0 | 1707 | 0 | 300 | 1093 | 53 | 160 | 1561 | 3288 | 4946 | 0 | 507 | 0 | 219 | 1106 | 0 | 83 | 1200 | 0 | 465 | 0 | 0 | 0 | 0 | 0 | 0 | 320 | 0 | 0
2040-04-12 | 24 | 10 | -14041 | -625 | -840 | 0 | 0 | 0 | 787 | 0 | 80 | 1062 | 53 | 160 | 1348 | 3288 | 4916 | 0 | 528 | 0 | 218 | 1106 | 0 | 294 | 1200 | 0 | 465 | 0 | 0 | 0 | 0 | 0 | 0 | 70 | 0 | 0
2040-04-13 | 1 | 10 | -13489 | -589 | -735 | 0 | 0 | -948 | 1284 | 0 | 80 | 750 | 53 | 160 | 1338 | 3288 | 4938 | 0 | 505 | 0 | 213 | 1106 | 0 | 381 | 1200 | 0 | 465 | 0 | 0 | 0 | 0 | 0 | 0 | 250 | 0 | 0
2040-04-13 | 2 | 10 | -13246 | -553 | -657 | 0 | 0 | -255 | 819 | 0 | 80 | 822 | 53 | 160 | 1095 | 3288 | 4936 | 0 | 489 | 0 | 203 | 1100 | 0 | 0 | 1200 | 0 | 465 | 0 | 0 | 0 | 0 | 0 | 0 | 620 | 0 | 0
2040-04-13 | 3 | 10 | -13095 | -521 | -578 | 0 | 0 | -250 | 576 | 0 | 80 | 815 | 53 | 160 | 1095 | 3288 | 4934 | 0 | 480 | 0 | 200 | 1098 | 0 | 0 | 1200 | 0 | 465 | 0 | 0 | 0 | 0 | 0 | 0 | 548 | 0 | 0
2040-04-13 | 4 | 10 | -13220 | -521 | -551 | 0 | 0 | 0 | 528 | 0 | 80 | 877 | 53 | 160 | 877 | 3288 | 4934 | 0 | 478 | 0 | 200 | 1103 | 0 | 49 | 1200 | 0 | 465 | 0 | 0 | 0 | 0 | 0 | 0 | 245 | 0 | 0
2040-04-13 | 5 | 13.52 | -13675 | -521 | -525 | 0 | 0 | 66 | 528 | 0 | 80 | 1044 | 53 | 160 | 877 | 3288 | 4943 | 0 | 426 | 0 | 209 | 1098 | 0 | 284 | 1200 | 0 | 465 | 0 | 0 | 0 | 0 | 0 | 0 | 0 | 0 | 0
2040-04-13 | 6 | 13.52 | -14484 | -521 | -551 | 0 | 0 | 138 | 872 | 0 | 80 | 1062 | 53 | 160 | 1289 | 3288 | 4935 | 0 | 414 | 0 | 217 | 1106 | 0 | 276 | 1200 | 0 | 465 | 0 | 0 | 0 | 0 | 0 | 0 | 0 | 0 | 0
2040-04-13 | 7 | 13.52 | -15547 | -521 | -709 | 0 | 0 | 508 | 1559 | 0 | 80 | 1130 | 53 | 160 | 1351 | 3288 | 4929 | 0 | 425 | 45 | 217 | 1112 | 0 | 256 | 1200 | 0 | 465 | 0 | 0 | 0 | 0 | 0 | 0 | 0 | 0 | 0
2040-04-13 | 8 | 13.52 | -16687 | -521 | -867 | 0 | 0 | 124 | 2425 | 0 | 80 | 1143 | 53 | 160 | 1809 | 3288 | 4941 | 0 | 422 | 380 | 219 | 1100 | 0 | 265 | 1200 | 0 | 465 | 0 | 0 | 0 | 0 | 0 | 0 | 0 | 0 | 0
2040-04-13 | 9 | 13.52 | -17381 | -521 | -1050 | 0 | 0 | 240 | 3361 | 0 | 80 | 1063 | 53 | 160 | 1304 | 3288 | 4942 | 0 | 381 | 805 | 219 | 1104 | 0 | 287 | 1200 | 0 | 465 | 0 | 0 | 0 | 0 | 0 | 0 | 0 | 0 | 0
2040-04-13 | 10 | 10 | -17866 | -485 | -1234 | 0 | 0 | 0 | 3947 | 0 | 0 | 1044 | 53 | 160 | 1252 | 3288 | 4951 | 0 | 344 | 1547 | 219 | 1107 | 0 | 8 | 1200 | 0 | 465 | 0 | 0 | 0 | 0 | 0 | 0 | 287 | 0 | 0
2040-04-13 | 11 | 5 | -18009 | -454 | -1182 | 0 | 0 | -603 | 4227 | 0 | 0 | 750 | 53 | 160 | 1252 | 3288 | 4943 | 0 | 291 | 2955 | 219 | 446 | 0 | 0 | 1200 | 0 | 463 | 0 | 0 | 0 | 0 | 661 | 0 | 290 | 0 | 0
2040-04-13 | 12 | 5 | -17560 | -427 | -1024 | 0 | 0 | -1372 | 4195 | 0 | 0 | 736 | 53 | 160 | 1053 | 3288 | 4944 | 0 | 271 | 4062 | 0 | 0 | 0 | 0 | 1200 | 0 | 421 | 0 | 0 | 0 | 219 | 1106 | 0 | 297 | 0 | 0
2040-04-13 | 13 | -9.59 | -17430 | -315 | -1339 | -905 | -62 | -1859 | 4000 | 0 | 0 | 397 | 48 | 160 | 1053 | 3288 | 4937 | 0 | 297 | 7441 | 0 | 0 | 0 | 0 | 0 | 0 | 288 | 0 | 0 | 0 | 218 | 1106 | 0 | 297 | 1200 | 0
2040-04-13 | 14 | -40 | -17162 | -247 | -1313 | -908 | -610 | -1859 | 3847 | 0 | 0 | 0 | 48 | 160 | 473 | 3288 | 3581 | 0 | 0 | 10423 | 0 | 0 | 0 | 0 | 0 | 0 | 280 | 1357 | 1687 | 0 | 217 | 1109 | 0 | 294 | 1200 | 0
2040-04-13 | 15 | -40 | -16531 | -193 | -1182 | -908 | -610 | -1859 | 3530 | 0 | 0 | 0 | 48 | 160 | 463 | 3288 | 3653 | 0 | 0 | 9862 | 0 | 0 | 0 | 0 | 0 | 0 | 280 | 1272 | 1647 | 0 | 218 | 1112 | 0 | 280 | 1200 | 0
2040-04-13 | 16 | -9.59 | -16085 | -162 | -1549 | -908 | -136 | -1859 | 3303 | 0 | 0 | 397 | 48 | 160 | 225 | 3288 | 4926 | 0 | 450 | 7619 | 0 | 0 | 0 | 0 | 0 | 0 | 286 | 0 | 0 | 0 | 218 | 1110 | 0 | 285 | 1200 | 0
2040-04-13 | 17 | 5 | -15930 | -144 | -1996 | 0 | 0 | -1802 | 3281 | 0 | 0 | 727 | 53 | 160 | 220 | 3288 | 4920 | 0 | 487 | 5115 | 0 | 0 | 0 | 0 | 1200 | 0 | 419 | 0 | 0 | 0 | 218 | 1112 | 0 | 316 | 0 | 0
2040-04-13 | 18 | 5 | -16140 | -144 | -2390 | 0 | 0 | 0 | 3450 | 0 | 0 | 750 | 53 | 160 | 220 | 3288 | 4882 | 0 | 502 | 2417 | 219 | 1071 | 0 | 0 | 1200 | 0 | 461 | 0 | 0 | 0 | 0 | 39 | 0 | 356 | 0 | 0
2040-04-13 | 19 | 6.76 | -17106 | -193 | -2285 | 708 | 333 | 1273 | 3567 | 0 | 0 | 1258 | 53 | 160 | 220 | 3288 | 4696 | 0 | 506 | 531 | 219 | 1107 | 0 | 0 | 1200 | 0 | 465 | 0 | 0 | 0 | 0 | 0 | 0 | 374 | 0 | 0
2040-04-13 | 20 | 6.76 | -17152 | -229 | -1602 | 643 | 342 | 1549 | 3820 | 0 | 0 | 1263 | 53 | 160 | 0 | 3288 | 4329 | 0 | 500 | 45 | 219 | 1107 | 0 | 0 | 1200 | 0 | 465 | 0 | 0 | 0 | 0 | 0 | 0 | 369 | 0 | 0
2040-04-13 | 21 | 6.76 | -16461 | -270 | -1471 | 581 | 175 | 1231 | 3773 | 0 | 0 | 1063 | 53 | 160 | 0 | 3288 | 4285 | 0 | 603 | 0 | 218 | 1106 | 0 | 0 | 1200 | 0 | 465 | 0 | 0 | 0 | 0 | 0 | 0 | 384 | 0 | 0
2040-04-13 | 22 | 6.76 | -15451 | -341 | -1234 | 338 | 0 | 1257 | 3165 | 0 | 0 | 1050 | 53 | 160 | 0 | 3288 | 4018 | 0 | 709 | 0 | 219 | 1104 | 0 | 0 | 1200 | 0 | 465 | 0 | 0 | 0 | 0 | 0 | 0 | 398 | 0 | 0
2040-04-13 | 23 | 6.76 | -14289 | -368 | -1024 | 466 | 102 | 1306 | 2320 | 0 | 0 | 1044 | 53 | 160 | 0 | 3288 | 3203 | 0 | 751 | 0 | 219 | 1106 | 0 | 0 | 1200 | 0 | 465 | 0 | 0 | 0 | 0 | 0 | 0 | 403 | 0 | 0
2040-04-13 | 24 | 6.76 | -13150 | -454 | -840 | 339 | 167 | 1490 | 1427 | 0 | 0 | 1044 | 48 | 160 | 0 | 3288 | 2809 | 0 | 731 | 0 | 218 | 1106 | 0 | 0 | 1200 | 0 | 418 | 0 | 0 | 0 | 0 | 0 | 0 | 364 | 0 | 0
2040-04-14 | 1 | 24.21 | -12530 | -454 | -972 | 0 | 0 | -81 | 761 | 0 | 0 | 1051 | 53 | 255 | 1950 | 3288 | 2356 | 0 | 707 | 0 | 213 | 1106 | 0 | 631 | 1200 | 0 | 465 | 0 | 0 | 0 | 0 | 0 | 0 | 0 | 0 | 0
2040-04-14 | 2 | 24.21 | -12206 | -553 | -840 | 0 | 0 | -115 | 528 | 0 | 0 | 1090 | 53 | 264 | 2655 | 3288 | 1609 | 0 | 638 | 0 | 203 | 1100 | 0 | 620 | 1200 | 0 | 465 | 0 | 0 | 0 | 0 | 0 | 0 | 0 | 0 | 0
2040-04-14 | 3 | 25.21 | -12051 | -589 | -762 | 0 | 0 | 0 | 528 | 0 | 0 | 1130 | 53 | 341 | 3075 | 3288 | 860 | 0 | 614 | 0 | 200 | 1098 | 0 | 548 | 1200 | 0 | 465 | 0 | 0 | 0 | 0 | 0 | 0 | 0 | 0 | 0
2040-04-14 | 4 | 24.21 | -12105 | -625 | -683 | 0 | 0 | 0 | 528 | 0 | 0 | 1148 | 53 | 279 | 3619 | 3288 | 657 | 0 | 578 | 0 | 200 | 1103 | 0 | 294 | 1200 | 0 | 465 | 0 | 0 | 0 | 0 | 0 | 0 | 0 | 0 | 0
2040-04-14 | 5 | 25.21 | -12398 | -625 | -683 | 0 | 0 | 0 | 528 | 0 | 0 | 1300 | 53 | 341 | 3995 | 3288 | 398 | 0 | 545 | 0 | 209 | 1098 | 0 | 284 | 1200 | 0 | 465 | 0 | 0 | 0 | 0 | 0 | 0 | 0 | 0 | 0
2040-04-14 | 6 | 32.43 | -12926 | -665 | -709 | 0 | 0 | 0 | 528 | 0 | 0 | 1470 | 53 | 341 | 4662 | 3288 | 188 | 0 | 505 | 0 | 217 | 1106 | 0 | 276 | 1200 | 0 | 465 | 0 | 0 | 0 | 0 | 0 | 0 | 0 | 0 | 0
2040-04-14 | 7 | 32.71 | -13802 | -665 | -788 | 46 | 48 | 337 | 661 | 0 | 220 | 1572 | 53 | 341 | 4715 | 3288 | 132 | 0 | 437 | 154 | 217 | 1112 | 0 | 256 | 1200 | 0 | 465 | 0 | 0 | 0 | 0 | 0 | 0 | 0 | 0 | 0
2040-04-14 | 8 | 32.71 | -14922 | -625 | -919 | 0 | 53 | 0 | 1353 | 0 | 220 | 1539 | 53 | 325 | 4715 | 3288 | 67 | 0 | 364 | 1239 | 219 | 1100 | 0 | 265 | 1200 | 0 | 465 | 0 | 0 | 0 | 0 | 0 | 0 | 0 | 0 | 0
2040-04-14 | 9 | 10 | -15627 | -521 | -1103 | 0 | 0 | -240 | 2203 | 0 | 220 | 1106 | 53 | 166 | 3741 | 3288 | 56 | 0 | 317 | 3064 | 219 | 1104 | 0 | 287 | 1200 | 0 | 465 | 0 | 0 | 0 | 0 | 0 | 0 | 0 | 0 | 0
2040-04-14 | 10 | 10 | -16352 | -454 | -1313 | 0 | 0 | -699 | 2790 | 0 | 220 | 808 | 53 | 160 | 3203 | 3288 | 158 | 0 | 251 | 4696 | 219 | 1107 | 0 | 199 | 1200 | 0 | 465 | 0 | 0 | 0 | 0 | 0 | 0 | 96 | 0 | 0
2040-04-14 | 11 | 10 | -16494 | -395 | -1182 | 0 | 0 | -1537 | 3176 | 0 | 220 | 750 | 53 | 160 | 1960 | 3288 | 306 | 0 | 197 | 6508 | 219 | 1107 | 0 | 0 | 1200 | 0 | 465 | 0 | 0 | 0 | 0 | 0 | 0 | 290 | 0 | 0
2040-04-14 | 12 | 10 | -16448 | -368 | -1313 | 0 | 0 | -1053 | 3334 | 0 | 220 | 750 | 53 | 160 | 1796 | 3288 | 460 | 0 | 164 | 5967 | 219 | 1106 | 0 | 0 | 1200 | 0 | 465 | 0 | 0 | 0 | 0 | 0 | 0 | 297 | 0 | 0
2040-04-14 | 13 | 5 | -16445 | -341 | -1418 | 0 | -610 | -1859 | 3355 | 0 | 220 | 727 | 53 | 160 | 1109 | 3288 | 658 | 0 | 164 | 8533 | 218 | 524 | 0 | 0 | 1200 | 0 | 465 | 0 | 0 | 0 | 0 | 582 | 0 | 297 | 0 | 0
2040-04-14 | 14 | 5 | -16253 | -292 | -1471 | 0 | -610 | -1859 | 3350 | 0 | 220 | 727 | 53 | 160 | 729 | 3288 | 681 | 0 | 151 | 8901 | 217 | 343 | 0 | 0 | 1200 | 0 | 465 | 0 | 0 | 0 | 0 | 766 | 0 | 294 | 0 | 0
2040-04-14 | 15 | 10 | -16411 | -270 | -1523 | 0 | 0 | -598 | 3229 | 0 | 220 | 750 | 53 | 160 | 599 | 3288 | 906 | 0 | 134 | 6468 | 218 | 1112 | 0 | 0 | 1200 | 0 | 465 | 0 | 0 | 0 | 0 | 0 | 0 | 280 | 0 | 0
2040-04-14 | 16 | 13.52 | -16613 | -247 | -1444 | 0 | 95 | 1195 | 3281 | 0 | 220 | 775 | 53 | 160 | 500 | 3288 | 1466 | 0 | 102 | 3892 | 218 | 1110 | 0 | 285 | 1200 | 0 | 465 | 0 | 0 | 0 | 0 | 0 | 0 | 0 | 0 | 0
2040-04-14 | 17 | 13.52 | -17065 | -315 | -1444 | 0 | 171 | 1273 | 3472 | 0 | 220 | 1229 | 53 | 160 | 1278 | 3288 | 2239 | 0 | 119 | 2011 | 218 | 1112 | 0 | 316 | 1200 | 0 | 465 | 0 | 0 | 0 | 0 | 0 | 0 | 0 | 0 | 0
2040-04-14 | 18 | 13.52 | -17249 | -341 | -1471 | 0 | 387 | 1549 | 3836 | 0 | 220 | 1412 | 53 | 160 | 1034 | 3288 | 2690 | 0 | 104 | 978 | 219 | 1110 | 0 | 356 | 1200 | 0 | 465 | 0 | 0 | 0 | 0 | 0 | 0 | 0 | 0 | 0
2040-04-14 | 19 | 13.52 | -17523 | -395 | -1523 | 0 | 288 | 1250 | 4037 | 0 | 220 | 1506 | 53 | 160 | 1273 | 3288 | 3547 | 0 | 120 | 334 | 219 | 1107 | 0 | 374 | 1200 | 0 | 465 | 0 | 0 | 0 | 0 | 0 | 0 | 0 | 0 | 0
2040-04-14 | 20 | 13.52 | -17173 | -485 | -1418 | 0 | 109 | 538 | 4227 | 0 | 220 | 1181 | 53 | 160 | 1273 | 3288 | 4494 | 0 | 149 | 24 | 219 | 1107 | 0 | 369 | 1200 | 0 | 465 | 0 | 0 | 0 | 0 | 0 | 0 | 0 | 0 | 0
2040-04-14 | 21 | 10 | -16077 | -521 | -1339 | 0 | 0 | 0 | 3937 | 0 | 220 | 1050 | 53 | 160 | 1001 | 3288 | 4835 | 0 | 182 | 0 | 218 | 1106 | 0 | 222 | 1200 | 0 | 465 | 0 | 0 | 0 | 0 | 0 | 0 | 162 | 0 | 0
2040-04-14 | 22 | 5 | -14741 | -521 | -1208 | 0 | 0 | 0 | 3059 | 0 | 220 | 862 | 53 | 160 | 1001 | 3288 | 4837 | 0 | 220 | 0 | 219 | 886 | 0 | 0 | 1200 | 0 | 465 | 0 | 0 | 0 | 0 | 218 | 0 | 398 | 0 | 0
2040-04-14 | 23 | 5 | -13610 | -553 | -1208 | 0 | 0 | 0 | 2124 | 0 | 220 | 750 | 53 | 160 | 833 | 3288 | 4837 | 0 | 283 | 0 | 219 | 938 | 0 | 0 | 1200 | 0 | 465 | 0 | 0 | 0 | 0 | 168 | 0 | 403 | 0 | 0
2040-04-14 | 24 | 5 | -12850 | -553 | -1103 | 0 | 0 | 0 | 1252 | 0 | 220 | 750 | 53 | 160 | 833 | 3288 | 4846 | 0 | 363 | 0 | 218 | 857 | 0 | 0 | 1200 | 0 | 465 | 0 | 0 | 0 | 0 | 249 | 0 | 364 | 0 | 0
2040-04-15 | 1 | 27.48 | -12474 | -553 | -972 | 0 | -65 | -1133 | 528 | 0 | 220 | 750 | 53 | 319 | 1132 | 3288 | 4861 | 0 | 429 | 0 | 213 | 1106 | 0 | 631 | 1200 | 0 | 465 | 0 | 0 | 0 | 0 | 0 | 0 | 0 | 0 | 0
2040-04-15 | 2 | 27.48 | -12327 | -553 | -840 | 0 | 0 | -735 | 528 | 0 | 220 | 750 | 53 | 335 | 295 | 3288 | 4839 | 0 | 559 | 0 | 203 | 1100 | 0 | 620 | 1200 | 0 | 465 | 0 | 0 | 0 | 0 | 0 | 0 | 0 | 0 | 0
2040-04-15 | 3 | 27.48 | -12375 | -553 | -762 | 0 | 0 | -10 | 528 | 0 | 220 | 750 | 53 | 341 | 259 | 3288 | 4109 | 0 | 639 | 0 | 200 | 1098 | 0 | 548 | 1200 | 0 | 465 | 0 | 0 | 0 | 0 | 0 | 0 | 0 | 0 | 0
2040-04-15 | 4 | 27.48 | -12873 | -589 | -683 | 0 | 0 | -16 | 528 | 0 | 220 | 750 | 53 | 341 | 160 | 3288 | 4853 | 0 | 705 | 0 | 200 | 1103 | 0 | 294 | 1200 | 0 | 465 | 0 | 0 | 0 | 0 | 0 | 0 | 0 | 0 | 0
2040-04-15 | 5 | 37.13 | -14104 | -521 | -683 | 0 | 0 | 273 | 528 | 0 | 220 | 1062 | 53 | 341 | 724 | 3288 | 4828 | 0 | 735 | 0 | 209 | 1098 | 0 | 284 | 1200 | 0 | 465 | 0 | 0 | 0 | 0 | 0 | 0 | 0 | 0 | 0
2040-04-15 | 6 | 37.13 | -16064 | -521 | -709 | 0 | 0 | 627 | 528 | 0 | 220 | 1453 | 53 | 341 | 1938 | 3288 | 4853 | 0 | 728 | 0 | 217 | 1106 | 0 | 276 | 1200 | 0 | 465 | 0 | 0 | 0 | 0 | 0 | 0 | 0 | 0 | 0
2040-04-15 | 7 | 37.13 | -17426 | -485 | -788 | 0 | 28 | 502 | 1770 | 0 | 220 | 1506 | 53 | 341 | 2161 | 3288 | 4852 | 0 | 690 | 38 | 217 | 1112 | 0 | 256 | 1200 | 0 | 465 | 0 | 0 | 0 | 0 | 0 | 0 | 0 | 0 | 0
2040-04-15 | 8 | 36.7 | -18103 | -485 | -919 | 0 | 28 | 0 | 2732 | 0 | 220 | 1453 | 53 | 325 | 2436 | 3288 | 4852 | 0 | 600 | 270 | 219 | 1100 | 0 | 265 | 1200 | 0 | 465 | 0 | 0 | 0 | 0 | 0 | 0 | 0 | 0 | 0
2040-04-15 | 9 | 7.4 | -18542 | -589 | -1103 | 0 | 0 | -1442 | 3345 | 0 | 0 | 750 | 53 | 166 | 2136 | 3288 | 4854 | 0 | 484 | 3612 | 219 | 1104 | 0 | 0 | 1200 | 0 | 465 | 0 | 0 | 0 | 0 | 0 | 0 | 287 | 0 | 0
2040-04-15 | 10 | 3.02 | -19218 | -553 | -1313 | 0 | -210 | -1859 | 3741 | 0 | 0 | 750 | 53 | 160 | 1806 | 3288 | 4854 | 0 | 415 | 6422 | 0 | 0 | 0 | 0 | 1200 | 0 | 465 | 0 | 0 | 0 | 219 | 1107 | 0 | 295 | 0 | 0
2040-04-15 | 11 | 0.23 | -19361 | -553 | -1182 | -839 | -610 | -1859 | 4100 | 0 | 0 | 727 | 53 | 160 | 1638 | 3288 | 4851 | 0 | 361 | 8760 | 0 | 0 | 0 | 0 | 0 | 0 | 465 | 0 | 0 | 0 | 219 | 1107 | 0 | 290 | 1200 | 0
2040-04-15 | 12 | 7.4 | -19315 | -485 | -1313 | 0 | 0 | -1003 | 4222 | 0 | 0 | 750 | 53 | 160 | 1708 | 3288 | 4849 | 0 | 378 | 3718 | 219 | 1106 | 0 | 0 | 1200 | 0 | 465 | 0 | 0 | 0 | 0 | 0 | 0 | 297 | 0 | 0
2040-04-15 | 13 | 5 | -19310 | -427 | -1418 | 0 | 0 | -1859 | 4217 | 0 | 0 | 750 | 53 | 160 | 1658 | 3288 | 4843 | 0 | 389 | 5779 | 212 | 0 | 0 | 0 | 1200 | 0 | 465 | 0 | 0 | 0 | 6 | 1106 | 0 | 297 | 0 | 0
2040-04-15 | 14 | 5 | -18902 | -395 | -1471 | 0 | 0 | -1859 | 4227 | 0 | 0 | 750 | 53 | 160 | 1208 | 3288 | 4843 | 0 | 408 | 5523 | 217 | 284 | 0 | 0 | 1200 | 0 | 465 | 0 | 0 | 0 | 0 | 825 | 0 | 294 | 0 | 0
2040-04-15 | 15 | 7.4 | -18589 | -427 | -1523 | 0 | 0 | -964 | 4011 | 0 | 0 | 750 | 53 | 160 | 1058 | 3288 | 4873 | 0 | 458 | 3857 | 218 | 1112 | 0 | 0 | 1200 | 0 | 465 | 0 | 0 | 0 | 0 | 0 | 0 | 280 | 0 | 0
2040-04-15 | 16 | 10 | -18420 | -485 | -1444 | 0 | 5 | 458 | 3794 | 0 | 0 | 973 | 53 | 160 | 468 | 3288 | 4883 | 0 | 474 | 2516 | 218 | 1110 | 0 | 285 | 1200 | 0 | 465 | 0 | 0 | 0 | 0 | 0 | 0 | 0 | 0 | 0
2040-04-15 | 17 | 10 | -18592 | -589 | -1444 | 0 | 232 | 243 | 3752 | 0 | 0 | 1044 | 53 | 160 | 468 | 3288 | 4890 | 0 | 510 | 2673 | 218 | 1112 | 0 | 316 | 1200 | 0 | 465 | 0 | 0 | 0 | 0 | 0 | 0 | 0 | 0 | 0
2040-04-15 | 18 | 10 | -18483 | -625 | -1471 | 0 | 0 | 1091 | 3915 | 0 | 0 | 1062 | 53 | 160 | 248 | 3288 | 4906 | 0 | 599 | 1904 | 219 | 1110 | 0 | 356 | 1200 | 0 | 465 | 0 | 0 | 0 | 0 | 0 | 0 | 0 | 0 | 0
2040-04-15 | 19 | 10 | -18631 | -705 | -1523 | 306 | 24 | 1549 | 3926 | 0 | 0 | 1367 | 53 | 160 | 516 | 3288 | 4932 | 0 | 635 | 739 | 219 | 1107 | 0 | 374 | 1200 | 0 | 465 | 0 | 0 | 0 | 0 | 0 | 0 | 0 | 0 | 0
2040-04-15 | 20 | 10 | -18384 | -831 | -1418 | 251 | 335 | 1526 | 4048 | 0 | 0 | 1411 | 53 | 160 | 516 | 3288 | 4932 | 0 | 690 | 62 | 219 | 1107 | 0 | 369 | 1200 | 0 | 465 | 0 | 0 | 0 | 0 | 0 | 0 | 0 | 0 | 0
2040-04-15 | 21 | 10 | -17257 | -921 | -1339 | 2 | 0 | 1370 | 3884 | 0 | 0 | 1130 | 53 | 160 | 521 | 3288 | 4912 | 0 | 826 | 0 | 218 | 1106 | 0 | 384 | 1200 | 0 | 465 | 0 | 0 | 0 | 0 | 0 | 0 | 0 | 0 | 0
2040-04-15 | 22 | 10 | -15626 | -966 | -1208 | 42 | 7 | 743 | 3086 | 0 | 0 | 1044 | 53 | 160 | 521 | 3288 | 4912 | 0 | 895 | 0 | 219 | 1104 | 0 | 62 | 1200 | 0 | 465 | 0 | 0 | 0 | 0 | 0 | 0 | 336 | 0 | 0
2040-04-15 | 23 | 10 | -14254 | -1015 | -1208 | 3 | 0 | 642 | 2045 | 0 | 0 | 933 | 53 | 160 | 521 | 3288 | 4912 | 0 | 931 | 0 | 219 | 1106 | 0 | 0 | 1200 | 0 | 465 | 0 | 0 | 0 | 0 | 0 | 0 | 403 | 0 | 0
2040-04-15 | 24 | 10 | -13619 | -1015 | -1103 | 118 | 102 | 404 | 1089 | 0 | 0 | 1015 | 53 | 160 | 620 | 3288 | 4926 | 0 | 973 | 0 | 218 | 1106 | 0 | 0 | 1200 | 0 | 465 | 0 | 0 | 0 | 0 | 0 | 0 | 364 | 0 | 0
2040-04-16 | 1 | 10 | -13177 | -1065 | -735 | 0 | 0 | -250 | 528 | 0 | 0 | 922 | 53 | 160 | 760 | 3288 | 4926 | 0 | 974 | 0 | 213 | 1106 | 0 | 631 | 1200 | 0 | 465 | 0 | 0 | 0 | 0 | 0 | 0 | 0 | 0 | 0
2040-04-16 | 2 | 10 | -13019 | -1065 | -657 | 0 | 0 | -229 | 528 | 0 | 0 | 842 | 53 | 160 | 588 | 3288 | 4933 | 0 | 989 | 0 | 203 | 1100 | 0 | 620 | 1200 | 0 | 465 | 0 | 0 | 0 | 0 | 0 | 0 | 0 | 0 | 0
2040-04-16 | 3 | 10 | -13027 | -1114 | -578 | 0 | 0 | -117 | 528 | 0 | 0 | 838 | 53 | 160 | 588 | 3288 | 4933 | 0 | 1005 | 0 | 200 | 1098 | 0 | 480 | 1200 | 0 | 465 | 0 | 0 | 0 | 0 | 0 | 0 | 68 | 0 | 0
2040-04-16 | 4 | 13.52 | -13520 | -1114 | -551 | 0 | 0 | 6 | 528 | 0 | 0 | 984 | 53 | 160 | 964 | 3288 | 4931 | 0 | 1009 | 0 | 200 | 1103 | 0 | 294 | 1200 | 0 | 465 | 0 | 0 | 0 | 0 | 0 | 0 | 0 | 0 | 0
2040-04-16 | 5 | 10 | -14935 | -1164 | -525 | 0 | 0 | -231 | 528 | 0 | 0 | 1181 | 53 | 160 | 2754 | 3288 | 4936 | 0 | 982 | 0 | 209 | 1098 | 0 | 0 | 1200 | 0 | 465 | 0 | 0 | 0 | 0 | 0 | 0 | 284 | 0 | 0
2040-04-16 | 6 | 13.52 | -16830 | -1164 | -551 | 0 | 0 | 313 | 1273 | 0 | 0 | 1506 | 53 | 160 | 2779 | 3288 | 4930 | 0 | 978 | 0 | 217 | 1106 | 0 | 276 | 1200 | 0 | 465 | 0 | 0 | 0 | 0 | 0 | 0 | 0 | 0 | 0
2040-04-16 | 7 | 13.52 | -18124 | -1218 | -709 | 0 | 0 | 293 | 2642 | 0 | 0 | 1505 | 53 | 160 | 2711 | 3288 | 4922 | 0 | 985 | 242 | 217 | 1112 | 0 | 256 | 1200 | 0 | 465 | 0 | 0 | 0 | 0 | 0 | 0 | 0 | 0 | 0
2040-04-16 | 8 | 5.1 | -18496 | -1218 | -867 | 0 | 0 | -1123 | 3577 | 0 | 0 | 1062 | 53 | 160 | 2827 | 3288 | 4922 | 0 | 998 | 1839 | 219 | 1100 | 0 | 0 | 1200 | 0 | 456 | 0 | 0 | 0 | 0 | 0 | 0 | 265 | 0 | 0
2040-04-16 | 9 | 2 | -18631 | -1114 | -1050 | 0 | 0 | -1168 | 3852 | 0 | 0 | 750 | 53 | 160 | 2109 | 3288 | 4912 | 0 | 1011 | 4683 | 0 | 0 | 0 | 0 | 732 | 0 | 414 | 0 | 0 | 0 | 219 | 1104 | 0 | 287 | 468 | 0
2040-04-16 | 10 | -30 | -19031 | -1015 | -1234 | 0 | 0 | -1705 | 3984 | 0 | 0 | 397 | 48 | 160 | 1941 | 3288 | 4913 | 0 | 96 | 7879 | 0 | 0 | 0 | 0 | 0 | 0 | 280 | 0 | 874 | 0 | 219 | 1107 | 0 | 295 | 1200 | 0
2040-04-16 | 11 | -40 | -19392 | -921 | -1182 | -908 | -385 | -1859 | 4153 | 0 | 0 | 0 | 48 | 160 | 1941 | 3288 | 4925 | 0 | 0 | 9852 | 0 | 0 | 0 | 0 | 0 | 0 | 280 | 0 | 983 | 0 | 219 | 1107 | 0 | 290 | 1200 | 0
2040-04-16 | 12 | -40 | -19113 | -831 | -1024 | -908 | -610 | -1859 | 4227 | 0 | 0 | 0 | 48 | 160 | 1791 | 3288 | 3005 | 0 | 0 | 11546 | 0 | 0 | 0 | 0 | 0 | 0 | 280 | 1887 | 1551 | 0 | 219 | 1106 | 0 | 297 | 1200 | 0
2040-04-16 | 13 | -40 | -19068 | -705 | -1339 | -908 | -424 | -1859 | 4153 | 0 | 0 | 0 | 48 | 160 | 1066 | 3288 | 3065 | 0 | 0 | 12243 | 0 | 0 | 0 | 0 | 0 | 0 | 280 | 1809 | 1499 | 0 | 218 | 1106 | 0 | 297 | 1200 | 0
2040-04-16 | 14 | -40 | -18838 | -625 | -1313 | -905 | 0 | -1859 | 4053 | 0 | 0 | 0 | 48 | 160 | 898 | 3288 | 2572 | 0 | 0 | 12240 | 0 | 0 | 0 | 0 | 0 | 0 | 280 | 2207 | 2475 | 0 | 217 | 1109 | 0 | 294 | 1200 | 0
2040-04-16 | 15 | -40 | -18042 | -521 | -1182 | -444 | 0 | -1859 | 3752 | 0 | 0 | 0 | 48 | 160 | 573 | 3288 | 2809 | 0 | 0 | 11139 | 0 | 0 | 0 | 0 | 0 | 0 | 280 | 1555 | 1464 | 0 | 218 | 1112 | 0 | 280 | 1200 | 0
2040-04-16 | 16 | -30 | -17577 | -521 | -1549 | 0 | 0 | -1392 | 3456 | 0 | 0 | 0 | 48 | 160 | 440 | 3288 | 3979 | 0 | 0 | 9389 | 0 | 0 | 0 | 0 | 0 | 0 | 280 | 0 | 1031 | 0 | 218 | 1110 | 0 | 285 | 1200 | 0
2040-04-16 | 17 | 2 | -17467 | -485 | -1996 | 0 | 0 | -248 | 3413 | 0 | 0 | 736 | 53 | 160 | 0 | 3288 | 4024 | 0 | 1062 | 6503 | 0 | 0 | 0 | 0 | 542 | 0 | 414 | 0 | 0 | 0 | 218 | 1112 | 0 | 316 | 658 | 0
2040-04-16 | 18 | 10 | -17729 | -454 | -2390 | 0 | 0 | 920 | 3577 | 0 | 0 | 838 | 53 | 160 | 0 | 3288 | 4341 | 0 | 1035 | 3325 | 219 | 1110 | 0 | 49 | 1200 | 0 | 456 | 0 | 0 | 0 | 0 | 0 | 0 | 307 | 0 | 0
2040-04-16 | 19 | 11.89 | -18722 | -521 | -2285 | 734 | 247 | 1723 | 3731 | 0 | 0 | 1539 | 53 | 160 | 348 | 3288 | 4373 | 0 | 1009 | 959 | 219 | 1107 | 0 | 374 | 1200 | 0 | 465 | 0 | 0 | 0 | 0 | 0 | 0 | 0 | 0 | 0
2040-04-16 | 20 | 11.89 | -18743 | -553 | -1602 | 669 | 499 | 1744 | 3979 | 0 | 0 | 1539 | 53 | 160 | 348 | 3288 | 4244 | 0 | 953 | 62 | 219 | 1107 | 0 | 369 | 1200 | 0 | 465 | 0 | 0 | 0 | 0 | 0 | 0 | 0 | 0 | 0
2040-04-16 | 21 | 11.89 | -17734 | -665 | -1471 | 425 | 175 | 1744 | 3963 | 0 | 0 | 1441 | 53 | 160 | 378 | 3288 | 3982 | 0 | 887 | 0 | 218 | 1106 | 0 | 384 | 1200 | 0 | 465 | 0 | 0 | 0 | 0 | 0 | 0 | 0 | 0 | 0
2040-04-16 | 22 | 11.89 | -16181 | -705 | -1234 | 656 | 0 | 1461 | 3176 | 0 | 0 | 1229 | 53 | 160 | 378 | 3288 | 3481 | 0 | 851 | 0 | 219 | 1104 | 0 | 398 | 1200 | 0 | 465 | 0 | 0 | 0 | 0 | 0 | 0 | 0 | 0 | 0
2040-04-16 | 23 | 11.89 | -14743 | -786 | -1024 | 465 | 0 | 1598 | 2077 | 0 | 0 | 1158 | 53 | 160 | 378 | 3288 | 3204 | 0 | 779 | 0 | 219 | 1106 | 0 | 403 | 1200 | 0 | 465 | 0 | 0 | 0 | 0 | 0 | 0 | 0 | 0 | 0
2040-04-16 | 24 | 11.89 | -13824 | -872 | -840 | 554 | 299 | 1858 | 1089 | 0 | 0 | 1274 | 53 | 160 | 809 | 3288 | 2058 | 0 | 741 | 0 | 218 | 1106 | 0 | 364 | 1200 | 0 | 465 | 0 | 0 | 0 | 0 | 0 | 0 | 0 | 0 | 0
2040-04-17 | 1 | 23.45 | -13250 | -872 | -735 | -15 | -311 | -1 | 671 | 0 | 0 | 1367 | 53 | 227 | 3625 | 3288 | 1633 | 0 | 705 | 0 | 213 | 1106 | 0 | 631 | 1200 | 0 | 465 | 0 | 0 | 0 | 0 | 0 | 0 | 0 | 0 | 0
2040-04-17 | 2 | 27.38 | -13057 | -966 | -657 | 0 | 0 | -882 | 528 | 0 | 300 | 1411 | 53 | 335 | 4292 | 3288 | 1083 | 0 | 682 | 0 | 203 | 1100 | 0 | 620 | 1200 | 0 | 465 | 0 | 0 | 0 | 0 | 0 | 0 | 0 | 0 | 0
2040-04-17 | 3 | 27.38 | -13056 | -1015 | -578 | 0 | 0 | -585 | 528 | 0 | 300 | 1411 | 53 | 341 | 4324 | 3288 | 849 | 0 | 628 | 0 | 200 | 1098 | 0 | 548 | 1200 | 0 | 465 | 0 | 0 | 0 | 0 | 0 | 0 | 0 | 0 | 0
2040-04-17 | 4 | 30.45 | -13558 | -1065 | -551 | 0 | 0 | 0 | 528 | 0 | 300 | 1539 | 53 | 341 | 4627 | 3288 | 655 | 0 | 581 | 0 | 200 | 1103 | 0 | 294 | 1200 | 0 | 465 | 0 | 0 | 0 | 0 | 0 | 0 | 0 | 0 | 0
2040-04-17 | 5 | 35.69 | -14832 | -1114 | -525 | 0 | 0 | 0 | 544 | 0 | 300 | 1597 | 53 | 341 | 5670 | 3288 | 869 | 0 | 553 | 0 | 209 | 1098 | 0 | 284 | 1200 | 0 | 465 | 0 | 0 | 0 | 0 | 0 | 0 | 0 | 0 | 0
2040-04-17 | 6 | 37 | -16635 | -1218 | -551 | 0 | 0 | 674 | 1490 | 0 | 300 | 1598 | 53 | 341 | 5984 | 3288 | 919 | 0 | 492 | 0 | 217 | 1106 | 0 | 276 | 1200 | 0 | 465 | 0 | 0 | 0 | 0 | 0 | 0 | 0 | 0 | 0
2040-04-17 | 7 | 37 | -17833 | -1272 | -709 | 13 | 267 | 412 | 2838 | 0 | 300 | 1598 | 53 | 341 | 5896 | 3288 | 863 | 0 | 420 | 274 | 217 | 1112 | 0 | 256 | 1200 | 0 | 465 | 0 | 0 | 0 | 0 | 0 | 0 | 0 | 0 | 0
2040-04-17 | 8 | 29.01 | -18220 | -1218 | -867 | 0 | 0 | 0 | 3688 | 0 | 300 | 1572 | 53 | 325 | 4749 | 3288 | 758 | 0 | 351 | 1970 | 219 | 1100 | 0 | 265 | 1200 | 0 | 465 | 0 | 0 | 0 | 0 | 0 | 0 | 0 | 0 | 0
2040-04-17 | 9 | 17.91 | -18338 | -921 | -1050 | 0 | 0 | -721 | 3857 | 0 | 300 | 1041 | 53 | 166 | 2998 | 3288 | 813 | 0 | 330 | 4909 | 219 | 1104 | 0 | 287 | 1200 | 0 | 465 | 0 | 0 | 0 | 0 | 0 | 0 | 0 | 0 | 0
2040-04-17 | 10 | 5 | -18765 | -786 | -1234 | 0 | 0 | -1853 | 3952 | 0 | 300 | 750 | 53 | 160 | 1987 | 3288 | 918 | 0 | 296 | 8311 | 219 | 740 | 0 | 0 | 1200 | 0 | 465 | 0 | 0 | 0 | 0 | 367 | 0 | 295 | 0 | 0
2040-04-17 | 11 | 2 | -19152 | -665 | -1182 | -520 | -118 | -1859 | 4127 | 0 | 300 | 727 | 53 | 160 | 1502 | 3288 | 709 | 0 | 331 | 10633 | 0 | 0 | 0 | 0 | 1200 | 0 | 465 | 0 | 0 | 0 | 219 | 1107 | 0 | 290 | 0 | 0
2040-04-17 | 12 | 0.12 | -18808 | -589 | -1024 | -908 | -610 | -1859 | 4227 | 0 | 300 | 727 | 53 | 160 | 1398 | 3288 | 582 | 0 | 345 | 12324 | 0 | 0 | 0 | 0 | 0 | 0 | 393 | 0 | 0 | 0 | 219 | 1106 | 0 | 297 | 1200 | 0
2040-04-17 | 13 | 2 | -18782 | -521 | -1339 | -908 | -610 | -1859 | 4143 | 0 | 300 | 727 | 53 | 160 | 620 | 3288 | 438 | 0 | 329 | 12939 | 0 | 0 | 0 | 0 | 558 | 0 | 465 | 0 | 0 | 0 | 218 | 1106 | 0 | 297 | 642 | 0
2040-04-17 | 14 | 2 | -18521 | -454 | -1313 | -908 | -80 | -1859 | 4069 | 0 | 300 | 727 | 53 | 160 | 180 | 3288 | 406 | 0 | 314 | 12899 | 0 | 0 | 0 | 0 | 275 | 0 | 465 | 0 | 0 | 0 | 217 | 1109 | 0 | 294 | 925 | 0
2040-04-17 | 15 | 2 | -17794 | -454 | -1182 | -829 | 0 | -1859 | 3804 | 0 | 300 | 727 | 53 | 160 | 0 | 3288 | 316 | 0 | 293 | 11850 | 0 | 0 | 0 | 0 | 861 | 0 | 465 | 0 | 0 | 0 | 218 | 1112 | 0 | 280 | 339 | 0
2040-04-17 | 16 | 5 | -17211 | -427 | -1549 | 0 | 0 | -1244 | 3530 | 0 | 300 | 727 | 53 | 160 | 0 | 3288 | 355 | 0 | 239 | 9825 | 218 | 71 | 0 | 0 | 1200 | 0 | 465 | 0 | 0 | 0 | 0 | 1039 | 0 | 285 | 0 | 0
2040-04-17 | 17 | 23.36 | -16975 | -427 | -1996 | 0 | 0 | 0 | 3435 | 0 | 300 | 750 | 53 | 188 | 653 | 3288 | 389 | 0 | 214 | 6817 | 218 | 1112 | 0 | 316 | 1200 | 0 | 465 | 0 | 0 | 0 | 0 | 0 | 0 | 0 | 0 | 0
2040-04-17 | 18 | 24.2 | -17212 | -427 | -2390 | 159 | 0 | 973 | 3535 | 0 | 300 | 1274 | 53 | 239 | 2598 | 3288 | 385 | 0 | 174 | 3700 | 219 | 1110 | 0 | 356 | 1200 | 0 | 465 | 0 | 0 | 0 | 0 | 0 | 0 | 0 | 0 | 0
2040-04-17 | 19 | 25.21 | -18260 | -485 | -2285 | 908 | 610 | 1859 | 3672 | 0 | 300 | 1598 | 53 | 341 | 3270 | 3288 | 409 | 0 | 153 | 1202 | 219 | 1107 | 0 | 374 | 1200 | 0 | 465 | 0 | 0 | 0 | 0 | 0 | 0 | 0 | 0 | 0
2040-04-17 | 20 | 31.75 | -18475 | -521 | -1602 | 908 | 610 | 1859 | 3968 | 0 | 300 | 1598 | 53 | 341 | 3649 | 3288 | 447 | 0 | 119 | 97 | 219 | 1107 | 0 | 369 | 1200 | 0 | 465 | 0 | 0 | 0 | 0 | 0 | 0 | 0 | 0 | 0
2040-04-17 | 21 | 24.2 | -17477 | -589 | -1471 | 872 | 0 | 1712 | 4058 | 0 | 300 | 1598 | 53 | 243 | 3440 | 3288 | 498 | 0 | 101 | 0 | 218 | 1106 | 0 | 384 | 1200 | 0 | 465 | 0 | 0 | 0 | 0 | 0 | 0 | 0 | 0 | 0
2040-04-17 | 22 | 24.2 | -15965 | -705 | -1234 | 446 | 0 | 1549 | 3303 | 0 | 300 | 1577 | 53 | 224 | 3110 | 3288 | 555 | 0 | 114 | 0 | 219 | 1104 | 0 | 398 | 1200 | 0 | 465 | 0 | 0 | 0 | 0 | 0 | 0 | 0 | 0 | 0
2040-04-17 | 23 | 24.2 | -14469 | -786 | -1024 | 0 | 0 | 1028 | 2209 | 0 | 300 | 1539 | 53 | 217 | 3550 | 3288 | 583 | 0 | 118 | 0 | 219 | 1106 | 0 | 403 | 1200 | 0 | 465 | 0 | 0 | 0 | 0 | 0 | 0 | 0 | 0 | 0
2040-04-17 | 24 | 24.2 | -13515 | -921 | -840 | 210 | 0 | 724 | 1189 | 0 | 300 | 1539 | 53 | 217 | 3624 | 3288 | 646 | 0 | 134 | 0 | 218 | 1106 | 0 | 364 | 1200 | 0 | 465 | 0 | 0 | 0 | 0 | 0 | 0 | 0 | 0 | 0
2040-04-18 | 1 | 29.15 | -12987 | -1015 | -735 | 0 | 0 | -9 | 528 | 0 | 300 | 1539 | 53 | 319 | 4227 | 3288 | 720 | 0 | 156 | 0 | 213 | 1106 | 0 | 631 | 1200 | 0 | 465 | 0 | 0 | 0 | 0 | 0 | 0 | 0 | 0 | 0
2040-04-18 | 2 | 29.15 | -12797 | -1065 | -657 | 0 | 0 | -72 | 528 | 0 | 300 | 1539 | 53 | 335 | 4199 | 3288 | 589 | 0 | 171 | 0 | 203 | 1100 | 0 | 620 | 1200 | 0 | 465 | 0 | 0 | 0 | 0 | 0 | 0 | 0 | 0 | 0
2040-04-18 | 3 | 29.15 | -12776 | -1114 | -578 | 0 | 0 | -95 | 528 | 0 | 300 | 1539 | 53 | 341 | 4309 | 3288 | 526 | 0 | 167 | 0 | 200 | 1098 | 0 | 548 | 1200 | 0 | 465 | 0 | 0 | 0 | 0 | 0 | 0 | 0 | 0 | 0
2040-04-18 | 4 | 33.53 | -13313 | -1164 | -551 | 0 | 0 | 0 | 528 | 0 | 300 | 1577 | 53 | 341 | 4942 | 3288 | 528 | 0 | 208 | 0 | 200 | 1103 | 0 | 294 | 1200 | 0 | 465 | 0 | 0 | 0 | 0 | 0 | 0 | 0 | 0 | 0
2040-04-18 | 5 | 37.72 | -14697 | -1164 | -525 | 0 | 0 | 0 | 528 | 0 | 300 | 1598 | 53 | 341 | 6187 | 3288 | 606 | 0 | 229 | 0 | 209 | 1098 | 0 | 284 | 1200 | 0 | 465 | 0 | 0 | 0 | 0 | 0 | 0 | 0 | 0 | 0
2040-04-18 | 6 | 39.39 | -16544 | -1114 | -551 | 0 | 0 | 109 | 766 | 0 | 300 | 1598 | 53 | 341 | 7082 | 3288 | 1133 | 0 | 275 | 0 | 217 | 1106 | 0 | 276 | 1200 | 0 | 465 | 0 | 0 | 0 | 0 | 0 | 0 | 0 | 0 | 0
2040-04-18 | 7 | 39.39 | -18132 | -1114 | -709 | 0 | 0 | 22 | 2029 | 0 | 300 | 1598 | 53 | 341 | 7218 | 3288 | 1383 | 0 | 311 | 162 | 217 | 1112 | 0 | 256 | 1200 | 0 | 465 | 0 | 0 | 0 | 0 | 0 | 0 | 0 | 0 | 0
2040-04-18 | 8 | 35.5 | -18961 | -1065 | -867 | 0 | 0 | 0 | 3091 | 0 | 300 | 1598 | 53 | 341 | 5677 | 3288 | 2296 | 0 | 329 | 670 | 219 | 1100 | 0 | 265 | 1200 | 0 | 465 | 0 | 0 | 0 | 0 | 0 | 0 | 0 | 0 | 0
2040-04-18 | 9 | 21.38 | -19314 | -966 | -1050 | 0 | 0 | 0 | 3651 | 0 | 300 | 1577 | 53 | 181 | 4246 | 3288 | 3316 | 0 | 329 | 1114 | 219 | 1104 | 0 | 287 | 1200 | 0 | 465 | 0 | 0 | 0 | 0 | 0 | 0 | 0 | 0 | 0
2040-04-18 | 10 | 17.55 | -19738 | -921 | -1234 | 0 | 0 | 0 | 3947 | 0 | 220 | 1572 | 53 | 166 | 3415 | 3288 | 4168 | 0 | 336 | 1441 | 219 | 1107 | 0 | 295 | 1200 | 0 | 465 | 0 | 0 | 0 | 0 | 0 | 0 | 0 | 0 | 0
2040-04-18 | 11 | 15.82 | -20055 | -872 | -1182 | 0 | 0 | -323 | 4153 | 0 | 220 | 1443 | 53 | 160 | 2881 | 3288 | 4704 | 0 | 412 | 1837 | 219 | 1107 | 0 | 290 | 1200 | 0 | 465 | 0 | 0 | 0 | 0 | 0 | 0 | 0 | 0 | 0
2040-04-18 | 12 | 15.82 | -19725 | -831 | -1024 | 0 | 0 | -388 | 4227 | 0 | 220 | 1158 | 53 | 160 | 2223 | 3288 | 4789 | 0 | 552 | 2011 | 219 | 1106 | 0 | 297 | 1200 | 0 | 465 | 0 | 0 | 0 | 0 | 0 | 0 | 0 | 0 | 0
2040-04-18 | 13 | 15.82 | -19663 | -786 | -1339 | 0 | 0 | -120 | 4169 | 0 | 220 | 1158 | 53 | 160 | 1928 | 3288 | 4884 | 0 | 707 | 2055 | 218 | 1106 | 0 | 297 | 1200 | 0 | 465 | 0 | 0 | 0 | 0 | 0 | 0 | 0 | 0 | 0
2040-04-18 | 14 | 15.82 | -19614 | -786 | -1313 | 0 | 0 | -144 | 4122 | 0 | 220 | 1153 | 53 | 160 | 1902 | 3288 | 4920 | 0 | 813 | 1941 | 217 | 1109 | 0 | 294 | 1200 | 0 | 465 | 0 | 0 | 0 | 0 | 0 | 0 | 0 | 0 | 0
2040-04-18 | 15 | 20.74 | -19093 | -746 | -1182 | 0 | 0 | 0 | 3984 | 0 | 220 | 1130 | 53 | 160 | 1722 | 3288 | 4927 | 0 | 882 | 1379 | 218 | 1112 | 0 | 280 | 1200 | 0 | 465 | 0 | 0 | 0 | 0 | 0 | 0 | 0 | 0 | 0
2040-04-18 | 16 | 21.38 | -18751 | -786 | -1549 | 0 | 0 | 196 | 3900 | 0 | 220 | 1274 | 53 | 160 | 1833 | 3288 | 4930 | 0 | 897 | 1058 | 218 | 1110 | 0 | 285 | 1200 | 0 | 465 | 0 | 0 | 0 | 0 | 0 | 0 | 0 | 0 | 0
2040-04-18 | 17 | 21.38 | -18595 | -831 | -1996 | 0 | 0 | 60 | 3984 | 0 | 220 | 1411 | 53 | 160 | 2241 | 3288 | 4931 | 0 | 886 | 876 | 218 | 1112 | 0 | 316 | 1200 | 0 | 465 | 0 | 0 | 0 | 0 | 0 | 0 | 0 | 0 | 0
2040-04-18 | 18 | 20.74 | -18668 | -831 | -2390 | 0 | 0 | 0 | 4132 | 0 | 220 | 1506 | 53 | 160 | 2664 | 3288 | 4937 | 0 | 846 | 732 | 219 | 1110 | 0 | 356 | 1200 | 0 | 465 | 0 | 0 | 0 | 0 | 0 | 0 | 0 | 0 | 0
2040-04-18 | 19 | 21.38 | -19220 | -831 | -2285 | 0 | 0 | 466 | 4116 | 0 | 220 | 1577 | 53 | 160 | 2922 | 3288 | 4937 | 0 | 831 | 400 | 219 | 1107 | 0 | 374 | 1200 | 0 | 465 | 0 | 0 | 0 | 0 | 0 | 0 | 0 | 0 | 0
2040-04-18 | 20 | 17.55 | -18868 | -831 | -1602 | 0 | 0 | 0 | 4058 | 0 | 220 | 1539 | 53 | 160 | 2820 | 3288 | 4937 | 0 | 823 | 42 | 219 | 1107 | 0 | 369 | 1200 | 0 | 465 | 0 | 0 | 0 | 0 | 0 | 0 | 0 | 0 | 0
2040-04-18 | 21 | 5 | -17835 | -831 | -1471 | 0 | 0 | -118 | 3741 | 0 | 220 | 1402 | 53 | 160 | 2782 | 3288 | 4937 | 0 | 780 | 0 | 218 | 1008 | 0 | 0 | 1200 | 0 | 465 | 0 | 0 | 0 | 0 | 98 | 0 | 384 | 0 | 0
2040-04-18 | 22 | 5 | -16506 | -831 | -1234 | 0 | 0 | 0 | 2933 | 0 | 220 | 1158 | 53 | 160 | 2782 | 3288 | 4921 | 0 | 759 | 0 | 219 | 413 | 0 | 0 | 1200 | 0 | 465 | 0 | 0 | 0 | 0 | 691 | 0 | 398 | 0 | 0
2040-04-18 | 23 | 5 | -15165 | -705 | -1024 | 0 | 0 | 0 | 1886 | 0 | 220 | 1062 | 53 | 160 | 2006 | 3288 | 4899 | 0 | 726 | 0 | 219 | 709 | 0 | 0 | 1200 | 0 | 465 | 0 | 0 | 0 | 0 | 397 | 0 | 403 | 0 | 0
2040-04-18 | 24 | 6.76 | -14237 | -665 | -840 | 0 | 0 | 87 | 904 | 0 | 0 | 1062 | 53 | 160 | 1575 | 3288 | 4899 | 0 | 725 | 0 | 218 | 1106 | 0 | 0 | 1200 | 0 | 465 | 0 | 0 | 0 | 0 | 0 | 0 | 364 | 0 | 0
2040-04-19 | 1 | 10 | -13690 | -625 | -735 | 0 | 0 | -783 | 639 | 0 | 0 | 1020 | 53 | 160 | 1420 | 3288 | 4886 | 0 | 751 | 0 | 213 | 1106 | 0 | 631 | 1200 | 0 | 465 | 0 | 0 | 0 | 0 | 0 | 0 | 0 | 0 | 0
2040-04-19 | 2 | 10 | -13433 | -625 | -657 | 0 | 0 | -343 | 528 | 0 | 0 | 879 | 53 | 160 | 1275 | 3288 | 4886 | 0 | 787 | 0 | 203 | 1100 | 0 | 233 | 1200 | 0 | 465 | 0 | 0 | 0 | 0 | 0 | 0 | 387 | 0 | 0
2040-04-19 | 3 | 10 | -13406 | -589 | -578 | 0 | 0 | -663 | 528 | 0 | 0 | 877 | 53 | 160 | 1271 | 3288 | 4886 | 0 | 802 | 0 | 200 | 1098 | 0 | 407 | 1200 | 0 | 465 | 0 | 0 | 0 | 0 | 0 | 0 | 141 | 0 | 0
2040-04-19 | 4 | 10 | -13744 | -553 | -551 | 0 | 0 | -63 | 528 | 0 | 0 | 927 | 53 | 160 | 1271 | 3288 | 4886 | 0 | 830 | 0 | 200 | 1103 | 0 | 0 | 1200 | 0 | 465 | 0 | 0 | 0 | 0 | 0 | 0 | 294 | 0 | 0
2040-04-19 | 5 | 13.52 | -14902 | -589 | -525 | 0 | 0 | 289 | 528 | 0 | 0 | 1130 | 53 | 160 | 1607 | 3288 | 4885 | 0 | 819 | 0 | 209 | 1098 | 0 | 284 | 1200 | 0 | 465 | 0 | 0 | 0 | 0 | 0 | 0 | 0 | 0 | 0
2040-04-19 | 6 | 13.52 | -16374 | -485 | -551 | 0 | 0 | 470 | 898 | 0 | 0 | 1411 | 53 | 160 | 2187 | 3288 | 4886 | 0 | 793 | 0 | 217 | 1106 | 0 | 276 | 1200 | 0 | 465 | 0 | 0 | 0 | 0 | 0 | 0 | 0 | 0 | 0
2040-04-19 | 7 | 13.52 | -17683 | -454 | -709 | 0 | 0 | 602 | 1945 | 0 | 0 | 1453 | 53 | 160 | 2248 | 3288 | 4902 | 0 | 778 | 165 | 217 | 1112 | 0 | 256 | 1200 | 0 | 465 | 0 | 0 | 0 | 0 | 0 | 0 | 0 | 0 | 0
2040-04-19 | 8 | 13.52 | -18531 | -427 | -867 | 0 | 0 | 9 | 2885 | 0 | 0 | 1269 | 53 | 160 | 2308 | 3288 | 4902 | 0 | 763 | 936 | 219 | 1100 | 0 | 265 | 1200 | 0 | 465 | 0 | 0 | 0 | 0 | 0 | 0 | 0 | 0 | 0
2040-04-19 | 9 | 7.4 | -18990 | -368 | -1050 | 0 | 0 | -109 | 3509 | 0 | 0 | 1062 | 53 | 160 | 1804 | 3288 | 4894 | 0 | 703 | 2057 | 219 | 1104 | 0 | 0 | 1200 | 0 | 465 | 0 | 0 | 0 | 0 | 0 | 0 | 287 | 0 | 0
2040-04-19 | 10 | 7.4 | -19479 | -315 | -1234 | 0 | 0 | -1062 | 3884 | 0 | 0 | 750 | 53 | 160 | 1808 | 3288 | 4902 | 0 | 654 | 3599 | 219 | 1107 | 0 | 0 | 1200 | 0 | 465 | 0 | 0 | 0 | 0 | 0 | 0 | 295 | 0 | 0
2040-04-19 | 11 | 7.4 | -19807 | -247 | -1182 | 0 | 0 | -932 | 4132 | 0 | 0 | 750 | 53 | 160 | 1472 | 3288 | 4896 | 0 | 593 | 3832 | 219 | 1107 | 0 | 0 | 1200 | 0 | 465 | 0 | 0 | 0 | 0 | 0 | 0 | 290 | 0 | 0
2040-04-19 | 12 | 5 | -19437 | -229 | -1024 | 0 | -610 | -1859 | 4227 | 0 | 0 | 736 | 53 | 160 | 1035 | 3288 | 4896 | 0 | 559 | 5575 | 219 | 747 | 0 | 0 | 1200 | 0 | 465 | 0 | 0 | 0 | 0 | 359 | 0 | 297 | 0 | 0
2040-04-19 | 13 | 5 | -19479 | -193 | -1339 | 0 | -196 | -1859 | 4148 | 0 | 0 | 736 | 53 | 160 | 1035 | 3288 | 4896 | 0 | 502 | 6367 | 218 | 0 | 0 | 0 | 1200 | 0 | 465 | 0 | 0 | 0 | 0 | 1106 | 0 | 297 | 0 | 0
2040-04-19 | 14 | 5 | -19414 | -162 | -1313 | 0 | -8 | -1859 | 4148 | 0 | 0 | 736 | 53 | 160 | 455 | 3288 | 4904 | 0 | 474 | 6427 | 217 | 229 | 0 | 0 | 1200 | 0 | 465 | 0 | 0 | 0 | 0 | 880 | 0 | 294 | 0 | 0
2040-04-19 | 15 | 5 | -18848 | -144 | -1182 | 0 | 0 | -1859 | 4005 | 0 | 0 | 750 | 53 | 160 | 445 | 3288 | 4904 | 0 | 428 | 5120 | 218 | 996 | 0 | 0 | 1200 | 0 | 465 | 0 | 0 | 0 | 0 | 116 | 0 | 280 | 0 | 0
2040-04-19 | 16 | 7.4 | -18322 | -144 | -1549 | 0 | 0 | -1231 | 3857 | 0 | 0 | 750 | 53 | 160 | 445 | 3288 | 4904 | 0 | 389 | 4407 | 218 | 1110 | 0 | 0 | 1200 | 0 | 465 | 0 | 0 | 0 | 0 | 0 | 0 | 285 | 0 | 0
2040-04-19 | 17 | 7.4 | -17905 | -144 | -1996 | 0 | 0 | -50 | 3799 | 0 | 0 | 750 | 53 | 160 | 445 | 3288 | 4911 | 0 | 367 | 3328 | 218 | 1112 | 0 | 0 | 1200 | 0 | 465 | 0 | 0 | 0 | 0 | 0 | 0 | 316 | 0 | 0
2040-04-19 | 18 | 10 | -17772 | -175 | -2390 | 0 | 0 | 845 | 3799 | 0 | 0 | 1112 | 53 | 160 | 851 | 3288 | 4916 | 0 | 351 | 1610 | 219 | 1110 | 0 | 356 | 1200 | 0 | 465 | 0 | 0 | 0 | 0 | 0 | 0 | 0 | 0 | 0
2040-04-19 | 19 | 12.3 | -18495 | -193 | -2285 | 0 | 344 | 1844 | 3662 | 0 | 0 | 1539 | 53 | 160 | 851 | 3288 | 4916 | 0 | 374 | 576 | 219 | 1107 | 0 | 374 | 1200 | 0 | 465 | 0 | 0 | 0 | 0 | 0 | 0 | 0 | 0 | 0
2040-04-19 | 20 | 12.3 | -18410 | -247 | -1602 | 0 | 277 | 1859 | 3752 | 0 | 0 | 1453 | 53 | 160 | 701 | 3288 | 4923 | 0 | 379 | 54 | 219 | 1107 | 0 | 369 | 1200 | 0 | 465 | 0 | 0 | 0 | 0 | 0 | 0 | 0 | 0 | 0
2040-04-19 | 21 | 10 | -17604 | -270 | -1471 | 0 | 0 | 1596 | 3614 | 0 | 0 | 1294 | 53 | 160 | 711 | 3288 | 4894 | 0 | 359 | 0 | 218 | 1106 | 0 | 384 | 1200 | 0 | 465 | 0 | 0 | 0 | 0 | 0 | 0 | 0 | 0 | 0
2040-04-19 | 22 | 10 | -16450 | -292 | -1234 | 0 | 0 | 1065 | 2943 | 0 | 0 | 1130 | 53 | 160 | 711 | 3288 | 4872 | 0 | 367 | 0 | 219 | 1104 | 0 | 398 | 1200 | 0 | 465 | 0 | 0 | 0 | 0 | 0 | 0 | 0 | 0 | 0
2040-04-19 | 23 | 10 | -15254 | -292 | -1024 | 0 | 0 | 629 | 2045 | 0 | 0 | 1062 | 53 | 160 | 711 | 3288 | 4872 | 0 | 356 | 0 | 219 | 1106 | 0 | 403 | 1200 | 0 | 465 | 0 | 0 | 0 | 0 | 0 | 0 | 0 | 0 | 0
2040-04-19 | 24 | 10 | -14239 | -292 | -840 | 0 | 78 | 168 | 1141 | 0 | 0 | 1050 | 53 | 160 | 910 | 3288 | 4872 | 0 | 365 | 0 | 218 | 1106 | 0 | 295 | 1200 | 0 | 465 | 0 | 0 | 0 | 0 | 0 | 0 | 69 | 0 | 0
2040-04-20 | 1 | 10 | -13644 | -292 | -735 | 0 | 0 | -818 | 645 | 0 | 0 | 976 | 53 | 160 | 1520 | 3288 | 4850 | 0 | 382 | 0 | 213 | 1106 | 0 | 631 | 1200 | 0 | 465 | 0 | 0 | 0 | 0 | 0 | 0 | 0 | 0 | 0
2040-04-20 | 2 | 10 | -13321 | -292 | -657 | 0 | 0 | -830 | 528 | 0 | 0 | 877 | 53 | 160 | 1352 | 3288 | 4853 | 0 | 400 | 0 | 203 | 1100 | 0 | 620 | 1200 | 0 | 465 | 0 | 0 | 0 | 0 | 0 | 0 | 0 | 0 | 0
2040-04-20 | 3 | 10 | -13141 | -292 | -578 | 0 | 0 | -901 | 528 | 0 | 0 | 750 | 53 | 160 | 1348 | 3288 | 4861 | 0 | 413 | 0 | 200 | 1098 | 0 | 548 | 1200 | 0 | 465 | 0 | 0 | 0 | 0 | 0 | 0 | 0 | 0 | 0
2040-04-20 | 4 | 10 | -13146 | -292 | -551 | 0 | 0 | -541 | 528 | 0 | 0 | 750 | 53 | 160 | 1203 | 3288 | 4869 | 0 | 417 | 0 | 200 | 1103 | 0 | 294 | 1200 | 0 | 465 | 0 | 0 | 0 | 0 | 0 | 0 | 0 | 0 | 0
2040-04-20 | 5 | 10 | -13531 | -341 | -525 | 0 | 0 | -252 | 528 | 0 | 0 | 909 | 53 | 160 | 1193 | 3288 | 4855 | 0 | 408 | 0 | 209 | 1098 | 0 | 284 | 1200 | 0 | 465 | 0 | 0 | 0 | 0 | 0 | 0 | 0 | 0 | 0
2040-04-20 | 6 | 10 | -14181 | -341 | -551 | 0 | 0 | -175 | 528 | 0 | 0 | 1062 | 53 | 160 | 1633 | 3288 | 4855 | 0 | 405 | 0 | 217 | 1106 | 0 | 276 | 1200 | 0 | 465 | 0 | 0 | 0 | 0 | 0 | 0 | 0 | 0 | 0
2040-04-20 | 7 | 13.52 | -15315 | -341 | -709 | 0 | 0 | 355 | 650 | 0 | 220 | 1229 | 53 | 160 | 1766 | 3288 | 4883 | 0 | 417 | 94 | 217 | 1112 | 0 | 256 | 1200 | 0 | 465 | 0 | 0 | 0 | 0 | 0 | 0 | 0 | 0 | 0
2040-04-20 | 8 | 13.52 | -16693 | -341 | -867 | 0 | 0 | 457 | 1522 | 0 | 220 | 1367 | 53 | 160 | 1934 | 3288 | 4889 | 0 | 404 | 359 | 219 | 1100 | 0 | 265 | 1200 | 0 | 465 | 0 | 0 | 0 | 0 | 0 | 0 | 0 | 0 | 0
2040-04-20 | 9 | 13.52 | -17789 | -315 | -1050 | 0 | 0 | 323 | 2552 | 0 | 220 | 1367 | 53 | 160 | 1934 | 3288 | 4897 | 0 | 373 | 712 | 219 | 1104 | 0 | 287 | 1200 | 0 | 465 | 0 | 0 | 0 | 0 | 0 | 0 | 0 | 0 | 0
2040-04-20 | 10 | 13.52 | -18663 | -341 | -1234 | 0 | 0 | 120 | 3419 | 0 | 220 | 1334 | 53 | 160 | 2083 | 3288 | 4889 | 0 | 368 | 1019 | 219 | 1107 | 0 | 295 | 1200 | 0 | 465 | 0 | 0 | 0 | 0 | 0 | 0 | 0 | 0 | 0
2040-04-20 | 11 | 11.89 | -19255 | -315 | -1182 | 0 | 0 | 0 | 3952 | 0 | 220 | 1158 | 53 | 160 | 1959 | 3288 | 4889 | 0 | 334 | 1457 | 219 | 1107 | 0 | 290 | 1200 | 0 | 465 | 0 | 0 | 0 | 0 | 0 | 0 | 0 | 0 | 0
2040-04-20 | 12 | 10 | -18992 | -292 | -1024 | 0 | 0 | -255 | 4227 | 0 | 220 | 1062 | 53 | 160 | 1429 | 3288 | 4881 | 0 | 339 | 1618 | 219 | 1106 | 0 | 297 | 1200 | 0 | 465 | 0 | 0 | 0 | 0 | 0 | 0 | 0 | 0 | 0
2040-04-20 | 13 | 10 | -18794 | -270 | -1339 | 0 | 0 | -483 | 4222 | 0 | 220 | 997 | 53 | 160 | 1429 | 3288 | 4889 | 0 | 363 | 2134 | 218 | 1106 | 0 | 141 | 1200 | 0 | 465 | 0 | 0 | 0 | 0 | 0 | 0 | 156 | 0 | 0
2040-04-20 | 14 | 10 | -18641 | -247 | -1313 | 0 | 0 | -364 | 4063 | 0 | 220 | 784 | 53 | 160 | 1116 | 3288 | 4889 | 0 | 345 | 2655 | 217 | 1109 | 0 | 0 | 1200 | 0 | 465 | 0 | 0 | 0 | 0 | 0 | 0 | 294 | 0 | 0
2040-04-20 | 15 | 10 | -18042 | -247 | -1182 | 0 | 0 | -339 | 3873 | 0 | 220 | 750 | 53 | 160 | 733 | 3288 | 4889 | 0 | 315 | 2535 | 218 | 1112 | 0 | 0 | 1200 | 0 | 465 | 0 | 0 | 0 | 0 | 0 | 0 | 280 | 0 | 0
2040-04-20 | 16 | 10 | -17675 | -270 | -1549 | 0 | 0 | -187 | 3720 | 0 | 220 | 750 | 53 | 160 | 733 | 3288 | 4911 | 0 | 302 | 2552 | 218 | 1110 | 0 | 0 | 1200 | 0 | 465 | 0 | 0 | 0 | 0 | 0 | 0 | 285 | 0 | 0
2040-04-20 | 17 | 13.52 | -17425 | -270 | -1996 | 0 | 0 | 205 | 3767 | 0 | 220 | 1062 | 53 | 160 | 944 | 3288 | 4911 | 0 | 302 | 1466 | 218 | 1112 | 0 | 316 | 1200 | 0 | 465 | 0 | 0 | 0 | 0 | 0 | 0 | 0 | 0 | 0
2040-04-20 | 18 | 13.52 | -17409 | -270 | -2390 | 0 | 0 | 566 | 3857 | 0 | 220 | 1229 | 53 | 160 | 1439 | 3288 | 4913 | 0 | 335 | 657 | 219 | 1110 | 0 | 356 | 1200 | 0 | 465 | 0 | 0 | 0 | 0 | 0 | 0 | 0 | 0 | 0
2040-04-20 | 19 | 13.52 | -18126 | -315 | -2285 | 0 | 0 | 1298 | 3815 | 0 | 220 | 1506 | 53 | 160 | 1439 | 3288 | 4912 | 0 | 361 | 308 | 219 | 1107 | 0 | 374 | 1200 | 0 | 465 | 0 | 0 | 0 | 0 | 0 | 0 | 0 | 0 | 0
2040-04-20 | 20 | 13.52 | -17993 | -341 | -1602 | 0 | 0 | 485 | 3884 | 0 | 220 | 1367 | 53 | 160 | 1752 | 3288 | 4909 | 0 | 408 | 50 | 219 | 1107 | 0 | 369 | 1200 | 0 | 465 | 0 | 0 | 0 | 0 | 0 | 0 | 0 | 0 | 0
2040-04-20 | 21 | 10 | -17320 | -368 | -1471 | 0 | 0 | 0 | 3709 | 0 | 220 | 1158 | 53 | 160 | 1951 | 3288 | 4890 | 0 | 473 | 0 | 218 | 1106 | 0 | 267 | 1200 | 0 | 465 | 0 | 0 | 0 | 0 | 0 | 0 | 117 | 0 | 0
2040-04-20 | 22 | 10 | -16194 | -368 | -1234 | 0 | 0 | 0 | 3096 | 0 | 220 | 1062 | 53 | 160 | 1501 | 3288 | 4875 | 0 | 496 | 0 | 219 | 1104 | 0 | 56 | 1200 | 0 | 465 | 0 | 0 | 0 | 0 | 0 | 0 | 342 | 0 | 0
2040-04-20 | 23 | 5 | -14906 | -395 | -1024 | 0 | 0 | 0 | 2214 | 0 | 220 | 973 | 53 | 160 | 1356 | 3288 | 4872 | 0 | 505 | 0 | 219 | 801 | 0 | 0 | 1200 | 0 | 465 | 0 | 0 | 0 | 0 | 305 | 0 | 403 | 0 | 0
2040-04-20 | 24 | 5 | -13669 | -427 | -840 | 0 | 0 | 0 | 1252 | 0 | 220 | 813 | 53 | 160 | 1352 | 3288 | 4879 | 0 | 516 | 0 | 218 | 519 | 0 | 0 | 1200 | 0 | 465 | 0 | 0 | 0 | 0 | 587 | 0 | 364 | 0 | 0
2040-04-21 | 1 | 17.29 | -13037 | -454 | -972 | 0 | -118 | -1439 | 1194 | 0 | 220 | 750 | 53 | 160 | 1352 | 3288 | 4852 | 0 | 535 | 0 | 213 | 1106 | 0 | 631 | 1200 | 0 | 465 | 0 | 0 | 0 | 0 | 0 | 0 | 0 | 0 | 0
2040-04-21 | 2 | 17.29 | -12652 | -454 | -840 | 0 | 0 | -1185 | 661 | 0 | 220 | 750 | 53 | 160 | 1039 | 3288 | 4849 | 0 | 524 | 0 | 203 | 1100 | 0 | 620 | 1200 | 0 | 465 | 0 | 0 | 0 | 0 | 0 | 0 | 0 | 0 | 0
2040-04-21 | 3 | 17.29 | -12428 | -454 | -762 | 0 | 0 | -1078 | 528 | 0 | 220 | 750 | 53 | 160 | 879 | 3288 | 4816 | 0 | 516 | 0 | 200 | 1098 | 0 | 548 | 1200 | 0 | 465 | 0 | 0 | 0 | 0 | 0 | 0 | 0 | 0 | 0
2040-04-21 | 4 | 17.29 | -12376 | -521 | -683 | 0 | 0 | -610 | 528 | 0 | 220 | 750 | 53 | 160 | 635 | 3288 | 4819 | 0 | 474 | 0 | 200 | 1103 | 0 | 294 | 1200 | 0 | 465 | 0 | 0 | 0 | 0 | 0 | 0 | 0 | 0 | 0
2040-04-21 | 5 | 17.29 | -12652 | -553 | -683 | 0 | 0 | -41 | 528 | 0 | 220 | 750 | 53 | 160 | 490 | 3288 | 4727 | 0 | 455 | 0 | 209 | 1098 | 0 | 284 | 1200 | 0 | 465 | 0 | 0 | 0 | 0 | 0 | 0 | 0 | 0 | 0
2040-04-21 | 6 | 23.37 | -13178 | -553 | -709 | 0 | 0 | 434 | 528 | 0 | 220 | 1050 | 53 | 205 | 497 | 3288 | 4518 | 0 | 383 | 0 | 217 | 1106 | 0 | 276 | 1200 | 0 | 465 | 0 | 0 | 0 | 0 | 0 | 0 | 0 | 0 | 0
2040-04-21 | 7 | 23.37 | -14226 | -553 | -788 | 0 | 0 | 513 | 819 | 0 | 220 | 1130 | 53 | 205 | 1339 | 3288 | 4250 | 0 | 344 | 154 | 217 | 1112 | 0 | 256 | 1200 | 0 | 465 | 0 | 0 | 0 | 0 | 0 | 0 | 0 | 0 | 0
2040-04-21 | 8 | 23.37 | -15576 | -553 | -919 | 0 | 0 | 430 | 1670 | 0 | 220 | 1411 | 53 | 205 | 1942 | 3288 | 3578 | 0 | 315 | 685 | 219 | 1100 | 0 | 265 | 1200 | 0 | 465 | 0 | 0 | 0 | 0 | 0 | 0 | 0 | 0 | 0
2040-04-21 | 9 | 23.37 | -16607 | -521 | -1103 | 0 | 0 | 333 | 2748 | 0 | 220 | 1453 | 53 | 205 | 2292 | 3288 | 2853 | 0 | 297 | 1214 | 219 | 1104 | 0 | 287 | 1200 | 0 | 465 | 0 | 0 | 0 | 0 | 0 | 0 | 0 | 0 | 0
2040-04-21 | 10 | 23.37 | -17412 | -485 | -1313 | 0 | 0 | 275 | 3598 | 0 | 220 | 1411 | 53 | 205 | 2597 | 3288 | 2054 | 0 | 250 | 1972 | 219 | 1107 | 0 | 295 | 1200 | 0 | 465 | 0 | 0 | 0 | 0 | 0 | 0 | 0 | 0 | 0
2040-04-21 | 11 | 20.74 | -17567 | -454 | -1182 | 0 | 0 | 0 | 4058 | 0 | 220 | 1105 | 53 | 160 | 2605 | 3288 | 1345 | 0 | 222 | 2865 | 219 | 1107 | 0 | 290 | 1200 | 0 | 465 | 0 | 0 | 0 | 0 | 0 | 0 | 0 | 0 | 0
2040-04-21 | 12 | 17.29 | -17433 | -427 | -1313 | 0 | 0 | -478 | 4227 | 0 | 220 | 877 | 53 | 160 | 2554 | 3288 | 859 | 0 | 192 | 3934 | 219 | 1106 | 0 | 297 | 1200 | 0 | 465 | 0 | 0 | 0 | 0 | 0 | 0 | 0 | 0 | 0
2040-04-21 | 13 | 17.29 | -16889 | -395 | -1418 | 0 | 0 | -1179 | 4174 | 0 | 220 | 750 | 53 | 160 | 2554 | 3288 | 784 | 0 | 156 | 4457 | 218 | 1106 | 0 | 297 | 1200 | 0 | 465 | 0 | 0 | 0 | 0 | 0 | 0 | 0 | 0 | 0
2040-04-21 | 14 | 17.29 | -16288 | -395 | -1471 | 0 | 0 | -1258 | 3815 | 0 | 220 | 750 | 53 | 160 | 2554 | 3288 | 900 | 0 | 154 | 4233 | 217 | 1109 | 0 | 294 | 1200 | 0 | 465 | 0 | 0 | 0 | 0 | 0 | 0 | 0 | 0 | 0
2040-04-21 | 15 | 17.29 | -16077 | -395 | -1523 | 0 | 0 | -1439 | 3419 | 0 | 220 | 750 | 53 | 160 | 2386 | 3288 | 862 | 0 | 157 | 4865 | 218 | 1112 | 0 | 280 | 1200 | 0 | 465 | 0 | 0 | 0 | 0 | 0 | 0 | 0 | 0 | 0
2040-04-21 | 16 | 17.29 | -16029 | -368 | -1444 | 0 | 0 | -680 | 3202 | 0 | 220 | 750 | 53 | 160 | 2096 | 3288 | 783 | 0 | 145 | 4547 | 218 | 1110 | 0 | 285 | 1200 | 0 | 465 | 0 | 0 | 0 | 0 | 0 | 0 | 0 | 0 | 0
2040-04-21 | 17 | 23.29 | -16127 | -368 | -1444 | 0 | 0 | 0 | 3170 | 0 | 220 | 877 | 53 | 171 | 2334 | 3288 | 690 | 0 | 145 | 3680 | 218 | 1112 | 0 | 316 | 1200 | 0 | 465 | 0 | 0 | 0 | 0 | 0 | 0 | 0 | 0 | 0
2040-04-21 | 18 | 23.37 | -16294 | -341 | -1471 | 0 | 0 | 444 | 3244 | 0 | 300 | 1158 | 53 | 205 | 2990 | 3288 | 613 | 0 | 141 | 2320 | 219 | 1110 | 0 | 356 | 1200 | 0 | 465 | 0 | 0 | 0 | 0 | 0 | 0 | 0 | 0 | 0
2040-04-21 | 19 | 23.37 | -16956 | -341 | -1523 | 0 | 0 | 1480 | 3398 | 0 | 300 | 1577 | 53 | 219 | 3634 | 3288 | 523 | 0 | 112 | 872 | 219 | 1107 | 0 | 374 | 1200 | 0 | 465 | 0 | 0 | 0 | 0 | 0 | 0 | 0 | 0 | 0
2040-04-21 | 20 | 26.59 | -17393 | -368 | -1418 | 0 | 101 | 1859 | 3826 | 0 | 300 | 1597 | 53 | 335 | 3827 | 3288 | 448 | 0 | 118 | 68 | 219 | 1107 | 0 | 369 | 1200 | 0 | 465 | 0 | 0 | 0 | 0 | 0 | 0 | 0 | 0 | 0
2040-04-21 | 21 | 23.37 | -16464 | -454 | -1339 | 0 | 0 | 1088 | 4143 | 0 | 300 | 1572 | 53 | 213 | 3929 | 3288 | 148 | 0 | 150 | 0 | 218 | 1106 | 0 | 384 | 1200 | 0 | 465 | 0 | 0 | 0 | 0 | 0 | 0 | 0 | 0 | 0
2040-04-21 | 22 | 23.37 | -14962 | -485 | -1208 | 0 | 0 | 82 | 3387 | 0 | 300 | 1453 | 53 | 198 | 4219 | 3288 | 117 | 0 | 172 | 0 | 219 | 1104 | 0 | 398 | 1200 | 0 | 465 | 0 | 0 | 0 | 0 | 0 | 0 | 0 | 0 | 0
2040-04-21 | 23 | 22.28 | -13607 | -553 | -1208 | 0 | 0 | 0 | 2351 | 0 | 300 | 1411 | 53 | 169 | 4153 | 3288 | 73 | 0 | 176 | 0 | 219 | 1106 | 0 | 403 | 1200 | 0 | 465 | 0 | 0 | 0 | 0 | 0 | 0 | 0 | 0 | 0
2040-04-21 | 24 | 23.37 | -12729 | -625 | -1103 | 0 | 0 | 10 | 1363 | 0 | 300 | 1411 | 53 | 198 | 4236 | 3288 | 79 | 0 | 164 | 0 | 218 | 1106 | 0 | 364 | 1200 | 0 | 465 | 0 | 0 | 0 | 0 | 0 | 0 | 0 | 0 | 0
2040-04-22 | 1 | 29.15 | -12275 | -665 | -972 | 0 | 0 | -483 | 528 | 0 | 300 | 1453 | 53 | 319 | 4520 | 3288 | 154 | 0 | 163 | 0 | 213 | 1106 | 0 | 631 | 1200 | 0 | 465 | 0 | 0 | 0 | 0 | 0 | 0 | 0 | 0 | 0
2040-04-22 | 2 | 29.15 | -12100 | -705 | -840 | 0 | 0 | -627 | 528 | 0 | 300 | 1411 | 53 | 335 | 4366 | 3288 | 236 | 0 | 168 | 0 | 203 | 1100 | 0 | 620 | 1200 | 0 | 465 | 0 | 0 | 0 | 0 | 0 | 0 | 0 | 0 | 0
2040-04-22 | 3 | 29.15 | -12198 | -705 | -762 | 0 | 0 | -503 | 528 | 0 | 300 | 1367 | 53 | 341 | 4196 | 3288 | 378 | 0 | 205 | 0 | 200 | 1098 | 0 | 548 | 1200 | 0 | 465 | 0 | 0 | 0 | 0 | 0 | 0 | 0 | 0 | 0
2040-04-22 | 4 | 29.15 | -12675 | -705 | -683 | 0 | 0 | -185 | 528 | 0 | 300 | 1411 | 53 | 341 | 4331 | 3288 | 513 | 0 | 220 | 0 | 200 | 1103 | 0 | 294 | 1200 | 0 | 465 | 0 | 0 | 0 | 0 | 0 | 0 | 0 | 0 | 0
2040-04-22 | 5 | 35.69 | -14044 | -705 | -683 | 0 | 0 | 0 | 528 | 0 | 300 | 1577 | 53 | 341 | 5092 | 3288 | 790 | 0 | 207 | 0 | 209 | 1098 | 0 | 284 | 1200 | 0 | 465 | 0 | 0 | 0 | 0 | 0 | 0 | 0 | 0 | 0
2040-04-22 | 6 | 39.39 | -16276 | -746 | -709 | 0 | 0 | 739 | 528 | 0 | 300 | 1598 | 53 | 341 | 6376 | 3288 | 1040 | 0 | 203 | 0 | 217 | 1106 | 0 | 276 | 1200 | 0 | 465 | 0 | 0 | 0 | 0 | 0 | 0 | 0 | 0 | 0
2040-04-22 | 7 | 39.39 | -17862 | -746 | -788 | 0 | 0 | 592 | 1712 | 0 | 300 | 1598 | 53 | 341 | 6369 | 3288 | 1495 | 0 | 205 | 192 | 217 | 1112 | 0 | 256 | 1200 | 0 | 465 | 0 | 0 | 0 | 0 | 0 | 0 | 0 | 0 | 0
2040-04-22 | 8 | 37.1 | -18456 | -705 | -919 | 0 | 0 | 0 | 2764 | 0 | 300 | 1598 | 53 | 341 | 5700 | 3288 | 1436 | 0 | 179 | 1173 | 219 | 1100 | 0 | 265 | 1200 | 0 | 465 | 0 | 0 | 0 | 0 | 0 | 0 | 0 | 0 | 0
2040-04-22 | 9 | 27.94 | -18768 | -665 | -1103 | 0 | 0 | -832 | 3207 | 0 | 300 | 1492 | 53 | 341 | 4560 | 3288 | 1788 | 0 | 161 | 2902 | 219 | 1104 | 0 | 287 | 1200 | 0 | 465 | 0 | 0 | 0 | 0 | 0 | 0 | 0 | 0 | 0
2040-04-22 | 10 | 27.94 | -19465 | -553 | -1313 | 0 | 0 | -1130 | 3461 | 0 | 300 | 1274 | 53 | 341 | 4456 | 3288 | 1802 | 0 | 131 | 4068 | 219 | 1107 | 0 | 295 | 1200 | 0 | 465 | 0 | 0 | 0 | 0 | 0 | 0 | 0 | 0 | 0
2040-04-22 | 11 | 27.94 | -19713 | -427 | -1182 | 0 | 0 | -1471 | 3741 | 0 | 300 | 1050 | 53 | 341 | 3832 | 3288 | 1710 | 0 | 113 | 5084 | 219 | 1107 | 0 | 290 | 1200 | 0 | 465 | 0 | 0 | 0 | 0 | 0 | 0 | 0 | 0 | 0
2040-04-22 | 12 | 27.94 | -19621 | -341 | -1313 | 0 | 0 | -1075 | 3915 | 0 | 300 | 750 | 53 | 341 | 2810 | 3288 | 2003 | 0 | 106 | 5497 | 219 | 1106 | 0 | 297 | 1200 | 0 | 465 | 0 | 0 | 0 | 0 | 0 | 0 | 0 | 0 | 0
2040-04-22 | 13 | 27.94 | -19589 | -368 | -1418 | 0 | 0 | -223 | 3931 | 0 | 300 | 1050 | 53 | 341 | 2805 | 3288 | 2085 | 0 | 118 | 4341 | 218 | 1106 | 0 | 297 | 1200 | 0 | 465 | 0 | 0 | 0 | 0 | 0 | 0 | 0 | 0 | 0
2040-04-22 | 14 | 35.37 | -19254 | -341 | -1471 | 0 | 0 | 0 | 3931 | 0 | 300 | 1112 | 53 | 341 | 3164 | 3288 | 2473 | 0 | 128 | 2990 | 217 | 1109 | 0 | 294 | 1200 | 0 | 465 | 0 | 0 | 0 | 0 | 0 | 0 | 0 | 0 | 0
2040-04-22 | 15 | 37.76 | -19159 | -395 | -1523 | 0 | 0 | 375 | 3778 | 0 | 300 | 1367 | 53 | 341 | 3436 | 3288 | 2447 | 0 | 142 | 2276 | 218 | 1112 | 0 | 280 | 1200 | 0 | 465 | 0 | 0 | 0 | 0 | 0 | 0 | 0 | 0 | 0
2040-04-22 | 16 | 37.76 | -19392 | -485 | -1444 | 0 | 0 | 711 | 3731 | 0 | 300 | 1539 | 53 | 341 | 3723 | 3288 | 2505 | 0 | 152 | 1702 | 218 | 1110 | 0 | 285 | 1200 | 0 | 465 | 0 | 0 | 0 | 0 | 0 | 0 | 0 | 0 | 0
2040-04-22 | 17 | 37.76 | -19780 | -485 | -1444 | 0 | 0 | 1320 | 3884 | 0 | 300 | 1577 | 53 | 341 | 4008 | 3288 | 2345 | 0 | 172 | 1111 | 218 | 1112 | 0 | 316 | 1200 | 0 | 465 | 0 | 0 | 0 | 0 | 0 | 0 | 0 | 0 | 0
2040-04-22 | 18 | 37.76 | -19790 | -521 | -1471 | 0 | 0 | 0 | 4174 | 0 | 300 | 1577 | 53 | 341 | 5266 | 3288 | 2387 | 0 | 179 | 867 | 219 | 1110 | 0 | 356 | 1200 | 0 | 465 | 0 | 0 | 0 | 0 | 0 | 0 | 0 | 0 | 0
2040-04-22 | 19 | 37.76 | -19828 | -553 | -1523 | 0 | 0 | 920 | 4227 | 0 | 300 | 1598 | 53 | 341 | 5469 | 3288 | 1673 | 0 | 201 | 467 | 219 | 1107 | 0 | 374 | 1200 | 0 | 465 | 0 | 0 | 0 | 0 | 0 | 0 | 0 | 0 | 0
2040-04-22 | 20 | 37.76 | -19414 | -553 | -1418 | 0 | 0 | 176 | 4190 | 0 | 300 | 1598 | 53 | 341 | 6157 | 3288 | 1588 | 0 | 274 | 60 | 219 | 1107 | 0 | 369 | 1200 | 0 | 465 | 0 | 0 | 0 | 0 | 0 | 0 | 0 | 0 | 0
2040-04-22 | 21 | 32.43 | -18123 | -553 | -1339 | 0 | 0 | 0 | 3868 | 0 | 300 | 1577 | 53 | 335 | 5085 | 3288 | 1750 | 0 | 386 | 0 | 218 | 1106 | 0 | 384 | 1200 | 0 | 465 | 0 | 0 | 0 | 0 | 0 | 0 | 0 | 0 | 0
2040-04-22 | 22 | 21.38 | -16221 | -553 | -1208 | 0 | 0 | 0 | 2959 | 0 | 300 | 1453 | 53 | 175 | 4348 | 3288 | 1572 | 0 | 446 | 0 | 219 | 1104 | 0 | 398 | 1200 | 0 | 465 | 0 | 0 | 0 | 0 | 0 | 0 | 0 | 0 | 0
2040-04-22 | 23 | 17.91 | -14711 | -553 | -1208 | 0 | 0 | -50 | 1749 | 0 | 300 | 1411 | 53 | 160 | 4036 | 3288 | 1633 | 0 | 498 | 0 | 219 | 1106 | 0 | 403 | 1200 | 0 | 465 | 0 | 0 | 0 | 0 | 0 | 0 | 0 | 0 | 0
2040-04-22 | 24 | 24.21 | -13986 | -553 | -1103 | 0 | 0 | 37 | 734 | 0 | 300 | 1506 | 53 | 241 | 4304 | 3288 | 1336 | 0 | 487 | 0 | 218 | 1106 | 0 | 364 | 1200 | 0 | 465 | 0 | 0 | 0 | 0 | 0 | 0 | 0 | 0 | 0
2040-04-23 | 1 | 27.45 | -13416 | -553 | -735 | 0 | 0 | -833 | 528 | 0 | 300 | 1373 | 53 | 325 | 4436 | 3288 | 1103 | 0 | 514 | 0 | 213 | 1106 | 0 | 631 | 1200 | 0 | 465 | 0 | 0 | 0 | 0 | 0 | 0 | 0 | 0 | 0
2040-04-23 | 2 | 27.45 | -13195 | -589 | -657 | 0 | 0 | -977 | 528 | 0 | 220 | 1247 | 53 | 341 | 4336 | 3288 | 1275 | 0 | 540 | 0 | 203 | 1100 | 0 | 620 | 1200 | 0 | 465 | 0 | 0 | 0 | 0 | 0 | 0 | 0 | 0 | 0
2040-04-23 | 3 | 27.45 | -13180 | -625 | -578 | 0 | 0 | -814 | 528 | 0 | 220 | 1262 | 53 | 341 | 4336 | 3288 | 1133 | 0 | 523 | 0 | 200 | 1098 | 0 | 548 | 1200 | 0 | 465 | 0 | 0 | 0 | 0 | 0 | 0 | 0 | 0 | 0
2040-04-23 | 4 | 27.45 | -13607 | -625 | -551 | 0 | 0 | -356 | 528 | 0 | 220 | 1411 | 53 | 341 | 4378 | 3288 | 1129 | 0 | 527 | 0 | 200 | 1103 | 0 | 294 | 1200 | 0 | 465 | 0 | 0 | 0 | 0 | 0 | 0 | 0 | 0 | 0
2040-04-23 | 5 | 35.5 | -15032 | -665 | -525 | 0 | 0 | 0 | 528 | 0 | 220 | 1577 | 53 | 341 | 5480 | 3288 | 956 | 0 | 523 | 0 | 209 | 1098 | 0 | 284 | 1200 | 0 | 465 | 0 | 0 | 0 | 0 | 0 | 0 | 0 | 0 | 0
2040-04-23 | 6 | 37.1 | -17289 | -625 | -551 | 0 | 0 | 1192 | 824 | 0 | 220 | 1598 | 53 | 341 | 6051 | 3288 | 1096 | 0 | 537 | 0 | 217 | 1106 | 0 | 276 | 1200 | 0 | 465 | 0 | 0 | 0 | 0 | 0 | 0 | 0 | 0 | 0
2040-04-23 | 7 | 37.1 | -18771 | -625 | -709 | 0 | 0 | 1012 | 2378 | 0 | 220 | 1598 | 53 | 341 | 6021 | 3288 | 1253 | 0 | 508 | 182 | 217 | 1112 | 0 | 256 | 1200 | 0 | 465 | 0 | 0 | 0 | 0 | 0 | 0 | 0 | 0 | 0
2040-04-23 | 8 | 35.59 | -19156 | -665 | -867 | 0 | 0 | 0 | 3440 | 0 | 220 | 1597 | 53 | 341 | 5655 | 3288 | 1590 | 0 | 515 | 738 | 219 | 1100 | 0 | 265 | 1200 | 0 | 465 | 0 | 0 | 0 | 0 | 0 | 0 | 0 | 0 | 0
2040-04-23 | 9 | 27.12 | -19287 | -665 | -1050 | 0 | -118 | -302 | 3783 | 0 | 220 | 1506 | 53 | 341 | 4531 | 3288 | 2005 | 0 | 518 | 1901 | 219 | 1104 | 0 | 287 | 1200 | 0 | 465 | 0 | 0 | 0 | 0 | 0 | 0 | 0 | 0 | 0
2040-04-23 | 10 | 27.12 | -19637 | -625 | -1234 | 0 | 0 | -712 | 3952 | 0 | 220 | 1112 | 53 | 341 | 3121 | 3288 | 2819 | 0 | 482 | 3533 | 219 | 1107 | 0 | 295 | 1200 | 0 | 465 | 0 | 0 | 0 | 0 | 0 | 0 | 0 | 0 | 0
2040-04-23 | 11 | 27.12 | -20000 | -589 | -1182 | 0 | 0 | -1157 | 4122 | 0 | 0 | 761 | 53 | 341 | 2510 | 3288 | 3067 | 0 | 424 | 5080 | 219 | 1107 | 0 | 290 | 1200 | 0 | 465 | 0 | 0 | 0 | 0 | 0 | 0 | 0 | 0 | 0
2040-04-23 | 12 | 27.12 | -19667 | -521 | -1024 | 0 | -8 | -691 | 4217 | 0 | 0 | 750 | 53 | 341 | 897 | 3288 | 2863 | 0 | 328 | 5888 | 219 | 1106 | 0 | 297 | 1200 | 0 | 465 | 0 | 0 | 0 | 0 | 0 | 0 | 0 | 0 | 0
2040-04-23 | 13 | 27.12 | -19728 | -454 | -1339 | 0 | -11 | -1528 | 4137 | 0 | 0 | 750 | 53 | 341 | 802 | 3288 | 2895 | 0 | 304 | 7202 | 218 | 1106 | 0 | 297 | 1200 | 0 | 465 | 0 | 0 | 0 | 0 | 0 | 0 | 0 | 0 | 0
2040-04-23 | 14 | 27.12 | -19665 | -427 | -1313 | 0 | -374 | -1771 | 4153 | 0 | 0 | 736 | 53 | 341 | 702 | 3288 | 2319 | 0 | 263 | 8409 | 217 | 1109 | 0 | 294 | 1200 | 0 | 465 | 0 | 0 | 0 | 0 | 0 | 0 | 0 | 0 | 0
2040-04-23 | 15 | 27.12 | -19083 | -395 | -1182 | 0 | -600 | -1561 | 4005 | 0 | 0 | 736 | 53 | 341 | 702 | 3288 | 2016 | 0 | 262 | 8142 | 218 | 1112 | 0 | 280 | 1200 | 0 | 465 | 0 | 0 | 0 | 0 | 0 | 0 | 0 | 0 | 0
2040-04-23 | 16 | 27.12 | -18655 | -368 | -1549 | 0 | 0 | -622 | 3836 | 0 | 0 | 750 | 53 | 341 | 687 | 3288 | 1813 | 0 | 267 | 6882 | 218 | 1110 | 0 | 285 | 1200 | 0 | 465 | 0 | 0 | 0 | 0 | 0 | 0 | 0 | 0 | 0
2040-04-23 | 17 | 36.65 | -18361 | -368 | -1996 | 0 | 0 | 619 | 3841 | 0 | 0 | 898 | 53 | 341 | 1295 | 3288 | 1423 | 0 | 247 | 5408 | 218 | 1112 | 0 | 316 | 1200 | 0 | 465 | 0 | 0 | 0 | 0 | 0 | 0 | 0 | 0 | 0
2040-04-23 | 18 | 36.65 | -18531 | -341 | -2390 | 0 | 0 | 119 | 3878 | 0 | 0 | 1540 | 53 | 341 | 4523 | 3288 | 949 | 0 | 250 | 2971 | 219 | 1110 | 0 | 356 | 1200 | 0 | 465 | 0 | 0 | 0 | 0 | 0 | 0 | 0 | 0 | 0
2040-04-23 | 19 | 38.02 | -19517 | -395 | -2285 | 0 | 457 | 1859 | 3968 | 0 | 0 | 1598 | 53 | 341 | 5602 | 3288 | 347 | 0 | 260 | 1059 | 219 | 1107 | 0 | 374 | 1200 | 0 | 465 | 0 | 0 | 0 | 0 | 0 | 0 | 0 | 0 | 0
2040-04-23 | 20 | 38.02 | -19491 | -454 | -1602 | 0 | 499 | 1859 | 4227 | 0 | 0 | 1598 | 53 | 341 | 5835 | 3288 | 149 | 0 | 252 | 85 | 219 | 1107 | 0 | 369 | 1200 | 0 | 465 | 0 | 0 | 0 | 0 | 0 | 0 | 0 | 0 | 0
2040-04-23 | 21 | 36.65 | -18247 | -521 | -1471 | 0 | 0 | 1380 | 4159 | 0 | 0 | 1598 | 53 | 341 | 5718 | 3288 | 69 | 0 | 260 | 0 | 218 | 1106 | 0 | 384 | 1200 | 0 | 465 | 0 | 0 | 0 | 0 | 0 | 0 | 0 | 0 | 0
2040-04-23 | 22 | 36.65 | -16491 | -589 | -1234 | 0 | 0 | 339 | 3239 | 0 | 0 | 1597 | 53 | 341 | 5718 | 3288 | 99 | 0 | 254 | 0 | 219 | 1104 | 0 | 398 | 1200 | 0 | 465 | 0 | 0 | 0 | 0 | 0 | 0 | 0 | 0 | 0
2040-04-23 | 23 | 35.37 | -15009 | -625 | -1024 | 0 | 0 | 0 | 2003 | 0 | 0 | 1577 | 53 | 341 | 5496 | 3288 | 270 | 0 | 237 | 0 | 219 | 1106 | 0 | 403 | 1200 | 0 | 465 | 0 | 0 | 0 | 0 | 0 | 0 | 0 | 0 | 0
2040-04-23 | 24 | 33.72 | -13981 | -665 | -840 | 0 | 0 | 0 | 972 | 0 | 0 | 1572 | 53 | 341 | 5103 | 3288 | 561 | 0 | 243 | 0 | 218 | 1106 | 0 | 364 | 1200 | 0 | 465 | 0 | 0 | 0 | 0 | 0 | 0 | 0 | 0 | 0
2040-04-24 | 1 | 27.12 | -13382 | -705 | -735 | 0 | 0 | 0 | 528 | 0 | 0 | 1539 | 53 | 325 | 4502 | 3288 | 737 | 0 | 235 | 0 | 213 | 1106 | 0 | 631 | 1200 | 0 | 465 | 0 | 0 | 0 | 0 | 0 | 0 | 0 | 0 | 0
2040-04-24 | 2 | 14.4 | -13154 | -746 | -657 | 0 | -8 | -455 | 528 | 0 | 0 | 1411 | 53 | 166 | 3748 | 3288 | 1983 | 0 | 253 | 0 | 203 | 1100 | 0 | 620 | 1200 | 0 | 465 | 0 | 0 | 0 | 0 | 0 | 0 | 0 | 0 | 0
2040-04-24 | 3 | 14.4 | -13152 | -746 | -578 | 0 | 0 | -1267 | 528 | 0 | 0 | 1130 | 53 | 160 | 3293 | 3288 | 3540 | 0 | 239 | 0 | 200 | 1098 | 0 | 548 | 1200 | 0 | 465 | 0 | 0 | 0 | 0 | 0 | 0 | 0 | 0 | 0
2040-04-24 | 4 | 14.4 | -13677 | -746 | -551 | 0 | 0 | -1166 | 528 | 0 | 0 | 1130 | 53 | 160 | 3125 | 3288 | 4380 | 0 | 214 | 0 | 200 | 1103 | 0 | 294 | 1200 | 0 | 465 | 0 | 0 | 0 | 0 | 0 | 0 | 0 | 0 | 0
2040-04-24 | 5 | 14.4 | -15035 | -746 | -525 | 0 | 0 | -364 | 528 | 0 | 0 | 1411 | 53 | 160 | 3125 | 3288 | 4646 | 0 | 202 | 0 | 209 | 1098 | 0 | 284 | 1200 | 0 | 465 | 0 | 0 | 0 | 0 | 0 | 0 | 0 | 0 | 0
2040-04-24 | 6 | 19.46 | -17202 | -746 | -551 | 0 | 0 | 970 | 893 | 0 | 0 | 1577 | 53 | 160 | 3232 | 3288 | 4867 | 0 | 196 | 0 | 217 | 1106 | 0 | 276 | 1200 | 0 | 465 | 0 | 0 | 0 | 0 | 0 | 0 | 0 | 0 | 0
2040-04-24 | 7 | 19.46 | -18738 | -746 | -709 | 0 | 0 | 882 | 2388 | 0 | 0 | 1577 | 53 | 160 | 3223 | 3288 | 4930 | 0 | 179 | 262 | 217 | 1112 | 0 | 256 | 1200 | 0 | 465 | 0 | 0 | 0 | 0 | 0 | 0 | 0 | 0 | 0
2040-04-24 | 8 | 19.46 | -19183 | -705 | -867 | 0 | 0 | 365 | 3435 | 0 | 0 | 1492 | 53 | 160 | 2567 | 3288 | 4799 | 0 | 158 | 1189 | 219 | 1100 | 0 | 265 | 1200 | 0 | 465 | 0 | 0 | 0 | 0 | 0 | 0 | 0 | 0 | 0
2040-04-24 | 9 | 19.46 | -19327 | -625 | -1050 | 0 | 0 | 179 | 3762 | 0 | 0 | 1044 | 53 | 160 | 819 | 3288 | 4857 | 0 | 150 | 3414 | 219 | 1104 | 0 | 287 | 1200 | 0 | 465 | 0 | 0 | 0 | 0 | 0 | 0 | 0 | 0 | 0
2040-04-24 | 10 | 7.4 | -19712 | -553 | -1234 | 0 | 0 | -492 | 3915 | 0 | 0 | 750 | 53 | 160 | 50 | 3288 | 4631 | 0 | 147 | 6006 | 219 | 1107 | 0 | 0 | 1200 | 0 | 465 | 0 | 0 | 0 | 0 | 0 | 0 | 295 | 0 | 0
2040-04-24 | 11 | 5 | -20083 | -521 | -1182 | 0 | 0 | -1859 | 4111 | 0 | 0 | 727 | 53 | 160 | 50 | 3288 | 4232 | 0 | 148 | 8628 | 219 | 365 | 0 | 0 | 1200 | 0 | 465 | 0 | 0 | 0 | 0 | 742 | 0 | 290 | 0 | 0
2040-04-24 | 12 | 2 | -19846 | -485 | -1024 | -141 | -287 | -1859 | 4227 | 0 | 0 | 727 | 53 | 160 | 50 | 3288 | 3737 | 0 | 156 | 9580 | 0 | 0 | 0 | 0 | 1200 | 0 | 465 | 0 | 0 | 0 | 219 | 1106 | 0 | 297 | 0 | 0
2040-04-24 | 13 | 2 | -19757 | -395 | -1339 | -622 | -610 | -1859 | 4206 | 0 | 0 | 727 | 53 | 160 | 50 | 3288 | 3636 | 0 | 171 | 10626 | 0 | 0 | 0 | 0 | 1200 | 0 | 465 | 0 | 0 | 0 | 218 | 1106 | 0 | 297 | 0 | 0
2040-04-24 | 14 | 2 | -19625 | -395 | -1313 | -189 | -477 | -1859 | 4132 | 0 | 0 | 727 | 53 | 160 | 0 | 3288 | 2975 | 0 | 200 | 10658 | 0 | 0 | 0 | 0 | 1200 | 0 | 465 | 0 | 0 | 0 | 217 | 1109 | 0 | 294 | 0 | 0
2040-04-24 | 15 | 2 | -18947 | -368 | -1182 | -224 | -36 | -1859 | 3947 | 0 | 0 | 727 | 53 | 160 | 0 | 3288 | 3319 | 0 | 202 | 9576 | 0 | 0 | 0 | 0 | 880 | 0 | 465 | 0 | 0 | 0 | 218 | 1112 | 0 | 280 | 320 | 0
2040-04-24 | 16 | 5 | -18423 | -368 | -1549 | 0 | 0 | -1774 | 3731 | 0 | 0 | 730 | 53 | 160 | 0 | 3288 | 3062 | 0 | 205 | 8028 | 218 | 976 | 0 | 0 | 1200 | 0 | 465 | 0 | 0 | 0 | 0 | 134 | 0 | 285 | 0 | 0
2040-04-24 | 17 | 12.06 | -18112 | -368 | -1996 | 21 | 108 | 85 | 3678 | 0 | 0 | 750 | 53 | 160 | 388 | 3288 | 2750 | 0 | 231 | 5653 | 218 | 1112 | 0 | 316 | 1200 | 0 | 465 | 0 | 0 | 0 | 0 | 0 | 0 | 0 | 0 | 0
2040-04-24 | 18 | 10 | -18241 | -395 | -2390 | 0 | 0 | 1114 | 3741 | 0 | 220 | 1158 | 53 | 160 | 1616 | 3288 | 2872 | 0 | 255 | 3198 | 219 | 1110 | 0 | 356 | 1200 | 0 | 465 | 0 | 0 | 0 | 0 | 0 | 0 | 0 | 0 | 0
2040-04-24 | 19 | 12.06 | -18925 | -427 | -2285 | 151 | 500 | 1859 | 3789 | 0 | 220 | 1597 | 53 | 160 | 2114 | 3288 | 3134 | 0 | 269 | 1139 | 219 | 1107 | 0 | 374 | 1200 | 0 | 465 | 0 | 0 | 0 | 0 | 0 | 0 | 0 | 0 | 0
2040-04-24 | 20 | 12.06 | -19044 | -589 | -1602 | 666 | 508 | 1859 | 3915 | 0 | 220 | 1598 | 53 | 160 | 2114 | 3288 | 3089 | 0 | 278 | 126 | 219 | 1107 | 0 | 369 | 1200 | 0 | 465 | 0 | 0 | 0 | 0 | 0 | 0 | 0 | 0 | 0
2040-04-24 | 21 | 12.06 | -17921 | -705 | -1471 | 174 | 103 | 1859 | 3979 | 0 | 220 | 1577 | 53 | 160 | 2114 | 3288 | 2902 | 0 | 295 | 0 | 218 | 1106 | 0 | 384 | 1200 | 0 | 465 | 0 | 0 | 0 | 0 | 0 | 0 | 0 | 0 | 0
2040-04-24 | 22 | 10 | -16180 | -786 | -1234 | 0 | 0 | 1027 | 3149 | 0 | 220 | 1411 | 53 | 160 | 2062 | 3288 | 3131 | 0 | 312 | 0 | 219 | 1104 | 0 | 398 | 1200 | 0 | 465 | 0 | 0 | 0 | 0 | 0 | 0 | 0 | 0 | 0
2040-04-24 | 23 | 10 | -14696 | -831 | -1024 | 0 | 0 | 432 | 1923 | 0 | 220 | 1181 | 53 | 160 | 2062 | 3288 | 3525 | 0 | 313 | 0 | 219 | 1106 | 0 | 403 | 1200 | 0 | 465 | 0 | 0 | 0 | 0 | 0 | 0 | 0 | 0 | 0
2040-04-24 | 24 | 10 | -13670 | -831 | -840 | 0 | 0 | 331 | 867 | 0 | 220 | 1158 | 53 | 160 | 2212 | 3288 | 3727 | 0 | 310 | 0 | 218 | 1106 | 0 | 28 | 1200 | 0 | 465 | 0 | 0 | 0 | 0 | 0 | 0 | 336 | 0 | 0
2040-04-25 | 1 | 26.24 | -13097 | -872 | -735 | 0 | -57 | -1528 | 528 | 0 | 220 | 1130 | 53 | 319 | 3365 | 3288 | 3475 | 0 | 294 | 0 | 213 | 1106 | 0 | 631 | 1200 | 0 | 465 | 0 | 0 | 0 | 0 | 0 | 0 | 0 | 0 | 0
2040-04-25 | 2 | 27.38 | -12887 | -921 | -657 | 0 | 0 | -1333 | 528 | 0 | 220 | 1130 | 53 | 335 | 3443 | 3288 | 2912 | 0 | 300 | 0 | 203 | 1100 | 0 | 620 | 1200 | 0 | 465 | 0 | 0 | 0 | 0 | 0 | 0 | 0 | 0 | 0
2040-04-25 | 3 | 27.38 | -12822 | -966 | -578 | 0 | 0 | -751 | 528 | 0 | 220 | 1274 | 53 | 341 | 3673 | 3288 | 1952 | 0 | 276 | 0 | 200 | 1098 | 0 | 548 | 1200 | 0 | 465 | 0 | 0 | 0 | 0 | 0 | 0 | 0 | 0 | 0
2040-04-25 | 4 | 27.38 | -13370 | -1065 | -551 | 0 | 0 | -308 | 528 | 0 | 300 | 1492 | 53 | 341 | 4283 | 3288 | 1464 | 0 | 282 | 0 | 200 | 1103 | 0 | 294 | 1200 | 0 | 465 | 0 | 0 | 0 | 0 | 0 | 0 | 0 | 0 | 0
2040-04-25 | 5 | 35.98 | -14817 | -1065 | -525 | 0 | 0 | 0 | 528 | 0 | 300 | 1597 | 53 | 341 | 5490 | 3288 | 1257 | 0 | 296 | 0 | 209 | 1098 | 0 | 284 | 1200 | 0 | 465 | 0 | 0 | 0 | 0 | 0 | 0 | 0 | 0 | 0
2040-04-25 | 6 | 37 | -16918 | -1065 | -551 | 0 | 0 | 1484 | 1173 | 0 | 300 | 1598 | 53 | 341 | 5745 | 3288 | 985 | 0 | 301 | 1 | 217 | 1106 | 0 | 276 | 1200 | 0 | 465 | 0 | 0 | 0 | 0 | 0 | 0 | 0 | 0 | 0
2040-04-25 | 7 | 37 | -18308 | -1114 | -709 | 0 | 49 | 1418 | 2684 | 0 | 300 | 1598 | 53 | 341 | 5681 | 3288 | 815 | 0 | 276 | 377 | 217 | 1112 | 0 | 256 | 1200 | 0 | 465 | 0 | 0 | 0 | 0 | 0 | 0 | 0 | 0 | 0
2040-04-25 | 8 | 33.72 | -18546 | -1015 | -867 | 0 | 0 | 0 | 3614 | 0 | 300 | 1577 | 53 | 341 | 5079 | 3288 | 678 | 0 | 225 | 2024 | 219 | 1100 | 0 | 265 | 1200 | 0 | 465 | 0 | 0 | 0 | 0 | 0 | 0 | 0 | 0 | 0
2040-04-25 | 9 | 23.5 | -18773 | -872 | -1050 | 0 | 0 | -1089 | 3773 | 0 | 300 | 1063 | 53 | 233 | 4093 | 3288 | 580 | 0 | 192 | 4933 | 219 | 1104 | 0 | 287 | 1200 | 0 | 465 | 0 | 0 | 0 | 0 | 0 | 0 | 0 | 0 | 0
2040-04-25 | 10 | 23.37 | -19142 | -705 | -1234 | 0 | 0 | -1853 | 3926 | 0 | 300 | 750 | 53 | 216 | 2707 | 3288 | 394 | 0 | 163 | 7851 | 219 | 1107 | 0 | 295 | 1200 | 0 | 465 | 0 | 0 | 0 | 0 | 0 | 0 | 0 | 0 | 0
2040-04-25 | 11 | 10 | -19521 | -705 | -1182 | -444 | 0 | -1859 | 4132 | 0 | 300 | 736 | 53 | 160 | 1302 | 3288 | 216 | 0 | 126 | 10241 | 219 | 1107 | 0 | 166 | 1200 | 0 | 465 | 0 | 0 | 0 | 0 | 0 | 0 | 124 | 0 | 0
2040-04-25 | 12 | 5 | -19272 | -625 | -1024 | -908 | -610 | -1859 | 4227 | 0 | 300 | 727 | 53 | 160 | 1097 | 3288 | 141 | 0 | 116 | 11395 | 219 | 910 | 0 | 0 | 1200 | 0 | 465 | 0 | 0 | 0 | 0 | 196 | 0 | 297 | 0 | 0
2040-04-25 | 13 | 5 | -19256 | -553 | -1339 | -908 | -607 | -1859 | 4206 | 0 | 300 | 727 | 53 | 160 | 578 | 3288 | 57 | 0 | 104 | 12060 | 218 | 1106 | 0 | 0 | 1200 | 0 | 465 | 0 | 0 | 0 | 0 | 0 | 0 | 297 | 0 | 0
2040-04-25 | 14 | 5 | -19216 | -521 | -1313 | -908 | -157 | -1859 | 4159 | 0 | 300 | 727 | 53 | 160 | 410 | 3288 | 44 | 0 | 100 | 12171 | 217 | 682 | 0 | 0 | 1200 | 0 | 465 | 0 | 0 | 0 | 0 | 427 | 0 | 294 | 0 | 0
2040-04-25 | 15 | 5 | -18578 | -454 | -1182 | -905 | -44 | -1859 | 4005 | 0 | 300 | 727 | 53 | 160 | 180 | 3288 | 83 | 0 | 96 | 11135 | 218 | 1112 | 0 | 0 | 1200 | 0 | 465 | 0 | 0 | 0 | 0 | 0 | 0 | 280 | 0 | 0
2040-04-25 | 16 | 33.54 | -18117 | -395 | -1549 | 4 | 263 | 0 | 3773 | 0 | 300 | 750 | 53 | 319 | 28 | 3288 | 121 | 0 | 94 | 7790 | 218 | 1110 | 0 | 285 | 1200 | 0 | 465 | 0 | 0 | 0 | 0 | 0 | 0 | 0 | 0 | 0
2040-04-25 | 17 | 31.75 | -17815 | -368 | -1996 | 188 | 0 | 763 | 3736 | 0 | 300 | 899 | 53 | 335 | 1352 | 3288 | 211 | 0 | 83 | 5660 | 218 | 1112 | 0 | 316 | 1200 | 0 | 465 | 0 | 0 | 0 | 0 | 0 | 0 | 0 | 0 | 0
2040-04-25 | 18 | 31.75 | -17926 | -395 | -2390 | 539 | 0 | 1432 | 3810 | 0 | 300 | 1577 | 53 | 341 | 3026 | 3288 | 376 | 0 | 69 | 2550 | 219 | 1110 | 0 | 356 | 1200 | 0 | 465 | 0 | 0 | 0 | 0 | 0 | 0 | 0 | 0 | 0
2040-04-25 | 19 | 37.84 | -18862 | -454 | -2285 | 908 | 610 | 1859 | 3863 | 0 | 300 | 1598 | 53 | 341 | 4116 | 3288 | 434 | 0 | 56 | 809 | 219 | 1107 | 0 | 374 | 1200 | 0 | 465 | 0 | 0 | 0 | 0 | 0 | 0 | 0 | 0 | 0
2040-04-25 | 20 | 33.54 | -19111 | -454 | -1602 | 908 | 347 | 1859 | 4058 | 0 | 300 | 1598 | 53 | 341 | 4449 | 3288 | 429 | 0 | 57 | 119 | 219 | 1107 | 0 | 369 | 1200 | 0 | 465 | 0 | 0 | 0 | 0 | 0 | 0 | 0 | 0 | 0
2040-04-25 | 21 | 31.75 | -17999 | -521 | -1471 | 646 | 0 | 1525 | 4169 | 0 | 300 | 1598 | 53 | 341 | 4113 | 3288 | 516 | 0 | 68 | 0 | 218 | 1106 | 0 | 384 | 1200 | 0 | 465 | 0 | 0 | 0 | 0 | 0 | 0 | 0 | 0 | 0
2040-04-25 | 22 | 31.75 | -16388 | -625 | -1234 | 86 | 0 | 1101 | 3339 | 0 | 300 | 1577 | 53 | 341 | 4093 | 3288 | 607 | 0 | 75 | 0 | 219 | 1104 | 0 | 398 | 1200 | 0 | 465 | 0 | 0 | 0 | 0 | 0 | 0 | 0 | 0 | 0
2040-04-25 | 23 | 31.75 | -14882 | -665 | -1024 | 224 | 0 | 294 | 2177 | 0 | 300 | 1577 | 53 | 341 | 4298 | 3288 | 531 | 0 | 96 | 0 | 219 | 1106 | 0 | 403 | 1200 | 0 | 465 | 0 | 0 | 0 | 0 | 0 | 0 | 0 | 0 | 0
2040-04-25 | 24 | 31.75 | -13872 | -705 | -840 | 0 | 0 | 223 | 1110 | 0 | 300 | 1572 | 53 | 341 | 4443 | 3288 | 619 | 0 | 115 | 0 | 218 | 1106 | 0 | 364 | 1200 | 0 | 465 | 0 | 0 | 0 | 0 | 0 | 0 | 0 | 0 | 0
2040-04-26 | 1 | 24.21 | -13280 | -746 | -735 | 0 | 0 | 0 | 528 | 0 | 300 | 1539 | 53 | 292 | 4187 | 3288 | 834 | 0 | 124 | 0 | 213 | 1106 | 0 | 631 | 1200 | 0 | 465 | 0 | 0 | 0 | 0 | 0 | 0 | 0 | 0 | 0
2040-04-26 | 2 | 23.5 | -13052 | -786 | -657 | 0 | 0 | -444 | 528 | 0 | 300 | 1492 | 53 | 218 | 4065 | 3288 | 1254 | 0 | 152 | 0 | 203 | 1100 | 0 | 620 | 1200 | 0 | 465 | 0 | 0 | 0 | 0 | 0 | 0 | 0 | 0 | 0
2040-04-26 | 3 | 23.5 | -12967 | -786 | -578 | 0 | 0 | -848 | 528 | 0 | 300 | 1411 | 53 | 212 | 3709 | 3288 | 1986 | 0 | 180 | 0 | 200 | 1098 | 0 | 548 | 1200 | 0 | 465 | 0 | 0 | 0 | 0 | 0 | 0 | 0 | 0 | 0
2040-04-26 | 4 | 23.5 | -13448 | -831 | -551 | 0 | 0 | -775 | 528 | 0 | 220 | 1411 | 53 | 218 | 3541 | 3288 | 2882 | 0 | 202 | 0 | 200 | 1103 | 0 | 294 | 1200 | 0 | 465 | 0 | 0 | 0 | 0 | 0 | 0 | 0 | 0 | 0
2040-04-26 | 5 | 23.5 | -14762 | -831 | -525 | 0 | 0 | -266 | 528 | 0 | 220 | 1539 | 53 | 233 | 3541 | 3288 | 3522 | 0 | 204 | 0 | 209 | 1098 | 0 | 284 | 1200 | 0 | 465 | 0 | 0 | 0 | 0 | 0 | 0 | 0 | 0 | 0
2040-04-26 | 6 | 31.75 | -16933 | -831 | -551 | 0 | 0 | 1036 | 576 | 0 | 220 | 1598 | 53 | 341 | 3811 | 3288 | 3919 | 0 | 210 | 0 | 217 | 1106 | 0 | 276 | 1200 | 0 | 465 | 0 | 0 | 0 | 0 | 0 | 0 | 0 | 0 | 0
2040-04-26 | 7 | 31.75 | -18572 | -831 | -709 | 0 | 0 | 691 | 2045 | 0 | 220 | 1598 | 53 | 341 | 3809 | 3288 | 4438 | 0 | 239 | 140 | 217 | 1112 | 0 | 256 | 1200 | 0 | 465 | 0 | 0 | 0 | 0 | 0 | 0 | 0 | 0 | 0
2040-04-26 | 8 | 28.61 | -19257 | -831 | -867 | 0 | 0 | 0 | 3160 | 0 | 220 | 1577 | 53 | 325 | 3713 | 3288 | 4634 | 0 | 256 | 479 | 219 | 1100 | 0 | 265 | 1200 | 0 | 465 | 0 | 0 | 0 | 0 | 0 | 0 | 0 | 0 | 0
2040-04-26 | 9 | 14.4 | -19516 | -831 | -1050 | 0 | 0 | -145 | 3688 | 0 | 220 | 1539 | 53 | 166 | 3262 | 3288 | 4931 | 0 | 275 | 845 | 219 | 1104 | 0 | 287 | 1200 | 0 | 465 | 0 | 0 | 0 | 0 | 0 | 0 | 0 | 0 | 0
2040-04-26 | 10 | 14.4 | -19915 | -831 | -1234 | 0 | 0 | -592 | 3952 | 0 | 220 | 1539 | 53 | 160 | 3430 | 3288 | 4962 | 0 | 311 | 1371 | 219 | 1107 | 0 | 295 | 1200 | 0 | 465 | 0 | 0 | 0 | 0 | 0 | 0 | 0 | 0 | 0
2040-04-26 | 11 | 14.4 | -20199 | -786 | -1182 | 0 | 0 | -740 | 4148 | 0 | 220 | 1367 | 53 | 160 | 2911 | 3288 | 4956 | 0 | 346 | 2178 | 219 | 1107 | 0 | 290 | 1200 | 0 | 465 | 0 | 0 | 0 | 0 | 0 | 0 | 0 | 0 | 0
2040-04-26 | 12 | 14.4 | -19813 | -786 | -1024 | 0 | 0 | -359 | 4227 | 0 | 220 | 1130 | 53 | 160 | 1936 | 3288 | 4945 | 0 | 439 | 2297 | 219 | 1106 | 0 | 297 | 1200 | 0 | 465 | 0 | 0 | 0 | 0 | 0 | 0 | 0 | 0 | 0
2040-04-26 | 13 | 17.55 | -19845 | -786 | -1339 | 0 | 0 | 0 | 4164 | 0 | 220 | 1229 | 53 | 160 | 1947 | 3288 | 4947 | 0 | 502 | 2175 | 218 | 1106 | 0 | 297 | 1200 | 0 | 465 | 0 | 0 | 0 | 0 | 0 | 0 | 0 | 0 | 0
2040-04-26 | 14 | 19.46 | -19771 | -746 | -1313 | 0 | 0 | 225 | 4153 | 0 | 220 | 1367 | 53 | 160 | 1883 | 3288 | 4947 | 0 | 519 | 1729 | 217 | 1109 | 0 | 294 | 1200 | 0 | 465 | 0 | 0 | 0 | 0 | 0 | 0 | 0 | 0 | 0
2040-04-26 | 15 | 17.55 | -19239 | -786 | -1182 | 0 | 0 | 0 | 4048 | 0 | 220 | 1158 | 53 | 160 | 1766 | 3288 | 4941 | 0 | 578 | 1721 | 218 | 1112 | 0 | 280 | 1200 | 0 | 465 | 0 | 0 | 0 | 0 | 0 | 0 | 0 | 0 | 0
2040-04-26 | 16 | 19.46 | -18882 | -831 | -1549 | 0 | 0 | 500 | 3958 | 0 | 220 | 1338 | 53 | 160 | 1559 | 3288 | 4923 | 0 | 628 | 1357 | 218 | 1110 | 0 | 285 | 1200 | 0 | 465 | 0 | 0 | 0 | 0 | 0 | 0 | 0 | 0 | 0
2040-04-26 | 17 | 19.46 | -18627 | -831 | -1996 | 0 | 0 | 135 | 4011 | 0 | 220 | 1411 | 53 | 160 | 2069 | 3288 | 4875 | 0 | 645 | 1276 | 218 | 1112 | 0 | 316 | 1200 | 0 | 465 | 0 | 0 | 0 | 0 | 0 | 0 | 0 | 0 | 0
2040-04-26 | 18 | 14.4 | -18646 | -831 | -2390 | 0 | 0 | -258 | 4090 | 0 | 220 | 1453 | 53 | 160 | 2703 | 3288 | 4944 | 0 | 676 | 1189 | 219 | 1110 | 0 | 356 | 1200 | 0 | 465 | 0 | 0 | 0 | 0 | 0 | 0 | 0 | 0 | 0
2040-04-26 | 19 | 19.46 | -19175 | -831 | -2285 | 0 | 0 | 690 | 4042 | 0 | 220 | 1577 | 53 | 160 | 2844 | 3288 | 4964 | 0 | 730 | 358 | 219 | 1107 | 0 | 374 | 1200 | 0 | 465 | 0 | 0 | 0 | 0 | 0 | 0 | 0 | 0 | 0
2040-04-26 | 20 | 17.55 | -18800 | -872 | -1602 | 0 | 0 | 0 | 3995 | 0 | 220 | 1539 | 53 | 160 | 2902 | 3288 | 4964 | 0 | 734 | 59 | 219 | 1107 | 0 | 369 | 1200 | 0 | 465 | 0 | 0 | 0 | 0 | 0 | 0 | 0 | 0 | 0
2040-04-26 | 21 | 10 | -17920 | -921 | -1471 | 0 | 0 | 0 | 3694 | 0 | 220 | 1428 | 53 | 160 | 2614 | 3288 | 4956 | 0 | 774 | 0 | 218 | 1106 | 0 | 136 | 1200 | 0 | 465 | 0 | 0 | 0 | 0 | 0 | 0 | 248 | 0 | 0
2040-04-26 | 22 | 5 | -16626 | -921 | -1234 | 0 | 0 | 0 | 2996 | 0 | 220 | 1168 | 53 | 160 | 2614 | 3288 | 4926 | 0 | 789 | 0 | 219 | 682 | 0 | 0 | 1200 | 0 | 465 | 0 | 0 | 0 | 0 | 422 | 0 | 398 | 0 | 0
2040-04-26 | 23 | 5 | -15275 | -921 | -1024 | 0 | 0 | 0 | 2050 | 0 | 220 | 1063 | 53 | 160 | 2221 | 3288 | 4926 | 0 | 794 | 0 | 219 | 560 | 0 | 0 | 1200 | 0 | 465 | 0 | 0 | 0 | 0 | 546 | 0 | 403 | 0 | 0
2040-04-26 | 24 | 5 | -14276 | -966 | -840 | 0 | 0 | 0 | 1115 | 0 | 0 | 1062 | 53 | 160 | 1788 | 3288 | 4941 | 0 | 777 | 0 | 218 | 1014 | 0 | 0 | 1200 | 0 | 465 | 0 | 0 | 0 | 0 | 92 | 0 | 364 | 0 | 0
2040-04-27 | 1 | 10 | -13676 | -921 | -735 | 0 | 0 | -1135 | 1242 | 0 | 0 | 877 | 53 | 160 | 1493 | 3288 | 4941 | 0 | 797 | 0 | 213 | 1106 | 0 | 631 | 1200 | 0 | 465 | 0 | 0 | 0 | 0 | 0 | 0 | 0 | 0 | 0
2040-04-27 | 2 | 10 | -13399 | -921 | -657 | 0 | 0 | -473 | 793 | 0 | 0 | 895 | 53 | 160 | 1489 | 3288 | 4941 | 0 | 822 | 0 | 203 | 1100 | 0 | 41 | 1200 | 0 | 465 | 0 | 0 | 0 | 0 | 0 | 0 | 579 | 0 | 0
2040-04-27 | 3 | 10 | -13233 | -921 | -578 | 0 | 0 | -398 | 555 | 0 | 0 | 877 | 53 | 160 | 1439 | 3288 | 4956 | 0 | 839 | 0 | 200 | 1098 | 0 | 0 | 1200 | 0 | 465 | 0 | 0 | 0 | 0 | 0 | 0 | 548 | 0 | 0
2040-04-27 | 4 | 10 | -13421 | -921 | -551 | 0 | 0 | 0 | 528 | 0 | 0 | 976 | 53 | 160 | 1119 | 3288 | 4959 | 0 | 826 | 0 | 200 | 1103 | 0 | 16 | 1200 | 0 | 465 | 0 | 0 | 0 | 0 | 0 | 0 | 278 | 0 | 0
2040-04-27 | 5 | 13.52 | -13927 | -872 | -525 | 0 | 0 | 180 | 528 | 0 | 0 | 1062 | 53 | 160 | 1119 | 3288 | 4893 | 0 | 783 | 0 | 209 | 1098 | 0 | 284 | 1200 | 0 | 465 | 0 | 0 | 0 | 0 | 0 | 0 | 0 | 0 | 0
2040-04-27 | 6 | 13.52 | -14740 | -872 | -551 | 0 | 0 | 377 | 877 | 0 | 0 | 1122 | 53 | 160 | 1349 | 3288 | 4895 | 0 | 777 | 0 | 217 | 1106 | 0 | 276 | 1200 | 0 | 465 | 0 | 0 | 0 | 0 | 0 | 0 | 0 | 0 | 0
2040-04-27 | 7 | 13.52 | -15835 | -872 | -709 | 0 | 0 | 655 | 1532 | 0 | 0 | 1158 | 53 | 160 | 1380 | 3288 | 4925 | 0 | 776 | 238 | 217 | 1112 | 0 | 256 | 1200 | 0 | 465 | 0 | 0 | 0 | 0 | 0 | 0 | 0 | 0 | 0
2040-04-27 | 8 | 13.52 | -17000 | -921 | -867 | 0 | 0 | 272 | 2425 | 0 | 0 | 1117 | 53 | 160 | 1467 | 3288 | 4975 | 0 | 758 | 1022 | 219 | 1100 | 0 | 265 | 1200 | 0 | 465 | 0 | 0 | 0 | 0 | 0 | 0 | 0 | 0 | 0
2040-04-27 | 9 | 5 | -17762 | -872 | -1050 | -54 | -118 | -395 | 3303 | 0 | 0 | 843 | 53 | 160 | 1420 | 3288 | 4977 | 0 | 727 | 2492 | 219 | 1104 | 0 | 0 | 1200 | 0 | 465 | 0 | 0 | 0 | 0 | 0 | 0 | 287 | 0 | 0
2040-04-27 | 10 | 5 | -18260 | -831 | -1234 | 0 | 0 | -1510 | 3910 | 0 | 0 | 750 | 53 | 160 | 1182 | 3288 | 4961 | 0 | 745 | 3795 | 219 | 1107 | 0 | 0 | 1200 | 0 | 465 | 0 | 0 | 0 | 0 | 0 | 0 | 295 | 0 | 0
2040-04-27 | 11 | 5 | -18535 | -786 | -1182 | -182 | -579 | -1859 | 4180 | 0 | 0 | 736 | 53 | 160 | 1182 | 3288 | 4967 | 0 | 753 | 5163 | 219 | 757 | 0 | 0 | 1200 | 0 | 465 | 0 | 0 | 0 | 0 | 350 | 0 | 290 | 0 | 0
2040-04-27 | 12 | 5 | -18058 | -746 | -1024 | -12 | -258 | -1859 | 4227 | 0 | 0 | 727 | 53 | 160 | 815 | 3288 | 4967 | 0 | 784 | 5270 | 0 | 0 | 0 | 0 | 1200 | 0 | 465 | 0 | 0 | 0 | 219 | 1106 | 0 | 297 | 0 | 0
2040-04-27 | 13 | 5 | -17684 | -746 | -1339 | -199 | -389 | -1859 | 4095 | 0 | 0 | 727 | 53 | 160 | 815 | 3288 | 4965 | 0 | 786 | 5663 | 0 | 0 | 0 | 0 | 1200 | 0 | 465 | 0 | 0 | 0 | 218 | 1106 | 0 | 297 | 0 | 0
2040-04-27 | 14 | 5 | -17517 | -746 | -1313 | 0 | 0 | -1514 | 3826 | 0 | 0 | 727 | 53 | 160 | 230 | 3288 | 4855 | 0 | 683 | 5597 | 6 | 0 | 0 | 0 | 1200 | 0 | 465 | 0 | 0 | 0 | 211 | 1109 | 0 | 294 | 0 | 0
2040-04-27 | 15 | 5 | -16994 | -746 | -1182 | 0 | 0 | -1544 | 3635 | 0 | 0 | 727 | 53 | 160 | 225 | 3288 | 4713 | 0 | 678 | 5321 | 0 | 0 | 0 | 0 | 1200 | 0 | 465 | 0 | 0 | 0 | 218 | 1112 | 0 | 280 | 0 | 0
2040-04-27 | 16 | 5 | -16578 | -746 | -1549 | 0 | 0 | -1568 | 3509 | 0 | 0 | 727 | 53 | 160 | 225 | 3288 | 4663 | 0 | 656 | 5496 | 0 | 0 | 0 | 0 | 1200 | 0 | 465 | 0 | 0 | 0 | 218 | 1110 | 0 | 285 | 0 | 0
2040-04-27 | 17 | 5 | -16508 | -786 | -1996 | 0 | 0 | -593 | 3551 | 0 | 0 | 750 | 53 | 160 | 220 | 3288 | 4650 | 0 | 662 | 4496 | 218 | 170 | 0 | 0 | 1200 | 0 | 465 | 0 | 0 | 0 | 0 | 942 | 0 | 316 | 0 | 0
2040-04-27 | 18 | 6.76 | -16717 | -786 | -2390 | 0 | 0 | 678 | 3767 | 0 | 0 | 811 | 53 | 160 | 220 | 3288 | 4813 | 0 | 667 | 2440 | 219 | 1110 | 0 | 0 | 1200 | 0 | 465 | 0 | 0 | 0 | 0 | 0 | 0 | 356 | 0 | 0
2040-04-27 | 19 | 12.3 | -17470 | -872 | -2285 | 0 | 292 | 1615 | 3910 | 0 | 0 | 1181 | 53 | 160 | 220 | 3288 | 4831 | 0 | 635 | 1075 | 219 | 1107 | 0 | 374 | 1200 | 0 | 465 | 0 | 0 | 0 | 0 | 0 | 0 | 0 | 0 | 0
2040-04-27 | 20 | 15.55 | -17797 | -966 | -1602 | 338 | 508 | 1573 | 4048 | 0 | 0 | 1384 | 53 | 160 | 0 | 3288 | 4907 | 0 | 615 | 131 | 219 | 1107 | 0 | 369 | 1200 | 0 | 465 | 0 | 0 | 0 | 0 | 0 | 0 | 0 | 0 | 0
2040-04-27 | 21 | 12.3 | -17220 | -966 | -1471 | 0 | 254 | 1596 | 4174 | 0 | 0 | 1147 | 53 | 160 | 0 | 3288 | 4967 | 0 | 643 | 0 | 218 | 1106 | 0 | 384 | 1200 | 0 | 465 | 0 | 0 | 0 | 0 | 0 | 0 | 0 | 0 | 0
2040-04-27 | 22 | 6.76 | -16212 | -1015 | -1234 | 0 | 0 | 1604 | 3646 | 0 | 0 | 1062 | 53 | 160 | 0 | 3288 | 4991 | 0 | 669 | 0 | 219 | 1104 | 0 | 0 | 1200 | 0 | 465 | 0 | 0 | 0 | 0 | 0 | 0 | 398 | 0 | 0
2040-04-27 | 23 | 6.76 | -15055 | -1015 | -1024 | 0 | 0 | 1160 | 2816 | 0 | 0 | 976 | 53 | 160 | 0 | 3288 | 4982 | 0 | 669 | 0 | 219 | 1106 | 0 | 0 | 1200 | 0 | 465 | 0 | 0 | 0 | 0 | 0 | 0 | 403 | 0 | 0
2040-04-27 | 24 | 6.76 | -13910 | -1065 | -840 | 0 | 0 | 1007 | 1939 | 0 | 0 | 877 | 48 | 160 | 0 | 3288 | 4899 | 0 | 655 | 0 | 218 | 1106 | 0 | 0 | 1200 | 0 | 418 | 0 | 0 | 0 | 0 | 0 | 0 | 364 | 0 | 0
2040-04-28 | 1 | 24.2 | -13376 | -1065 | -972 | 0 | 0 | -579 | 919 | 0 | 0 | 1062 | 53 | 219 | 1689 | 3288 | 4477 | 0 | 669 | 0 | 213 | 1106 | 0 | 631 | 1200 | 0 | 465 | 0 | 0 | 0 | 0 | 0 | 0 | 0 | 0 | 0
2040-04-28 | 2 | 24.2 | -13112 | -1065 | -840 | 0 | 0 | 0 | 528 | 0 | 0 | 1112 | 53 | 233 | 1689 | 3288 | 3857 | 0 | 669 | 0 | 203 | 1100 | 0 | 620 | 1200 | 0 | 465 | 0 | 0 | 0 | 0 | 0 | 0 | 0 | 0 | 0
2040-04-28 | 3 | 24.21 | -13019 | -1065 | -762 | 0 | 0 | 0 | 528 | 0 | 0 | 1130 | 53 | 292 | 2332 | 3288 | 3053 | 0 | 658 | 0 | 200 | 1098 | 0 | 548 | 1200 | 0 | 465 | 0 | 0 | 0 | 0 | 0 | 0 | 0 | 0 | 0
2040-04-28 | 4 | 24.2 | -13101 | -1065 | -683 | 0 | 0 | -127 | 528 | 0 | 0 | 1130 | 53 | 225 | 2835 | 3288 | 2969 | 0 | 686 | 0 | 200 | 1103 | 0 | 294 | 1200 | 0 | 465 | 0 | 0 | 0 | 0 | 0 | 0 | 0 | 0 | 0
2040-04-28 | 5 | 24.2 | -13422 | -1065 | -683 | 0 | 0 | -589 | 528 | 0 | 0 | 1411 | 53 | 240 | 3999 | 3288 | 2246 | 0 | 736 | 0 | 209 | 1098 | 0 | 284 | 1200 | 0 | 465 | 0 | 0 | 0 | 0 | 0 | 0 | 0 | 0 | 0
2040-04-28 | 6 | 29.6 | -13932 | -1065 | -709 | 0 | 0 | 0 | 528 | 0 | 80 | 1539 | 53 | 341 | 4582 | 3288 | 1283 | 0 | 746 | 1 | 217 | 1106 | 0 | 276 | 1200 | 0 | 465 | 0 | 0 | 0 | 0 | 0 | 0 | 0 | 0 | 0
2040-04-28 | 7 | 32.71 | -14808 | -1114 | -788 | 0 | 0 | 139 | 877 | 0 | 300 | 1577 | 53 | 341 | 4839 | 3288 | 806 | 0 | 754 | 486 | 217 | 1112 | 0 | 256 | 1200 | 0 | 465 | 0 | 0 | 0 | 0 | 0 | 0 | 0 | 0 | 0
2040-04-28 | 8 | 29.01 | -15948 | -1065 | -919 | 0 | 0 | 0 | 1517 | 0 | 300 | 1539 | 53 | 341 | 4536 | 3288 | 563 | 0 | 755 | 1791 | 219 | 1100 | 0 | 265 | 1200 | 0 | 465 | 0 | 0 | 0 | 0 | 0 | 0 | 0 | 0 | 0
2040-04-28 | 9 | 24.2 | -16739 | -966 | -1103 | 0 | 0 | -594 | 2320 | 0 | 300 | 1226 | 53 | 240 | 4319 | 3288 | 381 | 0 | 676 | 3324 | 219 | 1104 | 0 | 287 | 1200 | 0 | 465 | 0 | 0 | 0 | 0 | 0 | 0 | 0 | 0 | 0
2040-04-28 | 10 | 24.2 | -17449 | -872 | -1313 | 0 | 0 | -1180 | 2906 | 0 | 300 | 1063 | 53 | 225 | 4319 | 3288 | 232 | 0 | 622 | 4519 | 219 | 1107 | 0 | 295 | 1200 | 0 | 465 | 0 | 0 | 0 | 0 | 0 | 0 | 0 | 0 | 0
2040-04-28 | 11 | 24.2 | -17667 | -831 | -1182 | 0 | 0 | -1167 | 3260 | 0 | 300 | 1044 | 53 | 219 | 3804 | 3288 | 99 | 0 | 552 | 4948 | 219 | 1107 | 0 | 290 | 1200 | 0 | 465 | 0 | 0 | 0 | 0 | 0 | 0 | 0 | 0 | 0
2040-04-28 | 12 | 24.2 | -17662 | -786 | -1313 | 0 | 0 | -477 | 3450 | 0 | 300 | 1063 | 53 | 225 | 3704 | 3288 | 22 | 0 | 489 | 4357 | 219 | 1106 | 0 | 297 | 1200 | 0 | 465 | 0 | 0 | 0 | 0 | 0 | 0 | 0 | 0 | 0
2040-04-28 | 13 | 24.2 | -17572 | -786 | -1418 | 0 | 0 | -134 | 3509 | 0 | 300 | 1130 | 53 | 240 | 3609 | 3288 | 18 | 0 | 471 | 4006 | 218 | 1106 | 0 | 297 | 1200 | 0 | 465 | 0 | 0 | 0 | 0 | 0 | 0 | 0 | 0 | 0
2040-04-28 | 14 | 27.12 | -17383 | -746 | -1471 | 0 | 0 | 0 | 3456 | 0 | 300 | 1204 | 53 | 341 | 3687 | 3288 | 65 | 0 | 407 | 3513 | 217 | 1109 | 0 | 294 | 1200 | 0 | 465 | 0 | 0 | 0 | 0 | 0 | 0 | 0 | 0 | 0
2040-04-28 | 15 | 29.6 | -17456 | -786 | -1523 | 0 | 0 | 0 | 3387 | 0 | 300 | 1274 | 53 | 341 | 3811 | 3288 | 87 | 0 | 369 | 3580 | 218 | 1112 | 0 | 280 | 1200 | 0 | 465 | 0 | 0 | 0 | 0 | 0 | 0 | 0 | 0 | 0
2040-04-28 | 16 | 32.43 | -17822 | -786 | -1444 | 0 | 0 | 0 | 3392 | 0 | 300 | 1411 | 53 | 341 | 4160 | 3288 | 123 | 0 | 348 | 3357 | 218 | 1110 | 0 | 285 | 1200 | 0 | 465 | 0 | 0 | 0 | 0 | 0 | 0 | 0 | 0 | 0
2040-04-28 | 17 | 32.71 | -18436 | -786 | -1444 | 0 | 0 | 510 | 3635 | 0 | 300 | 1577 | 53 | 341 | 4469 | 3288 | 248 | 0 | 407 | 2527 | 218 | 1112 | 0 | 316 | 1200 | 0 | 465 | 0 | 0 | 0 | 0 | 0 | 0 | 0 | 0 | 0
2040-04-28 | 18 | 32.71 | -18597 | -786 | -1471 | 0 | 0 | 835 | 4063 | 0 | 300 | 1597 | 53 | 341 | 4872 | 3288 | 293 | 0 | 468 | 1392 | 219 | 1110 | 0 | 356 | 1200 | 0 | 465 | 0 | 0 | 0 | 0 | 0 | 0 | 0 | 0 | 0
2040-04-28 | 19 | 32.71 | -18673 | -831 | -1523 | 0 | 0 | 1036 | 4227 | 0 | 300 | 1598 | 53 | 341 | 5143 | 3288 | 246 | 0 | 515 | 914 | 219 | 1107 | 0 | 374 | 1200 | 0 | 465 | 0 | 0 | 0 | 0 | 0 | 0 | 0 | 0 | 0
2040-04-28 | 20 | 32.71 | -18738 | -831 | -1418 | 46 | 102 | 1230 | 4211 | 0 | 300 | 1598 | 53 | 341 | 5143 | 3288 | 658 | 0 | 549 | 108 | 219 | 1107 | 0 | 369 | 1200 | 0 | 465 | 0 | 0 | 0 | 0 | 0 | 0 | 0 | 0 | 0
2040-04-28 | 21 | 29.6 | -17472 | -872 | -1339 | 0 | 0 | 0 | 4227 | 0 | 300 | 1597 | 53 | 341 | 4821 | 3288 | 1072 | 0 | 610 | 0 | 218 | 1106 | 0 | 384 | 1200 | 0 | 465 | 0 | 0 | 0 | 0 | 0 | 0 | 0 | 0 | 0
2040-04-28 | 22 | 23.36 | -15915 | -966 | -1208 | 0 | 0 | 0 | 3350 | 0 | 300 | 1572 | 53 | 214 | 4498 | 3288 | 791 | 0 | 636 | 0 | 219 | 1104 | 0 | 398 | 1200 | 0 | 465 | 0 | 0 | 0 | 0 | 0 | 0 | 0 | 0 | 0
2040-04-28 | 23 | 24.21 | -14621 | -966 | -1208 | 0 | 0 | 0 | 2320 | 0 | 300 | 1539 | 53 | 274 | 4523 | 3288 | 441 | 0 | 664 | 0 | 219 | 1106 | 0 | 403 | 1200 | 0 | 465 | 0 | 0 | 0 | 0 | 0 | 0 | 0 | 0 | 0
2040-04-28 | 24 | 25.21 | -13759 | -1015 | -1103 | 0 | 0 | 0 | 1437 | 0 | 300 | 1517 | 53 | 341 | 4220 | 3288 | 704 | 0 | 663 | 0 | 218 | 1106 | 0 | 364 | 1200 | 0 | 465 | 0 | 0 | 0 | 0 | 0 | 0 | 0 | 0 | 0
2040-04-29 | 1 | 30.06 | -13296 | -1065 | -972 | 0 | 0 | -90 | 528 | 0 | 300 | 1539 | 53 | 341 | 4386 | 3288 | 737 | 0 | 635 | 0 | 213 | 1106 | 0 | 631 | 1200 | 0 | 465 | 0 | 0 | 0 | 0 | 0 | 0 | 0 | 0 | 0
2040-04-29 | 2 | 30.06 | -13189 | -1164 | -840 | 0 | 0 | -45 | 528 | 0 | 300 | 1506 | 53 | 341 | 4219 | 3288 | 766 | 0 | 648 | 0 | 203 | 1100 | 0 | 620 | 1200 | 0 | 465 | 0 | 0 | 0 | 0 | 0 | 0 | 0 | 0 | 0
2040-04-29 | 3 | 30.06 | -13328 | -1218 | -762 | 0 | 0 | -107 | 528 | 0 | 300 | 1492 | 53 | 341 | 4219 | 3288 | 1028 | 0 | 653 | 0 | 200 | 1098 | 0 | 548 | 1200 | 0 | 465 | 0 | 0 | 0 | 0 | 0 | 0 | 0 | 0 | 0
2040-04-29 | 4 | 32.43 | -13940 | -1272 | -683 | 0 | 0 | 0 | 528 | 0 | 300 | 1506 | 53 | 341 | 4381 | 3288 | 1626 | 0 | 608 | 0 | 200 | 1103 | 0 | 294 | 1200 | 0 | 465 | 0 | 0 | 0 | 0 | 0 | 0 | 0 | 0 | 0
2040-04-29 | 5 | 37.9 | -15496 | -1330 | -683 | 0 | 0 | 0 | 528 | 0 | 300 | 1577 | 53 | 341 | 5268 | 3288 | 2276 | 0 | 621 | 0 | 209 | 1098 | 0 | 284 | 1200 | 0 | 465 | 0 | 0 | 0 | 0 | 0 | 0 | 0 | 0 | 0
2040-04-29 | 6 | 40.63 | -17924 | -1384 | -709 | 0 | 0 | 180 | 1474 | 0 | 300 | 1598 | 53 | 341 | 6527 | 3288 | 2361 | 0 | 628 | 3 | 217 | 1106 | 0 | 276 | 1200 | 0 | 465 | 0 | 0 | 0 | 0 | 0 | 0 | 0 | 0 | 0
2040-04-29 | 7 | 40.36 | -19151 | -1384 | -788 | 0 | 0 | 0 | 3059 | 0 | 300 | 1598 | 53 | 341 | 6427 | 3288 | 1844 | 0 | 614 | 547 | 217 | 1112 | 0 | 256 | 1200 | 0 | 465 | 0 | 0 | 0 | 0 | 0 | 0 | 0 | 0 | 0
2040-04-29 | 8 | 25.21 | -19342 | -1272 | -919 | 0 | 0 | 0 | 3815 | 0 | 300 | 1577 | 53 | 325 | 4319 | 3288 | 1642 | 0 | 611 | 2354 | 219 | 1100 | 0 | 265 | 1200 | 0 | 465 | 0 | 0 | 0 | 0 | 0 | 0 | 0 | 0 | 0
2040-04-29 | 9 | 21.17 | -19398 | -1015 | -1103 | 0 | 0 | -533 | 3868 | 0 | 0 | 1062 | 53 | 166 | 3366 | 3288 | 1037 | 0 | 654 | 5281 | 219 | 1104 | 0 | 287 | 1200 | 0 | 465 | 0 | 0 | 0 | 0 | 0 | 0 | 0 | 0 | 0
2040-04-29 | 10 | 21.17 | -19915 | -921 | -1313 | 0 | 0 | -347 | 3963 | 0 | 0 | 750 | 53 | 160 | 887 | 3288 | 684 | 0 | 759 | 8667 | 219 | 1107 | 0 | 295 | 1200 | 0 | 465 | 0 | 0 | 0 | 0 | 0 | 0 | 0 | 0 | 0
2040-04-29 | 11 | 16.23 | -20036 | -786 | -1182 | -487 | 0 | -1859 | 4132 | 0 | 0 | 727 | 53 | 160 | 347 | 3288 | 424 | 0 | 818 | 11121 | 219 | 1107 | 0 | 290 | 1200 | 0 | 465 | 0 | 0 | 0 | 0 | 0 | 0 | 0 | 0 | 0
2040-04-29 | 12 | 5 | -19878 | -705 | -1313 | -908 | -610 | -1859 | 4227 | 0 | 0 | 727 | 53 | 160 | 150 | 3288 | 197 | 0 | 855 | 12734 | 219 | 999 | 0 | 0 | 1200 | 0 | 465 | 0 | 0 | 0 | 0 | 107 | 0 | 297 | 0 | 0
2040-04-29 | 13 | 5 | -19563 | -625 | -1418 | -908 | -610 | -1859 | 4137 | 0 | 0 | 727 | 53 | 160 | 150 | 3288 | 79 | 0 | 873 | 13197 | 218 | 437 | 0 | 0 | 1200 | 0 | 465 | 0 | 0 | 0 | 0 | 669 | 0 | 297 | 0 | 0
2040-04-29 | 14 | 5 | -19118 | -553 | -1471 | -908 | -199 | -1859 | 3921 | 0 | 0 | 727 | 53 | 160 | 100 | 3288 | 38 | 0 | 873 | 12363 | 217 | 703 | 0 | 0 | 1200 | 0 | 465 | 0 | 0 | 0 | 0 | 406 | 0 | 294 | 0 | 0
2040-04-29 | 15 | 21.17 | -18922 | -485 | -1523 | 0 | 0 | -1785 | 3630 | 0 | 0 | 727 | 53 | 175 | 100 | 3288 | 50 | 0 | 869 | 10548 | 218 | 1112 | 0 | 280 | 1200 | 0 | 465 | 0 | 0 | 0 | 0 | 0 | 0 | 0 | 0 | 0
2040-04-29 | 16 | 28.61 | -18967 | -454 | -1444 | 325 | 0 | 0 | 3440 | 0 | 0 | 750 | 53 | 335 | 100 | 3288 | 152 | 0 | 852 | 8293 | 218 | 1110 | 0 | 285 | 1200 | 0 | 465 | 0 | 0 | 0 | 0 | 0 | 0 | 0 | 0 | 0
2040-04-29 | 17 | 28.61 | -19260 | -454 | -1444 | 253 | 182 | 267 | 3472 | 0 | 0 | 1130 | 53 | 341 | 3023 | 3288 | 416 | 0 | 827 | 4595 | 218 | 1112 | 0 | 316 | 1200 | 0 | 465 | 0 | 0 | 0 | 0 | 0 | 0 | 0 | 0 | 0
2040-04-29 | 18 | 28.61 | -19411 | -427 | -1471 | 245 | 0 | 940 | 3657 | 0 | 0 | 1539 | 53 | 341 | 3784 | 3288 | 885 | 0 | 792 | 2435 | 219 | 1110 | 0 | 356 | 1200 | 0 | 465 | 0 | 0 | 0 | 0 | 0 | 0 | 0 | 0 | 0
2040-04-29 | 19 | 28.61 | -19855 | -485 | -1523 | 540 | 249 | 1549 | 3820 | 0 | 0 | 1598 | 53 | 341 | 4224 | 3288 | 1104 | 0 | 731 | 1000 | 219 | 1107 | 0 | 374 | 1200 | 0 | 465 | 0 | 0 | 0 | 0 | 0 | 0 | 0 | 0 | 0
2040-04-29 | 20 | 28.61 | -19857 | -521 | -1418 | 845 | 508 | 1556 | 4063 | 0 | 0 | 1598 | 53 | 341 | 4271 | 3288 | 1197 | 0 | 599 | 117 | 219 | 1107 | 0 | 369 | 1200 | 0 | 465 | 0 | 0 | 0 | 0 | 0 | 0 | 0 | 0 | 0
2040-04-29 | 21 | 28.61 | -18537 | -625 | -1339 | 297 | 12 | 1549 | 4074 | 0 | 0 | 1598 | 53 | 341 | 4224 | 3288 | 1225 | 0 | 466 | 0 | 218 | 1106 | 0 | 384 | 1200 | 0 | 465 | 0 | 0 | 0 | 0 | 0 | 0 | 0 | 0 | 0
2040-04-29 | 22 | 28.61 | -16560 | -665 | -1208 | 33 | 0 | 892 | 3170 | 0 | 0 | 1577 | 53 | 341 | 4224 | 3288 | 1072 | 0 | 397 | 0 | 219 | 1104 | 0 | 398 | 1200 | 0 | 465 | 0 | 0 | 0 | 0 | 0 | 0 | 0 | 0 | 0
2040-04-29 | 23 | 28.61 | -14993 | -705 | -1208 | 65 | 167 | 412 | 1950 | 0 | 0 | 1572 | 53 | 341 | 4224 | 3288 | 1056 | 0 | 385 | 0 | 219 | 1106 | 0 | 403 | 1200 | 0 | 465 | 0 | 0 | 0 | 0 | 0 | 0 | 0 | 0 | 0
2040-04-29 | 24 | 28.61 | -14226 | -705 | -1103 | 161 | 102 | 310 | 914 | 0 | 0 | 1577 | 53 | 341 | 4292 | 3288 | 1265 | 0 | 378 | 0 | 218 | 1106 | 0 | 364 | 1200 | 0 | 465 | 0 | 0 | 0 | 0 | 0 | 0 | 0 | 0 | 0
2040-04-30 | 1 | 32.9 | -13605 | -746 | -735 | 0 | -220 | -432 | 528 | 0 | 0 | 1539 | 53 | 341 | 4807 | 3288 | 1208 | 0 | 358 | 0 | 213 | 1106 | 0 | 631 | 1200 | 0 | 465 | 0 | 0 | 0 | 0 | 0 | 0 | 0 | 0 | 0
2040-04-30 | 2 | 32.9 | -13362 | -872 | -657 | 0 | -200 | -292 | 528 | 0 | 0 | 1539 | 53 | 341 | 4807 | 3288 | 907 | 0 | 330 | 0 | 203 | 1100 | 0 | 620 | 1200 | 0 | 465 | 0 | 0 | 0 | 0 | 0 | 0 | 0 | 0 | 0
2040-04-30 | 3 | 32.9 | -13349 | -966 | -578 | 0 | 0 | -5 | 528 | 0 | 0 | 1572 | 53 | 341 | 4807 | 3288 | 499 | 0 | 298 | 0 | 200 | 1098 | 0 | 548 | 1200 | 0 | 465 | 0 | 0 | 0 | 0 | 0 | 0 | 0 | 0 | 0
2040-04-30 | 4 | 35.69 | -13819 | -1015 | -551 | 0 | 0 | 0 | 528 | 0 | 0 | 1577 | 53 | 341 | 5619 | 3288 | 456 | 0 | 261 | 0 | 200 | 1103 | 0 | 294 | 1200 | 0 | 465 | 0 | 0 | 0 | 0 | 0 | 0 | 0 | 0 | 0
2040-04-30 | 5 | 38.83 | -15316 | -1065 | -525 | 0 | 0 | 0 | 528 | 0 | 0 | 1598 | 53 | 341 | 6921 | 3288 | 679 | 0 | 241 | 0 | 209 | 1098 | 0 | 284 | 1200 | 0 | 465 | 0 | 0 | 0 | 0 | 0 | 0 | 0 | 0 | 0
2040-04-30 | 6 | 40.73 | -17774 | -1065 | -551 | 0 | 0 | 0 | 856 | 0 | 0 | 1598 | 53 | 341 | 8037 | 3288 | 1741 | 0 | 211 | 1 | 217 | 1106 | 0 | 276 | 1200 | 0 | 465 | 0 | 0 | 0 | 0 | 0 | 0 | 0 | 0 | 0
2040-04-30 | 7 | 38.75 | -19392 | -1065 | -709 | 0 | 0 | 0 | 2473 | 0 | 0 | 1598 | 53 | 341 | 6864 | 3288 | 2915 | 0 | 189 | 195 | 217 | 1112 | 0 | 256 | 1200 | 0 | 465 | 0 | 0 | 0 | 0 | 0 | 0 | 0 | 0 | 0
2040-04-30 | 8 | 35.37 | -19845 | -1065 | -867 | 0 | 0 | 0 | 3551 | 0 | 0 | 1598 | 53 | 341 | 5638 | 3288 | 3273 | 0 | 150 | 636 | 219 | 1100 | 0 | 265 | 1200 | 0 | 465 | 0 | 0 | 0 | 0 | 0 | 0 | 0 | 0 | 0
2040-04-30 | 9 | 34.35 | -20053 | -1065 | -1050 | 0 | 0 | 0 | 3915 | 0 | 0 | 1598 | 53 | 341 | 5481 | 3288 | 3206 | 0 | 130 | 881 | 219 | 1104 | 0 | 287 | 1200 | 0 | 465 | 0 | 0 | 0 | 0 | 0 | 0 | 0 | 0 | 0
2040-04-30 | 10 | 37.76 | -20275 | -1015 | -1234 | 0 | 0 | 0 | 4122 | 0 | 0 | 1598 | 53 | 341 | 6495 | 3288 | 1479 | 0 | 147 | 1715 | 219 | 1107 | 0 | 295 | 1200 | 0 | 465 | 0 | 0 | 0 | 0 | 0 | 0 | 0 | 0 | 0
2040-04-30 | 11 | 37.74 | -20383 | -1015 | -1182 | 0 | 0 | 0 | 4227 | 0 | 0 | 1598 | 53 | 341 | 6361 | 3288 | 822 | 0 | 216 | 2392 | 219 | 1107 | 0 | 290 | 1200 | 0 | 465 | 0 | 0 | 0 | 0 | 0 | 0 | 0 | 0 | 0
2040-04-30 | 12 | 34.21 | -19983 | -1015 | -1024 | 0 | 0 | 0 | 4195 | 0 | 0 | 1572 | 53 | 341 | 5250 | 3288 | 609 | 0 | 278 | 3149 | 219 | 1106 | 0 | 297 | 1200 | 0 | 465 | 0 | 0 | 0 | 0 | 0 | 0 | 0 | 0 | 0
2040-04-30 | 13 | 35.37 | -19866 | -921 | -1339 | 0 | 0 | 0 | 4074 | 0 | 0 | 1539 | 53 | 341 | 5132 | 3288 | 503 | 0 | 345 | 3565 | 218 | 1106 | 0 | 297 | 1200 | 0 | 465 | 0 | 0 | 0 | 0 | 0 | 0 | 0 | 0 | 0
2040-04-30 | 14 | 32.9 | -19767 | -872 | -1313 | 0 | -210 | -33 | 3958 | 0 | 0 | 1492 | 53 | 341 | 4854 | 3288 | 794 | 0 | 438 | 3691 | 217 | 1109 | 0 | 294 | 1200 | 0 | 465 | 0 | 0 | 0 | 0 | 0 | 0 | 0 | 0 | 0
2040-04-30 | 15 | 32.9 | -19250 | -786 | -1182 | 0 | 0 | -1687 | 3767 | 0 | 0 | 1051 | 53 | 341 | 4162 | 3288 | 1690 | 0 | 593 | 4684 | 218 | 1112 | 0 | 280 | 1200 | 0 | 465 | 0 | 0 | 0 | 0 | 0 | 0 | 0 | 0 | 0
2040-04-30 | 16 | 32.9 | -18930 | -746 | -1549 | 0 | -430 | -1859 | 3635 | 0 | 220 | 1044 | 53 | 341 | 3676 | 3288 | 2818 | 0 | 728 | 4433 | 218 | 1110 | 0 | 285 | 1200 | 0 | 465 | 0 | 0 | 0 | 0 | 0 | 0 | 0 | 0 | 0
2040-04-30 | 17 | 32.9 | -18824 | -665 | -1996 | 0 | 0 | -715 | 3657 | 0 | 220 | 1130 | 53 | 341 | 2833 | 3288 | 2908 | 0 | 790 | 3669 | 218 | 1112 | 0 | 316 | 1200 | 0 | 465 | 0 | 0 | 0 | 0 | 0 | 0 | 0 | 0 | 0
2040-04-30 | 18 | 40.66 | -18940 | -625 | -2390 | 0 | 0 | 0 | 3804 | 0 | 220 | 1577 | 53 | 341 | 4024 | 3288 | 2138 | 0 | 794 | 2365 | 219 | 1110 | 0 | 356 | 1200 | 0 | 465 | 0 | 0 | 0 | 0 | 0 | 0 | 0 | 0 | 0
2040-04-30 | 19 | 44.75 | -19741 | -625 | -2285 | 0 | 302 | 1859 | 3815 | 0 | 300 | 1598 | 53 | 341 | 4805 | 3288 | 1112 | 0 | 765 | 1048 | 219 | 1107 | 0 | 374 | 1200 | 0 | 465 | 0 | 0 | 0 | 0 | 0 | 0 | 0 | 0 | 0
2040-04-30 | 20 | 45.08 | -20018 | -665 | -1602 | 0 | 610 | 1859 | 3937 | 0 | 300 | 1598 | 53 | 341 | 5388 | 3288 | 754 | 0 | 667 | 130 | 219 | 1107 | 0 | 369 | 1200 | 0 | 465 | 0 | 0 | 0 | 0 | 0 | 0 | 0 | 0 | 0
2040-04-30 | 21 | 43.67 | -18879 | -705 | -1471 | 0 | 0 | 0 | 4048 | 0 | 300 | 1598 | 53 | 341 | 6741 | 3288 | 778 | 0 | 534 | 0 | 218 | 1106 | 0 | 384 | 1200 | 0 | 465 | 0 | 0 | 0 | 0 | 0 | 0 | 0 | 0 | 0
2040-04-30 | 22 | 40.24 | -17063 | -786 | -1234 | 0 | 0 | 0 | 3234 | 0 | 300 | 1597 | 53 | 341 | 5593 | 3288 | 768 | 0 | 523 | 0 | 219 | 1104 | 0 | 398 | 1200 | 0 | 465 | 0 | 0 | 0 | 0 | 0 | 0 | 0 | 0 | 0
2040-04-30 | 23 | 35.98 | -15477 | -921 | -1024 | 0 | 0 | 0 | 2066 | 0 | 300 | 1592 | 53 | 341 | 5419 | 3288 | 450 | 0 | 520 | 0 | 219 | 1106 | 0 | 403 | 1200 | 0 | 465 | 0 | 0 | 0 | 0 | 0 | 0 | 0 | 0 | 0
2040-04-30 | 24 | 36.08 | -14452 | -966 | -840 | 0 | 0 | 0 | 1020 | 0 | 300 | 1577 | 53 | 341 | 5553 | 3288 | 258 | 0 | 516 | 0 | 218 | 1106 | 0 | 364 | 1200 | 0 | 465 | 0 | 0 | 0 | 0 | 0 | 0 | 0 | 0 | 0
2040-05-01 | 1 | 34.21 | -13960 | -1015 | -735 | 0 | 0 | 0 | 528 | 0 | 300 | 1402 | 53 | 341 | 5419 | 3288 | 164 | 0 | 485 | 0 | 187 | 1190 | 0 | 688 | 1200 | 0 | 465 | 0 | 0 | 0 | 0 | 0 | 0 | 0 | 0 | 0
2040-05-01 | 2 | 34.21 | -13771 | -1015 | -657 | 0 | 0 | 0 | 528 | 0 | 300 | 1382 | 53 | 341 | 5301 | 3288 | 146 | 0 | 469 | 0 | 182 | 1167 | 0 | 620 | 1200 | 0 | 465 | 0 | 0 | 0 | 0 | 0 | 0 | 0 | 0 | 0
2040-05-01 | 3 | 34.97 | -13780 | -1015 | -578 | 0 | 0 | 0 | 528 | 0 | 300 | 1382 | 53 | 341 | 5345 | 3288 | 137 | 0 | 443 | 0 | 171 | 1166 | 0 | 554 | 1200 | 0 | 465 | 0 | 0 | 0 | 0 | 0 | 0 | 0 | 0 | 0
2040-05-01 | 4 | 36.9 | -14272 | -1015 | -551 | 0 | 0 | 0 | 528 | 0 | 300 | 1431 | 53 | 341 | 6033 | 3288 | 153 | 0 | 429 | 0 | 163 | 1158 | 0 | 296 | 1200 | 0 | 465 | 0 | 0 | 0 | 0 | 0 | 0 | 0 | 0 | 0
2040-05-01 | 5 | 39.46 | -15757 | -1015 | -525 | 0 | 0 | 0 | 528 | 0 | 300 | 1534 | 53 | 341 | 7494 | 3288 | 91 | 0 | 411 | 0 | 167 | 1151 | 0 | 273 | 1200 | 0 | 465 | 0 | 0 | 0 | 0 | 0 | 0 | 0 | 0 | 0
2040-05-01 | 6 | 41.31 | -18127 | -1015 | -551 | 0 | 0 | 0 | 1125 | 0 | 300 | 1534 | 53 | 341 | 9330 | 3288 | 82 | 0 | 383 | 3 | 184 | 1152 | 0 | 253 | 1200 | 0 | 465 | 0 | 0 | 0 | 0 | 0 | 0 | 0 | 0 | 0
2040-05-01 | 7 | 41.13 | -19646 | -966 | -709 | 0 | 0 | 0 | 2573 | 0 | 300 | 1534 | 53 | 341 | 9213 | 3288 | 60 | 0 | 344 | 314 | 193 | 1167 | 0 | 276 | 1200 | 0 | 465 | 0 | 0 | 0 | 0 | 0 | 0 | 0 | 0 | 0
2040-05-01 | 8 | 39.69 | -20038 | -921 | -867 | 0 | 0 | 0 | 3503 | 0 | 300 | 1534 | 53 | 341 | 8138 | 3288 | 53 | 0 | 288 | 1006 | 206 | 1193 | 0 | 257 | 1200 | 0 | 465 | 0 | 0 | 0 | 0 | 0 | 0 | 0 | 0 | 0
2040-05-01 | 9 | 38.45 | -20131 | -831 | -1050 | 0 | 0 | 0 | 3767 | 0 | 300 | 1534 | 53 | 341 | 7287 | 3288 | 52 | 0 | 231 | 1813 | 207 | 1214 | 0 | 260 | 1200 | 0 | 465 | 0 | 0 | 0 | 0 | 0 | 0 | 0 | 0 | 0
2040-05-01 | 10 | 37.74 | -20282 | -786 | -1234 | 0 | 0 | 0 | 3889 | 0 | 300 | 1513 | 53 | 341 | 6665 | 3288 | 46 | 0 | 214 | 2604 | 207 | 1242 | 0 | 276 | 1200 | 0 | 465 | 0 | 0 | 0 | 0 | 0 | 0 | 0 | 0 | 0
2040-05-01 | 11 | 33.32 | -20409 | -746 | -1182 | 0 | 0 | 0 | 3926 | 0 | 300 | 1378 | 53 | 341 | 5362 | 3288 | 81 | 0 | 172 | 4045 | 207 | 1251 | 0 | 268 | 1200 | 0 | 465 | 0 | 0 | 0 | 0 | 0 | 0 | 0 | 0 | 0
2040-05-01 | 12 | 31.99 | -19901 | -705 | -1024 | 0 | 0 | -160 | 3889 | 0 | 300 | 890 | 53 | 341 | 4866 | 3288 | 120 | 0 | 172 | 4453 | 206 | 1253 | 0 | 294 | 1200 | 0 | 465 | 0 | 0 | 0 | 0 | 0 | 0 | 0 | 0 | 0
2040-05-01 | 13 | 31.99 | -19791 | -705 | -1339 | 0 | 0 | -332 | 3762 | 0 | 300 | 858 | 53 | 341 | 4838 | 3288 | 340 | 0 | 155 | 4806 | 206 | 1266 | 0 | 290 | 1200 | 0 | 465 | 0 | 0 | 0 | 0 | 0 | 0 | 0 | 0 | 0
2040-05-01 | 14 | 31.99 | -19721 | -665 | -1313 | 0 | 0 | -668 | 3662 | 0 | 300 | 725 | 53 | 341 | 4644 | 3288 | 470 | 0 | 144 | 5296 | 206 | 1269 | 0 | 304 | 1200 | 0 | 465 | 0 | 0 | 0 | 0 | 0 | 0 | 0 | 0 | 0
2040-05-01 | 15 | 31.99 | -19258 | -625 | -1182 | 0 | 0 | -420 | 3524 | 0 | 300 | 725 | 53 | 341 | 4162 | 3288 | 723 | 0 | 138 | 4785 | 207 | 1266 | 0 | 307 | 1200 | 0 | 465 | 0 | 0 | 0 | 0 | 0 | 0 | 0 | 0 | 0
2040-05-01 | 16 | 38.45 | -18986 | -625 | -1549 | 0 | 0 | 0 | 3456 | 0 | 300 | 1369 | 53 | 341 | 4847 | 3288 | 766 | 0 | 128 | 3158 | 206 | 1262 | 0 | 321 | 1200 | 0 | 465 | 0 | 0 | 0 | 0 | 0 | 0 | 0 | 0 | 0
2040-05-01 | 17 | 41.49 | -18917 | -625 | -1996 | 0 | 0 | 0 | 3551 | 0 | 300 | 1513 | 53 | 341 | 5946 | 3288 | 923 | 0 | 114 | 2023 | 209 | 1265 | 0 | 346 | 1200 | 0 | 465 | 0 | 0 | 0 | 0 | 0 | 0 | 0 | 0 | 0
2040-05-01 | 18 | 43.23 | -19138 | -665 | -2390 | 0 | 0 | 552 | 3762 | 0 | 300 | 1534 | 53 | 341 | 6352 | 3288 | 1176 | 0 | 95 | 1211 | 209 | 1266 | 0 | 388 | 1200 | 0 | 465 | 0 | 0 | 0 | 0 | 0 | 0 | 0 | 0 | 0
2040-05-01 | 19 | 43.23 | -19963 | -705 | -2285 | 0 | 0 | 617 | 3857 | 0 | 300 | 1534 | 53 | 341 | 7004 | 3288 | 1690 | 0 | 103 | 602 | 209 | 1280 | 0 | 409 | 1200 | 0 | 465 | 0 | 0 | 0 | 0 | 0 | 0 | 0 | 0 | 0
2040-05-01 | 20 | 40.24 | -19894 | -705 | -1602 | 0 | 0 | 0 | 3963 | 0 | 300 | 1534 | 53 | 341 | 6332 | 3288 | 2587 | 0 | 131 | 118 | 209 | 1274 | 0 | 406 | 1200 | 0 | 465 | 0 | 0 | 0 | 0 | 0 | 0 | 0 | 0 | 0
2040-05-01 | 21 | 31.99 | -18763 | -746 | -1471 | 0 | 0 | 0 | 3857 | 0 | 300 | 1513 | 53 | 325 | 4791 | 3288 | 3121 | 0 | 174 | 0 | 209 | 1269 | 0 | 413 | 1200 | 0 | 465 | 0 | 0 | 0 | 0 | 0 | 0 | 0 | 0 | 0
2040-05-01 | 22 | 12.98 | -16998 | -746 | -1234 | 0 | 0 | -41 | 3054 | 0 | 300 | 1267 | 53 | 166 | 3411 | 3288 | 3720 | 0 | 195 | 0 | 209 | 1263 | 0 | 428 | 1200 | 0 | 465 | 0 | 0 | 0 | 0 | 0 | 0 | 0 | 0 | 0
2040-05-01 | 23 | 12.98 | -15447 | -786 | -1024 | 0 | 0 | -214 | 1923 | 0 | 220 | 890 | 53 | 160 | 3231 | 3288 | 3954 | 0 | 189 | 0 | 209 | 1257 | 0 | 432 | 1200 | 0 | 465 | 0 | 0 | 0 | 0 | 0 | 0 | 0 | 0 | 0
2040-05-01 | 24 | 17.55 | -14418 | -831 | -840 | 0 | 0 | 189 | 951 | 0 | 220 | 833 | 53 | 160 | 2848 | 3288 | 3897 | 0 | 175 | 0 | 193 | 1242 | 0 | 375 | 1200 | 0 | 465 | 0 | 0 | 0 | 0 | 0 | 0 | 0 | 0 | 0
2040-05-02 | 1 | 27.12 | -13852 | -872 | -735 | 0 | -81 | -816 | 528 | 0 | 220 | 819 | 53 | 319 | 3300 | 3288 | 3927 | 0 | 170 | 0 | 187 | 1190 | 0 | 688 | 1200 | 0 | 465 | 0 | 0 | 0 | 0 | 0 | 0 | 0 | 0 | 0
2040-05-02 | 2 | 27.12 | -13655 | -872 | -657 | 0 | 0 | -819 | 528 | 0 | 220 | 725 | 53 | 335 | 3156 | 3288 | 3868 | 0 | 195 | 0 | 182 | 1167 | 0 | 620 | 1200 | 0 | 465 | 0 | 0 | 0 | 0 | 0 | 0 | 0 | 0 | 0
2040-05-02 | 3 | 27.12 | -13657 | -872 | -578 | 0 | 0 | -1345 | 528 | 0 | 220 | 700 | 53 | 341 | 3116 | 3288 | 4437 | 0 | 212 | 0 | 171 | 1166 | 0 | 554 | 1200 | 0 | 465 | 0 | 0 | 0 | 0 | 0 | 0 | 0 | 0 | 0
2040-05-02 | 4 | 27.12 | -14117 | -872 | -551 | 0 | 0 | -921 | 528 | 0 | 220 | 700 | 53 | 341 | 2981 | 3288 | 4843 | 0 | 224 | 0 | 163 | 1158 | 0 | 296 | 1200 | 0 | 465 | 0 | 0 | 0 | 0 | 0 | 0 | 0 | 0 | 0
2040-05-02 | 5 | 27.12 | -15586 | -872 | -525 | 0 | 0 | -133 | 528 | 0 | 220 | 1047 | 53 | 341 | 3311 | 3288 | 4844 | 0 | 227 | 0 | 167 | 1151 | 0 | 273 | 1200 | 0 | 465 | 0 | 0 | 0 | 0 | 0 | 0 | 0 | 0 | 0
2040-05-02 | 6 | 35.37 | -17934 | -872 | -551 | 0 | 0 | 0 | 872 | 0 | 220 | 1513 | 53 | 341 | 4704 | 3288 | 4857 | 0 | 254 | 1 | 184 | 1152 | 0 | 253 | 1200 | 0 | 465 | 0 | 0 | 0 | 0 | 0 | 0 | 0 | 0 | 0
2040-05-02 | 7 | 32.43 | -19469 | -872 | -709 | 0 | 0 | 0 | 2330 | 0 | 220 | 1513 | 53 | 341 | 4655 | 3288 | 4857 | 0 | 239 | 252 | 193 | 1167 | 0 | 276 | 1200 | 0 | 465 | 0 | 0 | 0 | 0 | 0 | 0 | 0 | 0 | 0
2040-05-02 | 8 | 27.12 | -19906 | -921 | -867 | 0 | 0 | -458 | 3324 | 0 | 220 | 1382 | 53 | 341 | 4226 | 3288 | 4859 | 0 | 183 | 954 | 206 | 1193 | 0 | 257 | 1200 | 0 | 465 | 0 | 0 | 0 | 0 | 0 | 0 | 0 | 0 | 0
2040-05-02 | 9 | 27.12 | -20072 | -872 | -1050 | 0 | 0 | -959 | 3635 | 0 | 220 | 1120 | 53 | 341 | 4131 | 3288 | 4847 | 0 | 155 | 1817 | 207 | 1214 | 0 | 260 | 1200 | 0 | 465 | 0 | 0 | 0 | 0 | 0 | 0 | 0 | 0 | 0
2040-05-02 | 10 | 27.12 | -20334 | -831 | -1234 | 0 | 0 | -889 | 3804 | 0 | 220 | 1013 | 53 | 341 | 3801 | 3288 | 4734 | 0 | 143 | 2500 | 207 | 1242 | 0 | 276 | 1200 | 0 | 465 | 0 | 0 | 0 | 0 | 0 | 0 | 0 | 0 | 0
2040-05-02 | 11 | 27.12 | -20594 | -831 | -1182 | 0 | 0 | -1075 | 3926 | 0 | 220 | 834 | 53 | 341 | 3801 | 3288 | 4307 | 0 | 114 | 3408 | 207 | 1251 | 0 | 268 | 1200 | 0 | 465 | 0 | 0 | 0 | 0 | 0 | 0 | 0 | 0 | 0
2040-05-02 | 12 | 27.12 | -20277 | -786 | -1024 | 0 | 0 | -1228 | 3963 | 0 | 220 | 819 | 53 | 341 | 3775 | 3288 | 3438 | 0 | 96 | 3905 | 206 | 1253 | 0 | 294 | 1200 | 0 | 465 | 0 | 0 | 0 | 0 | 0 | 0 | 0 | 0 | 0
2040-05-02 | 13 | 27.12 | -20298 | -746 | -1339 | 0 | 0 | -255 | 3926 | 0 | 220 | 1255 | 53 | 341 | 3775 | 3288 | 2395 | 0 | 80 | 3878 | 206 | 1266 | 0 | 290 | 1200 | 0 | 465 | 0 | 0 | 0 | 0 | 0 | 0 | 0 | 0 | 0
2040-05-02 | 14 | 36.65 | -20140 | -705 | -1313 | 0 | 0 | 67 | 3905 | 0 | 220 | 1267 | 53 | 341 | 4743 | 3288 | 1180 | 0 | 60 | 3591 | 206 | 1269 | 0 | 304 | 1200 | 0 | 465 | 0 | 0 | 0 | 0 | 0 | 0 | 0 | 0 | 0
2040-05-02 | 15 | 35.32 | -19664 | -705 | -1182 | 0 | 0 | 0 | 3736 | 0 | 220 | 1034 | 53 | 341 | 4741 | 3288 | 1008 | 0 | 54 | 3630 | 207 | 1266 | 0 | 307 | 1200 | 0 | 465 | 0 | 0 | 0 | 0 | 0 | 0 | 0 | 0 | 0
2040-05-02 | 16 | 35.5 | -19312 | -746 | -1549 | 0 | 0 | 0 | 3683 | 0 | 220 | 1382 | 53 | 341 | 5482 | 3288 | 949 | 0 | 55 | 2699 | 206 | 1262 | 0 | 321 | 1200 | 0 | 465 | 0 | 0 | 0 | 0 | 0 | 0 | 0 | 0 | 0
2040-05-02 | 17 | 36.65 | -19184 | -786 | -1996 | 0 | 0 | 504 | 3757 | 0 | 220 | 1513 | 53 | 341 | 5958 | 3288 | 823 | 0 | 58 | 1965 | 209 | 1265 | 0 | 346 | 1200 | 0 | 465 | 0 | 0 | 0 | 0 | 0 | 0 | 0 | 0 | 0
2040-05-02 | 18 | 36.65 | -19236 | -786 | -2390 | 0 | 0 | 1488 | 3905 | 0 | 220 | 1534 | 53 | 341 | 6011 | 3288 | 846 | 0 | 66 | 1132 | 209 | 1266 | 0 | 388 | 1200 | 0 | 465 | 0 | 0 | 0 | 0 | 0 | 0 | 0 | 0 | 0
2040-05-02 | 19 | 38.02 | -19903 | -831 | -2285 | 0 | 69 | 1859 | 3905 | 0 | 220 | 1534 | 53 | 341 | 6617 | 3288 | 845 | 0 | 82 | 642 | 209 | 1280 | 0 | 409 | 1200 | 0 | 465 | 0 | 0 | 0 | 0 | 0 | 0 | 0 | 0 | 0
2040-05-02 | 20 | 37.13 | -19837 | -872 | -1602 | 0 | 0 | 1859 | 3942 | 0 | 220 | 1534 | 53 | 341 | 6266 | 3288 | 1002 | 0 | 117 | 134 | 209 | 1274 | 0 | 406 | 1200 | 0 | 465 | 0 | 0 | 0 | 0 | 0 | 0 | 0 | 0 | 0
2040-05-02 | 21 | 36.65 | -18736 | -921 | -1471 | 0 | 0 | 809 | 3852 | 0 | 220 | 1534 | 53 | 341 | 6037 | 3288 | 1273 | 0 | 164 | 0 | 209 | 1269 | 0 | 413 | 1200 | 0 | 465 | 0 | 0 | 0 | 0 | 0 | 0 | 0 | 0 | 0
2040-05-02 | 22 | 34.97 | -17037 | -921 | -1234 | 0 | 0 | 0 | 3065 | 0 | 220 | 1486 | 53 | 341 | 5474 | 3288 | 1523 | 0 | 177 | 0 | 209 | 1263 | 0 | 428 | 1200 | 0 | 465 | 0 | 0 | 0 | 0 | 0 | 0 | 0 | 0 | 0
2040-05-02 | 23 | 29.6 | -15436 | -921 | -1024 | 0 | 0 | 0 | 1960 | 0 | 220 | 1378 | 53 | 341 | 4716 | 3288 | 1674 | 0 | 187 | 0 | 209 | 1257 | 0 | 432 | 1200 | 0 | 465 | 0 | 0 | 0 | 0 | 0 | 0 | 0 | 0 | 0
2040-05-02 | 24 | 32.43 | -14400 | -966 | -840 | 0 | 0 | 0 | 962 | 0 | 220 | 1378 | 53 | 341 | 4628 | 3288 | 1675 | 0 | 187 | 0 | 193 | 1242 | 0 | 375 | 1200 | 0 | 465 | 0 | 0 | 0 | 0 | 0 | 0 | 0 | 0 | 0
2040-05-03 | 1 | 30.53 | -13835 | -966 | -735 | 0 | 0 | -470 | 528 | 0 | 220 | 1267 | 53 | 341 | 4490 | 3288 | 1911 | 0 | 178 | 0 | 187 | 1190 | 0 | 688 | 1200 | 0 | 465 | 0 | 0 | 0 | 0 | 0 | 0 | 0 | 0 | 0
2040-05-03 | 2 | 30.53 | -13626 | -966 | -657 | 0 | 0 | -216 | 528 | 0 | 220 | 1140 | 53 | 341 | 4486 | 3288 | 1631 | 0 | 143 | 0 | 182 | 1167 | 0 | 620 | 1200 | 0 | 465 | 0 | 0 | 0 | 0 | 0 | 0 | 0 | 0 | 0
2040-05-03 | 3 | 30.53 | -13606 | -966 | -578 | 0 | 0 | -63 | 528 | 0 | 220 | 1180 | 53 | 341 | 4486 | 3288 | 1435 | 0 | 125 | 0 | 171 | 1166 | 0 | 554 | 1200 | 0 | 465 | 0 | 0 | 0 | 0 | 0 | 0 | 0 | 0 | 0
2040-05-03 | 4 | 34.35 | -14081 | -966 | -551 | 0 | 0 | 0 | 528 | 0 | 220 | 1378 | 53 | 341 | 4944 | 3288 | 1438 | 0 | 127 | 0 | 163 | 1158 | 0 | 296 | 1200 | 0 | 465 | 0 | 0 | 0 | 0 | 0 | 0 | 0 | 0 | 0
2040-05-03 | 5 | 39.79 | -15493 | -966 | -525 | 0 | 0 | 0 | 528 | 0 | 220 | 1514 | 53 | 341 | 6650 | 3288 | 1004 | 0 | 129 | 0 | 167 | 1151 | 0 | 273 | 1200 | 0 | 465 | 0 | 0 | 0 | 0 | 0 | 0 | 0 | 0 | 0
2040-05-03 | 6 | 41.26 | -17768 | -966 | -551 | 0 | 0 | 501 | 978 | 0 | 220 | 1534 | 53 | 341 | 7883 | 3288 | 1101 | 0 | 124 | 10 | 184 | 1152 | 0 | 253 | 1200 | 0 | 465 | 0 | 0 | 0 | 0 | 0 | 0 | 0 | 0 | 0
2040-05-03 | 7 | 41.26 | -19371 | -966 | -709 | 0 | 0 | 53 | 2404 | 0 | 220 | 1534 | 53 | 341 | 8471 | 3288 | 961 | 0 | 110 | 309 | 193 | 1167 | 0 | 276 | 1200 | 0 | 465 | 0 | 0 | 0 | 0 | 0 | 0 | 0 | 0 | 0
2040-05-03 | 8 | 40.15 | -19935 | -966 | -867 | 0 | 0 | 0 | 3419 | 0 | 220 | 1534 | 53 | 341 | 7962 | 3288 | 762 | 0 | 104 | 763 | 206 | 1193 | 0 | 257 | 1200 | 0 | 465 | 0 | 0 | 0 | 0 | 0 | 0 | 0 | 0 | 0
2040-05-03 | 9 | 38.7 | -19968 | -921 | -1050 | 0 | 0 | 0 | 3810 | 0 | 300 | 1534 | 53 | 341 | 7035 | 3288 | 755 | 0 | 104 | 1374 | 207 | 1214 | 0 | 260 | 1200 | 0 | 465 | 0 | 0 | 0 | 0 | 0 | 0 | 0 | 0 | 0
2040-05-03 | 10 | 36.08 | -20129 | -921 | -1234 | 0 | 0 | 0 | 3926 | 0 | 300 | 1475 | 53 | 341 | 5911 | 3288 | 651 | 0 | 101 | 2848 | 207 | 1242 | 0 | 276 | 1200 | 0 | 465 | 0 | 0 | 0 | 0 | 0 | 0 | 0 | 0 | 0
2040-05-03 | 11 | 30.45 | -20336 | -872 | -1182 | 0 | 0 | 0 | 3963 | 0 | 300 | 1137 | 53 | 341 | 4829 | 3288 | 656 | 0 | 109 | 4322 | 207 | 1251 | 0 | 268 | 1200 | 0 | 465 | 0 | 0 | 0 | 0 | 0 | 0 | 0 | 0 | 0
2040-05-03 | 12 | 22.56 | -19994 | -786 | -1024 | 0 | -55 | -1859 | 3942 | 0 | 300 | 654 | 53 | 192 | 3871 | 3288 | 838 | 0 | 119 | 7042 | 206 | 1253 | 0 | 294 | 1200 | 0 | 465 | 0 | 0 | 0 | 0 | 0 | 0 | 0 | 0 | 0
2040-05-03 | 13 | 24.21 | -20033 | -665 | -1339 | 0 | 0 | -34 | 3841 | 0 | 300 | 833 | 53 | 297 | 3827 | 3288 | 1487 | 0 | 144 | 4573 | 206 | 1266 | 0 | 290 | 1200 | 0 | 465 | 0 | 0 | 0 | 0 | 0 | 0 | 0 | 0 | 0
2040-05-03 | 14 | 32.72 | -19894 | -625 | -1313 | 0 | 0 | 263 | 3831 | 0 | 300 | 1306 | 53 | 341 | 4155 | 3288 | 1612 | 0 | 159 | 3078 | 206 | 1269 | 0 | 304 | 1200 | 0 | 465 | 0 | 0 | 0 | 0 | 0 | 0 | 0 | 0 | 0
2040-05-03 | 15 | 32.72 | -19348 | -625 | -1182 | 0 | 0 | 125 | 3672 | 0 | 300 | 1267 | 53 | 341 | 4048 | 3288 | 1794 | 0 | 156 | 2665 | 207 | 1266 | 0 | 307 | 1200 | 0 | 465 | 0 | 0 | 0 | 0 | 0 | 0 | 0 | 0 | 0
2040-05-03 | 16 | 32.72 | -18974 | -625 | -1549 | 0 | 0 | 136 | 3556 | 0 | 300 | 1378 | 53 | 341 | 3913 | 3288 | 2095 | 0 | 169 | 2466 | 206 | 1262 | 0 | 321 | 1200 | 0 | 465 | 0 | 0 | 0 | 0 | 0 | 0 | 0 | 0 | 0
2040-05-03 | 17 | 31.75 | -18748 | -625 | -1996 | 0 | 0 | 0 | 3593 | 0 | 300 | 1431 | 53 | 341 | 4020 | 3288 | 2843 | 0 | 163 | 1850 | 209 | 1265 | 0 | 346 | 1200 | 0 | 465 | 0 | 0 | 0 | 0 | 0 | 0 | 0 | 0 | 0
2040-05-03 | 18 | 31.99 | -18703 | -589 | -2390 | 0 | 0 | 0 | 3662 | 0 | 300 | 1513 | 53 | 341 | 4489 | 3288 | 3195 | 0 | 156 | 1156 | 209 | 1266 | 0 | 388 | 1200 | 0 | 465 | 0 | 0 | 0 | 0 | 0 | 0 | 0 | 0 | 0
2040-05-03 | 19 | 32.72 | -19282 | -625 | -2285 | 0 | 39 | 876 | 3604 | 0 | 300 | 1534 | 53 | 341 | 4551 | 3288 | 3429 | 0 | 161 | 452 | 209 | 1280 | 0 | 409 | 1200 | 0 | 465 | 0 | 0 | 0 | 0 | 0 | 0 | 0 | 0 | 0
2040-05-03 | 20 | 32.72 | -19228 | -625 | -1602 | 0 | 8 | 0 | 3561 | 0 | 300 | 1514 | 53 | 335 | 4839 | 3288 | 3737 | 0 | 165 | 99 | 209 | 1274 | 0 | 406 | 1200 | 0 | 465 | 0 | 0 | 0 | 0 | 0 | 0 | 0 | 0 | 0
2040-05-03 | 21 | 21.38 | -18376 | -625 | -1471 | 0 | 0 | 0 | 3450 | 0 | 300 | 1431 | 53 | 175 | 4180 | 3288 | 3873 | 0 | 164 | 0 | 209 | 1269 | 0 | 413 | 1200 | 0 | 465 | 0 | 0 | 0 | 0 | 0 | 0 | 0 | 0 | 0
2040-05-03 | 22 | 17.23 | -16986 | -625 | -1234 | 0 | 0 | -292 | 2806 | 0 | 300 | 1085 | 53 | 160 | 3287 | 3288 | 4442 | 0 | 151 | 0 | 209 | 1263 | 0 | 428 | 1200 | 0 | 465 | 0 | 0 | 0 | 0 | 0 | 0 | 0 | 0 | 0
2040-05-03 | 23 | 17.23 | -15624 | -665 | -1024 | 0 | 0 | -149 | 1892 | 0 | 300 | 833 | 53 | 160 | 2802 | 3288 | 4416 | 0 | 155 | 0 | 209 | 1257 | 0 | 432 | 1200 | 0 | 465 | 0 | 0 | 0 | 0 | 0 | 0 | 0 | 0 | 0
2040-05-03 | 24 | 23.29 | -14497 | -625 | -840 | 0 | 0 | 326 | 972 | 0 | 300 | 721 | 53 | 171 | 1872 | 3288 | 4649 | 0 | 134 | 0 | 193 | 1242 | 0 | 375 | 1200 | 0 | 465 | 0 | 0 | 0 | 0 | 0 | 0 | 0 | 0 | 0
2040-05-04 | 1 | 24.21 | -13875 | -665 | -735 | 0 | 0 | -1127 | 1215 | 0 | 300 | 670 | 53 | 304 | 1938 | 3288 | 4775 | 0 | 128 | 0 | 187 | 1190 | 0 | 688 | 1200 | 0 | 465 | 0 | 0 | 0 | 0 | 0 | 0 | 0 | 0 | 0
2040-05-04 | 2 | 24.21 | -13577 | -665 | -657 | 0 | 0 | -353 | 777 | 0 | 300 | 670 | 53 | 319 | 1255 | 3288 | 4811 | 0 | 143 | 0 | 182 | 1167 | 0 | 620 | 1200 | 0 | 465 | 0 | 0 | 0 | 0 | 0 | 0 | 0 | 0 | 0
2040-05-04 | 3 | 24.21 | -13360 | -665 | -578 | 0 | 0 | -283 | 539 | 0 | 300 | 670 | 53 | 319 | 1255 | 3288 | 4802 | 0 | 103 | 0 | 171 | 1166 | 0 | 554 | 1200 | 0 | 465 | 0 | 0 | 0 | 0 | 0 | 0 | 0 | 0 | 0
2040-05-04 | 4 | 32.43 | -13511 | -705 | -551 | 0 | 0 | 0 | 528 | 0 | 300 | 700 | 53 | 341 | 1561 | 3288 | 4597 | 0 | 117 | 0 | 163 | 1158 | 0 | 296 | 1200 | 0 | 465 | 0 | 0 | 0 | 0 | 0 | 0 | 0 | 0 | 0
2040-05-04 | 5 | 32.72 | -14020 | -705 | -525 | 0 | 0 | 397 | 528 | 0 | 300 | 725 | 53 | 341 | 2059 | 3288 | 4187 | 0 | 115 | 0 | 167 | 1151 | 0 | 273 | 1200 | 0 | 465 | 0 | 0 | 0 | 0 | 0 | 0 | 0 | 0 | 0
2040-05-04 | 6 | 32.72 | -14844 | -705 | -551 | 0 | 0 | 176 | 845 | 0 | 300 | 1034 | 53 | 341 | 3250 | 3288 | 3437 | 0 | 118 | 3 | 184 | 1152 | 0 | 253 | 1200 | 0 | 465 | 0 | 0 | 0 | 0 | 0 | 0 | 0 | 0 | 0
2040-05-04 | 7 | 32.72 | -16064 | -705 | -709 | 0 | 0 | 485 | 1480 | 0 | 300 | 1335 | 53 | 341 | 3375 | 3288 | 3119 | 0 | 113 | 288 | 193 | 1167 | 0 | 276 | 1200 | 0 | 465 | 0 | 0 | 0 | 0 | 0 | 0 | 0 | 0 | 0
2040-05-04 | 8 | 31.75 | -17219 | -705 | -867 | 0 | 0 | 0 | 2367 | 0 | 300 | 1267 | 53 | 341 | 3870 | 3288 | 3007 | 0 | 96 | 881 | 206 | 1193 | 0 | 257 | 1200 | 0 | 465 | 0 | 0 | 0 | 0 | 0 | 0 | 0 | 0 | 0
2040-05-04 | 9 | 24.21 | -17919 | -705 | -1050 | 0 | 0 | -1662 | 3223 | 0 | 220 | 700 | 53 | 314 | 3961 | 3288 | 2477 | 0 | 84 | 3670 | 207 | 1214 | 0 | 260 | 1200 | 0 | 465 | 0 | 0 | 0 | 0 | 0 | 0 | 0 | 0 | 0
2040-05-04 | 10 | 24.21 | -18378 | -625 | -1234 | 0 | 0 | -492 | 3731 | 0 | 220 | 833 | 53 | 314 | 3961 | 3288 | 1940 | 0 | 74 | 2925 | 207 | 1242 | 0 | 276 | 1200 | 0 | 465 | 0 | 0 | 0 | 0 | 0 | 0 | 0 | 0 | 0
2040-05-04 | 11 | 24.21 | -18530 | -589 | -1182 | 0 | 0 | -772 | 3963 | 0 | 220 | 714 | 53 | 314 | 3741 | 3288 | 1443 | 0 | 68 | 3877 | 207 | 1251 | 0 | 268 | 1200 | 0 | 465 | 0 | 0 | 0 | 0 | 0 | 0 | 0 | 0 | 0
2040-05-04 | 12 | 24.21 | -18115 | -589 | -1024 | 0 | 0 | -1199 | 3958 | 0 | 220 | 655 | 53 | 314 | 3605 | 3288 | 1032 | 0 | 52 | 4332 | 206 | 1253 | 0 | 294 | 1200 | 0 | 465 | 0 | 0 | 0 | 0 | 0 | 0 | 0 | 0 | 0
2040-05-04 | 13 | 24.21 | -17844 | -521 | -1339 | 0 | 0 | -352 | 3831 | 0 | 220 | 700 | 53 | 314 | 3605 | 3288 | 625 | 0 | 47 | 3945 | 206 | 1266 | 0 | 290 | 1200 | 0 | 465 | 0 | 0 | 0 | 0 | 0 | 0 | 0 | 0 | 0
2040-05-04 | 14 | 24.21 | -17732 | -485 | -1313 | 0 | 0 | -709 | 3620 | 0 | 220 | 670 | 53 | 314 | 3605 | 3288 | 583 | 0 | 49 | 4392 | 206 | 1269 | 0 | 304 | 1200 | 0 | 465 | 0 | 0 | 0 | 0 | 0 | 0 | 0 | 0 | 0
2040-05-04 | 15 | 24.21 | -17245 | -427 | -1182 | 0 | 0 | -987 | 3429 | 0 | 220 | 654 | 53 | 314 | 3337 | 3288 | 313 | 0 | 55 | 4732 | 207 | 1266 | 0 | 307 | 1200 | 0 | 465 | 0 | 0 | 0 | 0 | 0 | 0 | 0 | 0 | 0
2040-05-04 | 16 | 24.21 | -16892 | -427 | -1549 | 0 | 0 | -361 | 3339 | 0 | 220 | 655 | 53 | 311 | 3242 | 3288 | 442 | 0 | 59 | 4164 | 206 | 1262 | 0 | 321 | 1200 | 0 | 465 | 0 | 0 | 0 | 0 | 0 | 0 | 0 | 0 | 0
2040-05-04 | 17 | 25.21 | -16722 | -395 | -1996 | 0 | 0 | 0 | 3371 | 0 | 220 | 700 | 53 | 341 | 3509 | 3288 | 632 | 0 | 65 | 3449 | 209 | 1265 | 0 | 346 | 1200 | 0 | 465 | 0 | 0 | 0 | 0 | 0 | 0 | 0 | 0 | 0
2040-05-04 | 18 | 32.72 | -16872 | -427 | -2390 | 0 | 0 | 707 | 3535 | 0 | 220 | 1165 | 53 | 341 | 4276 | 3288 | 446 | 0 | 63 | 2067 | 209 | 1266 | 0 | 388 | 1200 | 0 | 465 | 0 | 0 | 0 | 0 | 0 | 0 | 0 | 0 | 0
2040-05-04 | 19 | 32.72 | -17604 | -427 | -2285 | 0 | 0 | 1593 | 3567 | 0 | 220 | 1513 | 53 | 341 | 4580 | 3288 | 675 | 0 | 54 | 868 | 209 | 1280 | 0 | 409 | 1200 | 0 | 465 | 0 | 0 | 0 | 0 | 0 | 0 | 0 | 0 | 0
2040-05-04 | 20 | 32.72 | -17914 | -454 | -1602 | 0 | 0 | 1831 | 3641 | 0 | 220 | 1514 | 53 | 341 | 4730 | 3288 | 621 | 0 | 60 | 116 | 209 | 1274 | 0 | 406 | 1200 | 0 | 465 | 0 | 0 | 0 | 0 | 0 | 0 | 0 | 0 | 0
2040-05-04 | 21 | 32.72 | -17310 | -485 | -1471 | 0 | 0 | 950 | 3773 | 0 | 220 | 1475 | 53 | 341 | 4898 | 3288 | 594 | 0 | 117 | 0 | 209 | 1269 | 0 | 413 | 1200 | 0 | 465 | 0 | 0 | 0 | 0 | 0 | 0 | 0 | 0 | 0
2040-05-04 | 22 | 32.43 | -16219 | -521 | -1234 | 0 | 0 | 0 | 3244 | 0 | 220 | 1376 | 53 | 341 | 5093 | 3288 | 657 | 0 | 136 | 0 | 209 | 1263 | 0 | 428 | 1200 | 0 | 465 | 0 | 0 | 0 | 0 | 0 | 0 | 0 | 0 | 0
2040-05-04 | 23 | 27.12 | -15023 | -553 | -1024 | 0 | 0 | 0 | 2431 | 0 | 220 | 1057 | 53 | 341 | 4602 | 3288 | 905 | 0 | 140 | 0 | 209 | 1257 | 0 | 432 | 1200 | 0 | 465 | 0 | 0 | 0 | 0 | 0 | 0 | 0 | 0 | 0
2040-05-04 | 24 | 25.21 | -13837 | -553 | -840 | 0 | 0 | 0 | 1543 | 0 | 220 | 833 | 53 | 341 | 4421 | 3288 | 913 | 0 | 142 | 0 | 193 | 1242 | 0 | 375 | 1200 | 0 | 465 | 0 | 0 | 0 | 0 | 0 | 0 | 0 | 0 | 0
2040-05-05 | 1 | 24.81 | -13219 | -553 | -972 | 0 | 0 | -74 | 528 | 0 | 220 | 890 | 53 | 341 | 4327 | 3288 | 1283 | 0 | 157 | 0 | 187 | 1190 | 0 | 688 | 1200 | 0 | 465 | 0 | 0 | 0 | 0 | 0 | 0 | 0 | 0 | 0
2040-05-05 | 2 | 24.81 | -12881 | -589 | -840 | 0 | 0 | -715 | 528 | 0 | 220 | 725 | 53 | 341 | 4186 | 3288 | 1891 | 0 | 159 | 0 | 182 | 1167 | 0 | 620 | 1200 | 0 | 465 | 0 | 0 | 0 | 0 | 0 | 0 | 0 | 0 | 0
2040-05-05 | 3 | 24.81 | -12790 | -625 | -762 | 0 | 0 | -491 | 528 | 0 | 220 | 714 | 53 | 341 | 3380 | 3288 | 2422 | 0 | 163 | 0 | 171 | 1166 | 0 | 554 | 1200 | 0 | 465 | 0 | 0 | 0 | 0 | 0 | 0 | 0 | 0 | 0
2040-05-05 | 4 | 28.61 | -12806 | -625 | -683 | 0 | 0 | 0 | 528 | 0 | 220 | 725 | 53 | 341 | 3427 | 3288 | 2084 | 0 | 165 | 0 | 163 | 1158 | 0 | 296 | 1200 | 0 | 465 | 0 | 0 | 0 | 0 | 0 | 0 | 0 | 0 | 0
2040-05-05 | 5 | 24.81 | -13080 | -665 | -683 | 0 | 0 | -291 | 528 | 0 | 220 | 714 | 53 | 341 | 3281 | 3288 | 2867 | 0 | 169 | 0 | 167 | 1151 | 0 | 273 | 1200 | 0 | 465 | 0 | 0 | 0 | 0 | 0 | 0 | 0 | 0 | 0
2040-05-05 | 6 | 24.81 | -13648 | -665 | -709 | 0 | 0 | -15 | 528 | 0 | 220 | 729 | 53 | 341 | 2987 | 3288 | 3454 | 0 | 176 | 7 | 184 | 1152 | 0 | 253 | 1200 | 0 | 465 | 0 | 0 | 0 | 0 | 0 | 0 | 0 | 0 | 0
2040-05-05 | 7 | 33.53 | -14713 | -665 | -788 | 0 | 0 | 573 | 528 | 0 | 220 | 1081 | 53 | 341 | 3237 | 3288 | 3197 | 0 | 140 | 205 | 193 | 1167 | 0 | 276 | 1200 | 0 | 465 | 0 | 0 | 0 | 0 | 0 | 0 | 0 | 0 | 0
2040-05-05 | 8 | 33.53 | -15934 | -665 | -919 | 0 | 0 | 600 | 1115 | 0 | 220 | 1267 | 53 | 341 | 3490 | 3288 | 3063 | 0 | 110 | 650 | 206 | 1193 | 0 | 257 | 1200 | 0 | 465 | 0 | 0 | 0 | 0 | 0 | 0 | 0 | 0 | 0
2040-05-05 | 9 | 25.13 | -16842 | -665 | -1103 | 0 | 0 | 0 | 1981 | 0 | 220 | 904 | 53 | 328 | 3320 | 3288 | 3764 | 0 | 64 | 1342 | 207 | 1214 | 0 | 260 | 1200 | 0 | 465 | 0 | 0 | 0 | 0 | 0 | 0 | 0 | 0 | 0
2040-05-05 | 10 | 23.29 | -17697 | -665 | -1313 | 0 | 0 | -356 | 2663 | 0 | 220 | 819 | 53 | 179 | 3320 | 3288 | 3809 | 0 | 43 | 2245 | 207 | 1242 | 0 | 276 | 1200 | 0 | 465 | 0 | 0 | 0 | 0 | 0 | 0 | 0 | 0 | 0
2040-05-05 | 11 | 23.29 | -18002 | -625 | -1182 | 0 | 0 | -514 | 3086 | 0 | 220 | 700 | 53 | 171 | 2482 | 3288 | 3844 | 0 | 44 | 3044 | 207 | 1251 | 0 | 268 | 1200 | 0 | 465 | 0 | 0 | 0 | 0 | 0 | 0 | 0 | 0 | 0
2040-05-05 | 12 | 23.29 | -18033 | -589 | -1313 | 0 | 0 | -451 | 3324 | 0 | 220 | 655 | 53 | 171 | 2079 | 3288 | 3804 | 0 | 36 | 3338 | 206 | 1253 | 0 | 294 | 1200 | 0 | 465 | 0 | 0 | 0 | 0 | 0 | 0 | 0 | 0 | 0
2040-05-05 | 13 | 23.29 | -17895 | -589 | -1418 | 0 | 0 | -620 | 3403 | 0 | 220 | 655 | 53 | 171 | 1809 | 3288 | 4382 | 0 | 40 | 3073 | 206 | 1266 | 0 | 290 | 1200 | 0 | 465 | 0 | 0 | 0 | 0 | 0 | 0 | 0 | 0 | 0
2040-05-05 | 14 | 23.29 | -17692 | -589 | -1471 | 0 | 0 | -112 | 3345 | 0 | 0 | 654 | 53 | 177 | 1017 | 3288 | 4500 | 0 | 45 | 3339 | 206 | 1269 | 0 | 304 | 1200 | 0 | 465 | 0 | 0 | 0 | 0 | 0 | 0 | 0 | 0 | 0
2040-05-05 | 15 | 23.29 | -17697 | -589 | -1523 | 0 | 0 | -85 | 3250 | 0 | 0 | 654 | 53 | 192 | 990 | 3288 | 4567 | 0 | 54 | 3401 | 207 | 1266 | 0 | 307 | 1200 | 0 | 465 | 0 | 0 | 0 | 0 | 0 | 0 | 0 | 0 | 0
2040-05-05 | 16 | 31.48 | -17977 | -589 | -1444 | 0 | 0 | 67 | 3207 | 0 | 0 | 655 | 53 | 341 | 1103 | 3288 | 4620 | 0 | 70 | 3152 | 206 | 1262 | 0 | 321 | 1200 | 0 | 465 | 0 | 0 | 0 | 0 | 0 | 0 | 0 | 0 | 0
2040-05-05 | 17 | 31.48 | -18441 | -589 | -1444 | 0 | 0 | 266 | 3387 | 0 | 0 | 700 | 53 | 341 | 1583 | 3288 | 4673 | 0 | 86 | 2611 | 209 | 1265 | 0 | 346 | 1200 | 0 | 465 | 0 | 0 | 0 | 0 | 0 | 0 | 0 | 0 | 0
2040-05-05 | 18 | 31.48 | -18635 | -589 | -1471 | 0 | 0 | 363 | 3694 | 0 | 0 | 833 | 53 | 341 | 2321 | 3288 | 4643 | 0 | 94 | 1536 | 209 | 1266 | 0 | 388 | 1200 | 0 | 465 | 0 | 0 | 0 | 0 | 0 | 0 | 0 | 0 | 0
2040-05-05 | 19 | 31.48 | -18898 | -589 | -1523 | 0 | 0 | 639 | 3836 | 0 | 0 | 1267 | 53 | 341 | 2661 | 3288 | 4639 | 0 | 102 | 621 | 209 | 1280 | 0 | 409 | 1200 | 0 | 465 | 0 | 0 | 0 | 0 | 0 | 0 | 0 | 0 | 0
2040-05-05 | 20 | 31.48 | -18835 | -625 | -1418 | 0 | 0 | 248 | 3963 | 0 | 80 | 1378 | 53 | 335 | 3107 | 3288 | 4632 | 0 | 141 | 100 | 209 | 1274 | 0 | 406 | 1200 | 0 | 465 | 0 | 0 | 0 | 0 | 0 | 0 | 0 | 0 | 0
2040-05-05 | 21 | 21.38 | -17539 | -665 | -1339 | 0 | 0 | 0 | 3900 | 0 | 80 | 834 | 53 | 175 | 2840 | 3288 | 4652 | 0 | 166 | 0 | 209 | 1269 | 0 | 413 | 1200 | 0 | 465 | 0 | 0 | 0 | 0 | 0 | 0 | 0 | 0 | 0
2040-05-05 | 22 | 10 | -15891 | -746 | -1208 | 0 | 0 | 0 | 3049 | 0 | 80 | 700 | 53 | 160 | 2462 | 3288 | 4702 | 0 | 180 | 0 | 209 | 1263 | 0 | 34 | 1200 | 0 | 465 | 0 | 0 | 0 | 0 | 0 | 0 | 394 | 0 | 0
2040-05-05 | 23 | 5 | -14523 | -746 | -1208 | 0 | 0 | 0 | 2024 | 0 | 80 | 700 | 53 | 160 | 2902 | 3288 | 4747 | 0 | 177 | 0 | 209 | 471 | 0 | 0 | 1200 | 0 | 465 | 0 | 0 | 0 | 0 | 786 | 0 | 432 | 0 | 0
2040-05-05 | 24 | 5 | -13587 | -746 | -1103 | 0 | 0 | 0 | 1120 | 0 | 80 | 698 | 53 | 160 | 2867 | 3288 | 4664 | 0 | 171 | 0 | 193 | 476 | 0 | 0 | 1200 | 0 | 465 | 0 | 0 | 0 | 0 | 766 | 0 | 375 | 0 | 0
2040-05-06 | 1 | 17.55 | -13161 | -786 | -972 | 0 | 0 | -1367 | 528 | 0 | 80 | 700 | 53 | 160 | 2816 | 3288 | 4795 | 0 | 134 | 0 | 187 | 1190 | 0 | 688 | 1200 | 0 | 465 | 0 | 0 | 0 | 0 | 0 | 0 | 0 | 0 | 0
2040-05-06 | 2 | 17.55 | -13029 | -786 | -840 | 0 | 0 | -968 | 528 | 0 | 80 | 670 | 53 | 160 | 2354 | 3288 | 4753 | 0 | 103 | 0 | 182 | 1167 | 0 | 620 | 1200 | 0 | 465 | 0 | 0 | 0 | 0 | 0 | 0 | 0 | 0 | 0
2040-05-06 | 3 | 17.55 | -13118 | -786 | -762 | 0 | 0 | -856 | 528 | 0 | 80 | 670 | 53 | 160 | 2292 | 3288 | 4797 | 0 | 96 | 0 | 171 | 1166 | 0 | 554 | 1200 | 0 | 465 | 0 | 0 | 0 | 0 | 0 | 0 | 0 | 0 | 0
2040-05-06 | 4 | 17.55 | -13629 | -786 | -683 | 0 | 0 | -219 | 528 | 0 | 80 | 700 | 53 | 160 | 2292 | 3288 | 4837 | 0 | 97 | 0 | 163 | 1158 | 0 | 296 | 1200 | 0 | 465 | 0 | 0 | 0 | 0 | 0 | 0 | 0 | 0 | 0
2040-05-06 | 5 | 23.72 | -15195 | -831 | -683 | 0 | 0 | 312 | 528 | 0 | 80 | 1039 | 53 | 212 | 3043 | 3288 | 4799 | 0 | 98 | 0 | 167 | 1151 | 0 | 273 | 1200 | 0 | 465 | 0 | 0 | 0 | 0 | 0 | 0 | 0 | 0 | 0
2040-05-06 | 6 | 23.72 | -17602 | -831 | -709 | 0 | 0 | 1328 | 861 | 0 | 80 | 1513 | 53 | 212 | 3566 | 3288 | 4869 | 0 | 102 | 15 | 184 | 1152 | 0 | 253 | 1200 | 0 | 465 | 0 | 0 | 0 | 0 | 0 | 0 | 0 | 0 | 0
2040-05-06 | 7 | 23.72 | -19188 | -872 | -788 | 0 | 0 | 883 | 2357 | 0 | 80 | 1513 | 53 | 212 | 3734 | 3288 | 4822 | 0 | 75 | 530 | 193 | 1167 | 0 | 276 | 1200 | 0 | 465 | 0 | 0 | 0 | 0 | 0 | 0 | 0 | 0 | 0
2040-05-06 | 8 | 12.53 | -19588 | -786 | -919 | 0 | 0 | -291 | 3297 | 0 | 80 | 1088 | 53 | 160 | 3764 | 3288 | 4828 | 0 | 66 | 1640 | 206 | 1193 | 0 | 257 | 1200 | 0 | 465 | 0 | 0 | 0 | 0 | 0 | 0 | 0 | 0 | 0
2040-05-06 | 9 | 12.53 | -19736 | -705 | -1103 | 0 | 0 | -861 | 3572 | 0 | 80 | 700 | 53 | 160 | 2961 | 3288 | 4808 | 0 | 48 | 3388 | 207 | 1214 | 0 | 260 | 1200 | 0 | 465 | 0 | 0 | 0 | 0 | 0 | 0 | 0 | 0 | 0
2040-05-06 | 10 | 5 | -20217 | -589 | -1313 | -14 | 0 | -1306 | 3704 | 0 | 80 | 654 | 53 | 160 | 1986 | 3288 | 4771 | 0 | 43 | 5586 | 207 | 1242 | 0 | 0 | 1200 | 0 | 465 | 0 | 0 | 0 | 0 | 0 | 0 | 276 | 0 | 0
2040-05-06 | 11 | 5 | -20263 | -521 | -1182 | -430 | 0 | -1859 | 3878 | 0 | 80 | 654 | 53 | 160 | 1303 | 3288 | 4791 | 0 | 53 | 7618 | 207 | 513 | 0 | 0 | 1200 | 0 | 456 | 0 | 0 | 0 | 0 | 738 | 0 | 268 | 0 | 0
2040-05-06 | 12 | 2 | -20248 | -485 | -1313 | -908 | -199 | -1859 | 3947 | 0 | 80 | 654 | 53 | 160 | 1146 | 3288 | 4678 | 0 | 68 | 9453 | 0 | 0 | 0 | 0 | 1071 | 0 | 414 | 0 | 0 | 0 | 206 | 1253 | 0 | 294 | 129 | 0
2040-05-06 | 13 | -30 | -20209 | -427 | -1418 | -908 | -610 | -1859 | 3963 | 0 | 80 | 127 | 48 | 160 | 833 | 3288 | 4733 | 0 | 0 | 11919 | 0 | 0 | 0 | 0 | 0 | 0 | 280 | 0 | 83 | 0 | 206 | 1266 | 0 | 290 | 1200 | 0
2040-05-06 | 14 | -30 | -19836 | -395 | -1471 | -908 | -610 | -1859 | 3952 | 0 | 80 | 366 | 48 | 160 | 520 | 3288 | 4549 | 0 | 20 | 11817 | 0 | 0 | 0 | 0 | 0 | 0 | 280 | 0 | 66 | 0 | 206 | 1269 | 0 | 304 | 1200 | 0
2040-05-06 | 15 | 2 | -19560 | -341 | -1523 | -905 | 0 | -1859 | 3725 | 0 | 80 | 654 | 53 | 160 | 520 | 3288 | 4255 | 0 | 106 | 10800 | 0 | 0 | 0 | 0 | 134 | 0 | 414 | 0 | 0 | 0 | 207 | 1266 | 0 | 307 | 1066 | 0
2040-05-06 | 16 | 5 | -19438 | -315 | -1444 | 0 | 0 | -1791 | 3503 | 0 | 80 | 654 | 53 | 160 | 230 | 3288 | 4304 | 0 | 103 | 8957 | 0 | 0 | 0 | 0 | 1200 | 0 | 456 | 0 | 0 | 0 | 206 | 1262 | 0 | 321 | 0 | 0
2040-05-06 | 17 | 10 | -19536 | -315 | -1444 | 0 | 0 | -732 | 3435 | 0 | 80 | 654 | 53 | 160 | 100 | 3288 | 4317 | 0 | 121 | 6422 | 209 | 1265 | 0 | 257 | 1200 | 0 | 465 | 0 | 0 | 0 | 0 | 0 | 0 | 89 | 0 | 0
2040-05-06 | 18 | 19.46 | -19640 | -315 | -1471 | 599 | 10 | 713 | 3509 | 0 | 80 | 714 | 53 | 160 | 1200 | 3288 | 3846 | 0 | 152 | 3574 | 209 | 1266 | 0 | 388 | 1200 | 0 | 465 | 0 | 0 | 0 | 0 | 0 | 0 | 0 | 0 | 0
2040-05-06 | 19 | 19.46 | -19870 | -341 | -1523 | 743 | 190 | 1744 | 3614 | 0 | 80 | 1475 | 53 | 160 | 1807 | 3288 | 3447 | 0 | 186 | 1383 | 209 | 1280 | 0 | 409 | 1200 | 0 | 465 | 0 | 0 | 0 | 0 | 0 | 0 | 0 | 0 | 0
2040-05-06 | 20 | 19.46 | -20057 | -368 | -1418 | 868 | 510 | 1852 | 3709 | 0 | 0 | 1534 | 53 | 160 | 2626 | 3288 | 3231 | 0 | 222 | 235 | 209 | 1274 | 0 | 406 | 1200 | 0 | 465 | 0 | 0 | 0 | 0 | 0 | 0 | 0 | 0 | 0
2040-05-06 | 21 | 19.46 | -18823 | -454 | -1339 | 642 | 385 | 1744 | 3826 | 0 | 220 | 1513 | 53 | 160 | 2560 | 3288 | 2333 | 0 | 337 | 0 | 209 | 1269 | 0 | 413 | 1200 | 0 | 465 | 0 | 0 | 0 | 0 | 0 | 0 | 0 | 0 | 0
2040-05-06 | 22 | 19.46 | -16771 | -521 | -1208 | 443 | 24 | 1191 | 3044 | 0 | 220 | 1309 | 53 | 160 | 2560 | 3288 | 2222 | 0 | 422 | 0 | 209 | 1263 | 0 | 428 | 1200 | 0 | 465 | 0 | 0 | 0 | 0 | 0 | 0 | 0 | 0 | 0
2040-05-06 | 23 | 19.46 | -15021 | -589 | -1208 | 163 | 0 | 1716 | 1871 | 0 | 220 | 1145 | 53 | 160 | 2560 | 3288 | 1616 | 0 | 463 | 0 | 209 | 1257 | 0 | 432 | 1200 | 0 | 465 | 0 | 0 | 0 | 0 | 0 | 0 | 0 | 0 | 0
2040-05-06 | 24 | 19.46 | -14151 | -665 | -1103 | 46 | 102 | 1605 | 835 | 0 | 220 | 1315 | 53 | 160 | 2925 | 3288 | 1398 | 0 | 497 | 0 | 193 | 1242 | 0 | 375 | 1200 | 0 | 465 | 0 | 0 | 0 | 0 | 0 | 0 | 0 | 0 | 0
2040-05-07 | 1 | 29.82 | -13565 | -746 | -735 | 0 | 0 | -254 | 528 | 0 | 220 | 1085 | 53 | 319 | 4531 | 3288 | 1044 | 0 | 501 | 0 | 187 | 1190 | 0 | 688 | 1200 | 0 | 465 | 0 | 0 | 0 | 0 | 0 | 0 | 0 | 0 | 0
2040-05-07 | 2 | 29.82 | -13355 | -786 | -657 | 0 | 0 | -464 | 528 | 0 | 220 | 1039 | 53 | 335 | 4602 | 3288 | 1038 | 0 | 524 | 0 | 182 | 1167 | 0 | 620 | 1200 | 0 | 465 | 0 | 0 | 0 | 0 | 0 | 0 | 0 | 0 | 0
2040-05-07 | 3 | 29.82 | -13432 | -831 | -578 | 0 | 0 | -145 | 528 | 0 | 220 | 1085 | 53 | 341 | 4602 | 3288 | 786 | 0 | 526 | 0 | 171 | 1166 | 0 | 554 | 1200 | 0 | 465 | 0 | 0 | 0 | 0 | 0 | 0 | 0 | 0 | 0
2040-05-07 | 4 | 33.72 | -13928 | -786 | -551 | 0 | 0 | 0 | 528 | 0 | 220 | 1369 | 53 | 341 | 5046 | 3288 | 606 | 0 | 533 | 0 | 163 | 1158 | 0 | 296 | 1200 | 0 | 465 | 0 | 0 | 0 | 0 | 0 | 0 | 0 | 0 | 0
2040-05-07 | 5 | 37.9 | -15363 | -831 | -525 | 0 | 0 | 0 | 528 | 0 | 220 | 1513 | 53 | 341 | 6592 | 3288 | 408 | 0 | 519 | 0 | 167 | 1151 | 0 | 273 | 1200 | 0 | 465 | 0 | 0 | 0 | 0 | 0 | 0 | 0 | 0 | 0
2040-05-07 | 6 | 40.3 | -17643 | -831 | -551 | 0 | 0 | 523 | 734 | 0 | 220 | 1534 | 53 | 341 | 8187 | 3288 | 372 | 0 | 496 | 23 | 184 | 1152 | 0 | 253 | 1200 | 0 | 465 | 0 | 0 | 0 | 0 | 0 | 0 | 0 | 0 | 0
2040-05-07 | 7 | 40.3 | -19072 | -831 | -709 | 0 | 0 | 116 | 2145 | 0 | 220 | 1534 | 53 | 341 | 8145 | 3288 | 342 | 0 | 491 | 635 | 193 | 1167 | 0 | 276 | 1200 | 0 | 465 | 0 | 0 | 0 | 0 | 0 | 0 | 0 | 0 | 0
2040-05-07 | 8 | 37.74 | -19540 | -746 | -867 | 0 | 0 | 0 | 3001 | 0 | 220 | 1513 | 53 | 341 | 6537 | 3288 | 199 | 0 | 448 | 2230 | 206 | 1193 | 0 | 257 | 1200 | 0 | 465 | 0 | 0 | 0 | 0 | 0 | 0 | 0 | 0 | 0
2040-05-07 | 9 | 31.75 | -19823 | -589 | -1050 | 0 | 0 | 0 | 3271 | 0 | 220 | 1085 | 53 | 341 | 5065 | 3288 | 170 | 0 | 343 | 4280 | 207 | 1214 | 0 | 260 | 1200 | 0 | 465 | 0 | 0 | 0 | 0 | 0 | 0 | 0 | 0 | 0
2040-05-07 | 10 | 27.91 | -20290 | -485 | -1234 | 0 | -118 | -868 | 3472 | 0 | 220 | 670 | 53 | 341 | 4194 | 3288 | 210 | 0 | 254 | 6904 | 207 | 1242 | 0 | 276 | 1200 | 0 | 465 | 0 | 0 | 0 | 0 | 0 | 0 | 0 | 0 | 0
2040-05-07 | 11 | 27.91 | -20895 | -368 | -1182 | 0 | 0 | -1852 | 3646 | 0 | 220 | 654 | 53 | 341 | 4103 | 3288 | 280 | 0 | 241 | 8079 | 207 | 1251 | 0 | 268 | 1200 | 0 | 465 | 0 | 0 | 0 | 0 | 0 | 0 | 0 | 0 | 0
2040-05-07 | 12 | 27.91 | -20692 | -292 | -1024 | 0 | 0 | -1258 | 3863 | 0 | 220 | 654 | 53 | 341 | 1561 | 3288 | 564 | 0 | 246 | 9057 | 206 | 1253 | 0 | 294 | 1200 | 0 | 465 | 0 | 0 | 0 | 0 | 0 | 0 | 0 | 0 | 0
2040-05-07 | 13 | 27.91 | -20798 | -247 | -1339 | 0 | -73 | -718 | 3884 | 0 | 220 | 654 | 53 | 341 | 1048 | 3288 | 862 | 0 | 288 | 9111 | 206 | 1266 | 0 | 290 | 1200 | 0 | 465 | 0 | 0 | 0 | 0 | 0 | 0 | 0 | 0 | 0
2040-05-07 | 14 | 27.91 | -20788 | -229 | -1313 | 0 | 0 | -928 | 3926 | 0 | 220 | 654 | 53 | 341 | 948 | 3288 | 995 | 0 | 335 | 9053 | 206 | 1269 | 0 | 304 | 1200 | 0 | 465 | 0 | 0 | 0 | 0 | 0 | 0 | 0 | 0 | 0
2040-05-07 | 15 | 27.91 | -20286 | -193 | -1182 | 0 | 0 | -1009 | 3820 | 0 | 220 | 654 | 53 | 341 | 768 | 3288 | 1515 | 0 | 363 | 8202 | 207 | 1266 | 0 | 307 | 1200 | 0 | 465 | 0 | 0 | 0 | 0 | 0 | 0 | 0 | 0 | 0
2040-05-07 | 16 | 37.72 | -19952 | -175 | -1549 | 0 | 0 | 475 | 3720 | 0 | 220 | 654 | 53 | 341 | 1278 | 3288 | 1569 | 0 | 355 | 6269 | 206 | 1262 | 0 | 321 | 1200 | 0 | 465 | 0 | 0 | 0 | 0 | 0 | 0 | 0 | 0 | 0
2040-05-07 | 17 | 38.94 | -19765 | -193 | -1996 | 0 | 63 | 1734 | 3789 | 0 | 220 | 714 | 53 | 341 | 1510 | 3288 | 2123 | 0 | 374 | 4259 | 209 | 1265 | 0 | 346 | 1200 | 0 | 465 | 0 | 0 | 0 | 0 | 0 | 0 | 0 | 0 | 0
2040-05-07 | 18 | 37.72 | -19811 | -211 | -2390 | 0 | 0 | 53 | 3915 | 0 | 220 | 1378 | 53 | 341 | 4075 | 3288 | 3017 | 0 | 370 | 2174 | 209 | 1266 | 0 | 388 | 1200 | 0 | 465 | 0 | 0 | 0 | 0 | 0 | 0 | 0 | 0 | 0
2040-05-07 | 19 | 37.72 | -20431 | -270 | -2285 | 0 | 0 | 1476 | 3921 | 0 | 220 | 1534 | 53 | 341 | 4530 | 3288 | 2987 | 0 | 342 | 730 | 209 | 1280 | 0 | 409 | 1200 | 0 | 465 | 0 | 0 | 0 | 0 | 0 | 0 | 0 | 0 | 0
2040-05-07 | 20 | 37.72 | -20258 | -368 | -1602 | 0 | 102 | 1170 | 3963 | 0 | 220 | 1533 | 53 | 341 | 4658 | 3288 | 2881 | 0 | 317 | 148 | 209 | 1274 | 0 | 406 | 1200 | 0 | 465 | 0 | 0 | 0 | 0 | 0 | 0 | 0 | 0 | 0
2040-05-07 | 21 | 28.61 | -19021 | -427 | -1471 | 0 | 0 | 0 | 3810 | 0 | 220 | 1431 | 53 | 325 | 4246 | 3288 | 3663 | 0 | 325 | 0 | 209 | 1269 | 0 | 413 | 1200 | 0 | 465 | 0 | 0 | 0 | 0 | 0 | 0 | 0 | 0 | 0
2040-05-07 | 22 | 17.55 | -17207 | -454 | -1234 | 0 | 0 | 0 | 2964 | 0 | 220 | 1071 | 53 | 166 | 3468 | 3288 | 3717 | 0 | 383 | 0 | 209 | 1263 | 0 | 428 | 1200 | 0 | 465 | 0 | 0 | 0 | 0 | 0 | 0 | 0 | 0 | 0
2040-05-07 | 23 | 10 | -15608 | -454 | -1024 | 0 | 0 | 0 | 1791 | 0 | 220 | 819 | 53 | 160 | 3296 | 3288 | 3804 | 0 | 396 | 0 | 209 | 1257 | 0 | 127 | 1200 | 0 | 465 | 0 | 0 | 0 | 0 | 0 | 0 | 305 | 0 | 0
2040-05-07 | 24 | 5 | -14526 | -485 | -840 | 0 | 0 | 0 | 787 | 0 | 220 | 755 | 53 | 160 | 3237 | 3288 | 3934 | 0 | 410 | 0 | 193 | 1149 | 0 | 0 | 1200 | 0 | 465 | 0 | 0 | 0 | 0 | 93 | 0 | 375 | 0 | 0
2040-05-08 | 1 | 28.77 | -13882 | -521 | -735 | 0 | 0 | -1794 | 528 | 0 | 220 | 725 | 53 | 319 | 4015 | 3288 | 3637 | 0 | 416 | 0 | 187 | 1190 | 0 | 688 | 1200 | 0 | 465 | 0 | 0 | 0 | 0 | 0 | 0 | 0 | 0 | 0
2040-05-08 | 2 | 28.77 | -13585 | -553 | -657 | 0 | 0 | -1056 | 528 | 0 | 220 | 849 | 53 | 335 | 3845 | 3288 | 2665 | 0 | 432 | 0 | 182 | 1167 | 0 | 620 | 1200 | 0 | 465 | 0 | 0 | 0 | 0 | 0 | 0 | 0 | 0 | 0
2040-05-08 | 3 | 28.77 | -13547 | -589 | -578 | 0 | 0 | -10 | 528 | 0 | 220 | 890 | 53 | 341 | 3951 | 3288 | 1484 | 0 | 413 | 0 | 171 | 1166 | 0 | 554 | 1200 | 0 | 465 | 0 | 0 | 0 | 0 | 0 | 0 | 0 | 0 | 0
2040-05-08 | 4 | 35.98 | -14020 | -589 | -551 | 0 | 0 | 0 | 528 | 0 | 220 | 1085 | 53 | 341 | 4580 | 3288 | 1365 | 0 | 418 | 0 | 163 | 1158 | 0 | 296 | 1200 | 0 | 465 | 0 | 0 | 0 | 0 | 0 | 0 | 0 | 0 | 0
2040-05-08 | 5 | 38.88 | -15323 | -625 | -525 | 0 | 0 | 52 | 528 | 0 | 220 | 1475 | 53 | 341 | 5820 | 3288 | 1018 | 0 | 421 | 0 | 167 | 1151 | 0 | 273 | 1200 | 0 | 465 | 0 | 0 | 0 | 0 | 0 | 0 | 0 | 0 | 0
2040-05-08 | 6 | 38.88 | -17583 | -665 | -551 | 0 | 0 | 1612 | 682 | 0 | 300 | 1534 | 53 | 341 | 6014 | 3288 | 1268 | 0 | 436 | 18 | 184 | 1152 | 0 | 253 | 1200 | 0 | 465 | 0 | 0 | 0 | 0 | 0 | 0 | 0 | 0 | 0
2040-05-08 | 7 | 38.88 | -19010 | -705 | -709 | 0 | 0 | 452 | 2124 | 0 | 300 | 1534 | 53 | 341 | 6125 | 3288 | 1903 | 0 | 420 | 582 | 193 | 1167 | 0 | 276 | 1200 | 0 | 465 | 0 | 0 | 0 | 0 | 0 | 0 | 0 | 0 | 0
2040-05-08 | 8 | 23.5 | -19365 | -665 | -867 | 0 | 0 | -208 | 3007 | 0 | 300 | 1296 | 53 | 233 | 4497 | 3288 | 2427 | 0 | 401 | 2283 | 206 | 1193 | 0 | 257 | 1200 | 0 | 465 | 0 | 0 | 0 | 0 | 0 | 0 | 0 | 0 | 0
2040-05-08 | 9 | 23.5 | -19676 | -589 | -1050 | 0 | 0 | -1096 | 3255 | 0 | 80 | 700 | 53 | 218 | 3937 | 3288 | 2068 | 0 | 375 | 5091 | 207 | 1214 | 0 | 260 | 1200 | 0 | 465 | 0 | 0 | 0 | 0 | 0 | 0 | 0 | 0 | 0
2040-05-08 | 10 | 23.5 | -20251 | -485 | -1234 | 0 | 0 | -958 | 3482 | 0 | 80 | 654 | 53 | 212 | 1331 | 3288 | 1847 | 0 | 396 | 8195 | 207 | 1242 | 0 | 276 | 1200 | 0 | 465 | 0 | 0 | 0 | 0 | 0 | 0 | 0 | 0 | 0
2040-05-08 | 11 | 10 | -20780 | -427 | -1182 | -444 | -82 | -1859 | 3752 | 0 | 80 | 654 | 53 | 160 | 646 | 3288 | 1932 | 0 | 463 | 10356 | 207 | 1251 | 0 | 268 | 1200 | 0 | 465 | 0 | 0 | 0 | 0 | 0 | 0 | 0 | 0 | 0
2040-05-08 | 12 | 10 | -20519 | -395 | -1024 | -908 | -493 | -1859 | 3952 | 0 | 80 | 654 | 53 | 160 | 414 | 3288 | 1448 | 0 | 514 | 11218 | 206 | 1253 | 0 | 294 | 1200 | 0 | 465 | 0 | 0 | 0 | 0 | 0 | 0 | 0 | 0 | 0
2040-05-08 | 13 | 10 | -20585 | -368 | -1339 | -908 | -297 | -1859 | 3952 | 0 | 80 | 654 | 53 | 160 | 279 | 3288 | 1536 | 0 | 553 | 11581 | 206 | 1266 | 0 | 84 | 1200 | 0 | 465 | 0 | 0 | 0 | 0 | 0 | 0 | 206 | 0 | 0
2040-05-08 | 14 | 10 | -20464 | -341 | -1313 | -908 | -546 | -1859 | 3963 | 0 | 80 | 654 | 53 | 160 | 279 | 3288 | 1500 | 0 | 569 | 11682 | 206 | 1269 | 0 | 64 | 1200 | 0 | 465 | 0 | 0 | 0 | 0 | 0 | 0 | 240 | 0 | 0
2040-05-08 | 15 | 10 | -19787 | -315 | -1182 | -905 | 0 | -1859 | 3799 | 0 | 80 | 654 | 53 | 160 | 95 | 3288 | 999 | 0 | 623 | 11138 | 207 | 1266 | 0 | 20 | 1200 | 0 | 465 | 0 | 0 | 0 | 0 | 0 | 0 | 287 | 0 | 0
2040-05-08 | 16 | 23.5 | -19257 | -292 | -1549 | 0 | 0 | -1335 | 3593 | 0 | 80 | 654 | 53 | 227 | 0 | 3288 | 810 | 0 | 711 | 9563 | 206 | 1262 | 0 | 321 | 1200 | 0 | 465 | 0 | 0 | 0 | 0 | 0 | 0 | 0 | 0 | 0
2040-05-08 | 17 | 31.75 | -18908 | -292 | -1996 | 55 | 0 | 121 | 3535 | 0 | 80 | 654 | 53 | 335 | 1276 | 3288 | 576 | 0 | 733 | 7005 | 209 | 1265 | 0 | 346 | 1200 | 0 | 465 | 0 | 0 | 0 | 0 | 0 | 0 | 0 | 0 | 0
2040-05-08 | 18 | 31.75 | -18998 | -292 | -2390 | 103 | 0 | 889 | 3561 | 0 | 80 | 996 | 53 | 341 | 3713 | 3288 | 480 | 0 | 739 | 3908 | 209 | 1266 | 0 | 388 | 1200 | 0 | 465 | 0 | 0 | 0 | 0 | 0 | 0 | 0 | 0 | 0
2040-05-08 | 19 | 31.75 | -19625 | -315 | -2285 | 908 | 243 | 1739 | 3572 | 0 | 80 | 1534 | 53 | 341 | 4215 | 3288 | 515 | 0 | 704 | 1470 | 209 | 1280 | 0 | 409 | 1200 | 0 | 465 | 0 | 0 | 0 | 0 | 0 | 0 | 0 | 0 | 0
2040-05-08 | 20 | 35.5 | -19991 | -395 | -1602 | 908 | 610 | 1859 | 3609 | 0 | 80 | 1534 | 53 | 341 | 4768 | 3288 | 508 | 0 | 610 | 266 | 209 | 1274 | 0 | 406 | 1200 | 0 | 465 | 0 | 0 | 0 | 0 | 0 | 0 | 0 | 0 | 0
2040-05-08 | 21 | 31.75 | -18882 | -485 | -1471 | 872 | 265 | 1751 | 3794 | 0 | 80 | 1534 | 53 | 341 | 4280 | 3288 | 530 | 0 | 493 | 0 | 209 | 1269 | 0 | 413 | 1200 | 0 | 465 | 0 | 0 | 0 | 0 | 0 | 0 | 0 | 0 | 0
2040-05-08 | 22 | 31.75 | -17009 | -589 | -1234 | 539 | 0 | 1101 | 3054 | 0 | 80 | 1513 | 53 | 341 | 4422 | 3288 | 421 | 0 | 454 | 0 | 209 | 1263 | 0 | 428 | 1200 | 0 | 465 | 0 | 0 | 0 | 0 | 0 | 0 | 0 | 0 | 0
2040-05-08 | 23 | 31.75 | -15396 | -665 | -1024 | 72 | 0 | 1042 | 1881 | 0 | 80 | 1431 | 53 | 341 | 4602 | 3288 | 275 | 0 | 456 | 0 | 209 | 1257 | 0 | 432 | 1200 | 0 | 465 | 0 | 0 | 0 | 0 | 0 | 0 | 0 | 0 | 0
2040-05-08 | 24 | 31.75 | -14254 | -665 | -840 | 46 | 102 | 1039 | 845 | 0 | 80 | 1382 | 53 | 341 | 4475 | 3288 | 193 | 0 | 440 | 0 | 193 | 1242 | 0 | 375 | 1200 | 0 | 465 | 0 | 0 | 0 | 0 | 0 | 0 | 0 | 0 | 0
2040-05-09 | 1 | 33.53 | -13598 | -746 | -735 | 0 | 0 | 0 | 528 | 0 | 80 | 1378 | 53 | 341 | 5160 | 3288 | 105 | 0 | 416 | 0 | 187 | 1190 | 0 | 688 | 1200 | 0 | 465 | 0 | 0 | 0 | 0 | 0 | 0 | 0 | 0 | 0
2040-05-09 | 2 | 34.21 | -13350 | -831 | -657 | 0 | 0 | 0 | 528 | 0 | 80 | 1267 | 53 | 341 | 5184 | 3288 | 45 | 0 | 417 | 0 | 182 | 1167 | 0 | 620 | 1200 | 0 | 465 | 0 | 0 | 0 | 0 | 0 | 0 | 0 | 0 | 0
2040-05-09 | 3 | 34.21 | -13284 | -872 | -578 | 0 | 0 | 0 | 528 | 0 | 80 | 1229 | 53 | 341 | 5185 | 3288 | 40 | 0 | 432 | 0 | 171 | 1166 | 0 | 554 | 1200 | 0 | 465 | 0 | 0 | 0 | 0 | 0 | 0 | 0 | 0 | 0
2040-05-09 | 4 | 36.7 | -13780 | -966 | -551 | 0 | 0 | 0 | 528 | 0 | 80 | 1382 | 53 | 341 | 5892 | 3288 | 56 | 0 | 395 | 0 | 163 | 1158 | 0 | 296 | 1200 | 0 | 465 | 0 | 0 | 0 | 0 | 0 | 0 | 0 | 0 | 0
2040-05-09 | 5 | 38.88 | -15202 | -1015 | -525 | 0 | 0 | 0 | 528 | 0 | 80 | 1514 | 53 | 341 | 7241 | 3288 | 70 | 0 | 370 | 0 | 167 | 1151 | 0 | 273 | 1200 | 0 | 465 | 0 | 0 | 0 | 0 | 0 | 0 | 0 | 0 | 0
2040-05-09 | 6 | 41.27 | -17538 | -1015 | -551 | 0 | 0 | 0 | 935 | 0 | 80 | 1534 | 53 | 341 | 9130 | 3288 | 115 | 0 | 346 | 28 | 184 | 1152 | 0 | 253 | 1200 | 0 | 465 | 0 | 0 | 0 | 0 | 0 | 0 | 0 | 0 | 0
2040-05-09 | 7 | 40.59 | -19032 | -1015 | -709 | 0 | 0 | 0 | 2415 | 0 | 80 | 1534 | 53 | 341 | 8648 | 3288 | 161 | 0 | 266 | 670 | 193 | 1167 | 0 | 276 | 1200 | 0 | 465 | 0 | 0 | 0 | 0 | 0 | 0 | 0 | 0 | 0
2040-05-09 | 8 | 37 | -19331 | -872 | -867 | 0 | 0 | 0 | 3287 | 0 | 80 | 1475 | 53 | 341 | 6401 | 3288 | 299 | 0 | 196 | 2327 | 206 | 1193 | 0 | 257 | 1200 | 0 | 465 | 0 | 0 | 0 | 0 | 0 | 0 | 0 | 0 | 0
2040-05-09 | 9 | 27.12 | -19517 | -786 | -1050 | 0 | -118 | -165 | 3503 | 0 | 80 | 725 | 53 | 341 | 4606 | 3288 | 547 | 0 | 152 | 4995 | 207 | 1214 | 0 | 260 | 1200 | 0 | 465 | 0 | 0 | 0 | 0 | 0 | 0 | 0 | 0 | 0
2040-05-09 | 10 | 27.12 | -19968 | -705 | -1234 | 0 | -20 | -1258 | 3662 | 0 | 0 | 654 | 53 | 341 | 3450 | 3288 | 712 | 0 | 150 | 7487 | 207 | 1242 | 0 | 276 | 1200 | 0 | 465 | 0 | 0 | 0 | 0 | 0 | 0 | 0 | 0 | 0
2040-05-09 | 11 | 27.12 | -20344 | -625 | -1182 | 0 | 0 | -1150 | 3857 | 0 | 0 | 654 | 53 | 341 | 1122 | 3288 | 794 | 0 | 123 | 9677 | 207 | 1251 | 0 | 268 | 1200 | 0 | 465 | 0 | 0 | 0 | 0 | 0 | 0 | 0 | 0 | 0
2040-05-09 | 12 | 27.12 | -20085 | -589 | -1024 | 0 | -266 | -1859 | 3963 | 0 | 0 | 654 | 53 | 341 | 918 | 3288 | 833 | 0 | 97 | 10258 | 206 | 1253 | 0 | 294 | 1200 | 0 | 465 | 0 | 0 | 0 | 0 | 0 | 0 | 0 | 0 | 0
2040-05-09 | 13 | 27.12 | -20141 | -521 | -1339 | 0 | 0 | -1506 | 3942 | 0 | 0 | 654 | 53 | 341 | 706 | 3288 | 579 | 0 | 66 | 10451 | 206 | 1266 | 0 | 290 | 1200 | 0 | 465 | 0 | 0 | 0 | 0 | 0 | 0 | 0 | 0 | 0
2040-05-09 | 14 | 27.12 | -20013 | -485 | -1313 | 0 | 0 | -1631 | 3942 | 0 | 0 | 654 | 53 | 341 | 706 | 3288 | 536 | 0 | 54 | 10424 | 206 | 1269 | 0 | 304 | 1200 | 0 | 465 | 0 | 0 | 0 | 0 | 0 | 0 | 0 | 0 | 0
2040-05-09 | 15 | 27.12 | -19367 | -427 | -1182 | 0 | 0 | -788 | 3752 | 0 | 0 | 654 | 53 | 341 | 463 | 3288 | 483 | 0 | 54 | 9230 | 207 | 1266 | 0 | 307 | 1200 | 0 | 465 | 0 | 0 | 0 | 0 | 0 | 0 | 0 | 0 | 0
2040-05-09 | 16 | 36.65 | -18838 | -395 | -1549 | 0 | 0 | 613 | 3556 | 0 | 220 | 654 | 53 | 341 | 743 | 3288 | 576 | 0 | 71 | 7213 | 206 | 1262 | 0 | 321 | 1200 | 0 | 465 | 0 | 0 | 0 | 0 | 0 | 0 | 0 | 0 | 0
2040-05-09 | 17 | 36.65 | -18594 | -427 | -1996 | 0 | 0 | 577 | 3519 | 0 | 220 | 789 | 53 | 341 | 3441 | 3288 | 724 | 0 | 100 | 4479 | 209 | 1265 | 0 | 346 | 1200 | 0 | 465 | 0 | 0 | 0 | 0 | 0 | 0 | 0 | 0 | 0
2040-05-09 | 18 | 36.65 | -18760 | -485 | -2390 | 0 | 0 | 1391 | 3635 | 0 | 220 | 1475 | 53 | 341 | 4362 | 3288 | 828 | 0 | 146 | 2367 | 209 | 1266 | 0 | 388 | 1200 | 0 | 465 | 0 | 0 | 0 | 0 | 0 | 0 | 0 | 0 | 0
2040-05-09 | 19 | 38.02 | -19658 | -521 | -2285 | 0 | 348 | 1859 | 3704 | 0 | 220 | 1534 | 53 | 341 | 5236 | 3288 | 1208 | 0 | 177 | 932 | 209 | 1280 | 0 | 409 | 1200 | 0 | 465 | 0 | 0 | 0 | 0 | 0 | 0 | 0 | 0 | 0
2040-05-09 | 20 | 36.65 | -19833 | -553 | -1602 | 0 | 0 | 1744 | 3873 | 0 | 220 | 1534 | 53 | 341 | 5319 | 3288 | 1652 | 0 | 233 | 176 | 209 | 1274 | 0 | 406 | 1200 | 0 | 465 | 0 | 0 | 0 | 0 | 0 | 0 | 0 | 0 | 0
2040-05-09 | 21 | 35.69 | -18711 | -589 | -1471 | 0 | 0 | 0 | 3915 | 0 | 220 | 1513 | 53 | 335 | 5562 | 3288 | 2008 | 0 | 319 | 0 | 209 | 1269 | 0 | 413 | 1200 | 0 | 465 | 0 | 0 | 0 | 0 | 0 | 0 | 0 | 0 | 0
2040-05-09 | 22 | 21.38 | -17012 | -665 | -1234 | 0 | 0 | 0 | 3144 | 0 | 220 | 1378 | 53 | 175 | 4423 | 3288 | 2297 | 0 | 369 | 0 | 209 | 1263 | 0 | 428 | 1200 | 0 | 465 | 0 | 0 | 0 | 0 | 0 | 0 | 0 | 0 | 0
2040-05-09 | 23 | 10 | -15465 | -665 | -1024 | 0 | 0 | -175 | 2013 | 0 | 220 | 1025 | 53 | 160 | 4047 | 3288 | 2605 | 0 | 449 | 0 | 209 | 1257 | 0 | 338 | 1200 | 0 | 465 | 0 | 0 | 0 | 0 | 0 | 0 | 94 | 0 | 0
2040-05-09 | 24 | 13.52 | -14395 | -665 | -840 | 0 | 0 | 129 | 1004 | 0 | 220 | 880 | 53 | 160 | 3603 | 3288 | 2612 | 0 | 476 | 0 | 193 | 1242 | 0 | 375 | 1200 | 0 | 465 | 0 | 0 | 0 | 0 | 0 | 0 | 0 | 0 | 0
2040-05-10 | 1 | 25.31 | -13780 | -705 | -735 | 0 | 0 | -549 | 528 | 0 | 220 | 880 | 53 | 319 | 3936 | 3288 | 2331 | 0 | 484 | 0 | 187 | 1190 | 0 | 688 | 1200 | 0 | 465 | 0 | 0 | 0 | 0 | 0 | 0 | 0 | 0 | 0
2040-05-10 | 2 | 25.31 | -13556 | -746 | -657 | 0 | 0 | -229 | 528 | 0 | 220 | 850 | 53 | 335 | 3706 | 3288 | 2115 | 0 | 458 | 0 | 182 | 1167 | 0 | 620 | 1200 | 0 | 465 | 0 | 0 | 0 | 0 | 0 | 0 | 0 | 0 | 0
2040-05-10 | 3 | 25.31 | -13551 | -746 | -578 | 0 | 0 | -208 | 528 | 0 | 220 | 833 | 53 | 341 | 3675 | 3288 | 2119 | 0 | 469 | 0 | 171 | 1166 | 0 | 554 | 1200 | 0 | 465 | 0 | 0 | 0 | 0 | 0 | 0 | 0 | 0 | 0
2040-05-10 | 4 | 29.6 | -13997 | -746 | -551 | 0 | 0 | 0 | 528 | 0 | 220 | 890 | 53 | 341 | 3809 | 3288 | 2420 | 0 | 463 | 0 | 163 | 1158 | 0 | 296 | 1200 | 0 | 465 | 0 | 0 | 0 | 0 | 0 | 0 | 0 | 0 | 0
2040-05-10 | 5 | 34.21 | -15361 | -786 | -525 | 0 | 0 | 16 | 528 | 0 | 220 | 1378 | 53 | 341 | 4200 | 3288 | 2917 | 0 | 475 | 0 | 167 | 1151 | 0 | 273 | 1200 | 0 | 465 | 0 | 0 | 0 | 0 | 0 | 0 | 0 | 0 | 0
2040-05-10 | 6 | 34.21 | -17726 | -786 | -551 | 0 | 0 | 488 | 528 | 0 | 220 | 1514 | 53 | 341 | 4857 | 3288 | 4052 | 0 | 458 | 9 | 184 | 1152 | 0 | 253 | 1200 | 0 | 465 | 0 | 0 | 0 | 0 | 0 | 0 | 0 | 0 | 0
2040-05-10 | 7 | 34.21 | -19446 | -786 | -709 | 0 | 0 | 225 | 1966 | 0 | 220 | 1514 | 53 | 341 | 4803 | 3288 | 4549 | 0 | 460 | 222 | 193 | 1167 | 0 | 276 | 1200 | 0 | 465 | 0 | 0 | 0 | 0 | 0 | 0 | 0 | 0 | 0
2040-05-10 | 8 | 24.21 | -20098 | -786 | -867 | 0 | 0 | 0 | 3022 | 0 | 220 | 1431 | 53 | 299 | 4193 | 3288 | 4786 | 0 | 467 | 669 | 206 | 1193 | 0 | 257 | 1200 | 0 | 465 | 0 | 0 | 0 | 0 | 0 | 0 | 0 | 0 | 0
2040-05-10 | 9 | 18.65 | -20370 | -746 | -1050 | 0 | 0 | -257 | 3450 | 0 | 220 | 1315 | 53 | 166 | 3819 | 3288 | 4812 | 0 | 476 | 1478 | 207 | 1214 | 0 | 260 | 1200 | 0 | 465 | 0 | 0 | 0 | 0 | 0 | 0 | 0 | 0 | 0
2040-05-10 | 10 | 18.65 | -20838 | -705 | -1234 | 0 | 0 | -133 | 3678 | 0 | 220 | 1123 | 53 | 160 | 3469 | 3288 | 4816 | 0 | 519 | 2195 | 207 | 1242 | 0 | 276 | 1200 | 0 | 465 | 0 | 0 | 0 | 0 | 0 | 0 | 0 | 0 | 0
2040-05-10 | 11 | 18.65 | -21224 | -625 | -1182 | 0 | 0 | -82 | 3873 | 0 | 220 | 1170 | 53 | 160 | 3469 | 3288 | 4823 | 0 | 552 | 2113 | 207 | 1251 | 0 | 268 | 1200 | 0 | 465 | 0 | 0 | 0 | 0 | 0 | 0 | 0 | 0 | 0
2040-05-10 | 12 | 19.46 | -20843 | -553 | -1024 | 0 | 0 | 0 | 3963 | 0 | 220 | 1039 | 53 | 160 | 3153 | 3288 | 4839 | 0 | 555 | 1730 | 206 | 1253 | 0 | 294 | 1200 | 0 | 465 | 0 | 0 | 0 | 0 | 0 | 0 | 0 | 0 | 0
2040-05-10 | 13 | 21.38 | -20882 | -553 | -1339 | 0 | 0 | 0 | 3905 | 0 | 220 | 1120 | 53 | 160 | 3271 | 3288 | 4848 | 0 | 562 | 1921 | 206 | 1266 | 0 | 290 | 1200 | 0 | 465 | 0 | 0 | 0 | 0 | 0 | 0 | 0 | 0 | 0
2040-05-10 | 14 | 21.38 | -20779 | -521 | -1313 | 0 | 0 | 0 | 3905 | 0 | 220 | 1111 | 53 | 160 | 3252 | 3288 | 4850 | 0 | 545 | 1786 | 206 | 1269 | 0 | 304 | 1200 | 0 | 465 | 0 | 0 | 0 | 0 | 0 | 0 | 0 | 0 | 0
2040-05-10 | 15 | 18.65 | -20206 | -485 | -1182 | 0 | 0 | -26 | 3752 | 0 | 220 | 833 | 53 | 160 | 2803 | 3288 | 4841 | 0 | 529 | 1975 | 207 | 1266 | 0 | 307 | 1200 | 0 | 465 | 0 | 0 | 0 | 0 | 0 | 0 | 0 | 0 | 0
2040-05-10 | 16 | 20.74 | -19878 | -485 | -1549 | 0 | 0 | 0 | 3620 | 0 | 220 | 833 | 53 | 160 | 2802 | 3288 | 4825 | 0 | 470 | 2188 | 206 | 1262 | 0 | 321 | 1200 | 0 | 465 | 0 | 0 | 0 | 0 | 0 | 0 | 0 | 0 | 0
2040-05-10 | 17 | 24.22 | -19543 | -427 | -1996 | 0 | 0 | 0 | 3646 | 0 | 220 | 1081 | 53 | 309 | 2958 | 3288 | 4833 | 0 | 436 | 1656 | 209 | 1265 | 0 | 346 | 1200 | 0 | 465 | 0 | 0 | 0 | 0 | 0 | 0 | 0 | 0 | 0
2040-05-10 | 18 | 21.38 | -19335 | -368 | -2390 | 0 | 0 | 0 | 3641 | 0 | 220 | 1176 | 53 | 160 | 3228 | 3288 | 4841 | 0 | 399 | 1559 | 209 | 1266 | 0 | 388 | 1200 | 0 | 465 | 0 | 0 | 0 | 0 | 0 | 0 | 0 | 0 | 0
2040-05-10 | 19 | 25.21 | -19702 | -315 | -2285 | 0 | 0 | 135 | 3435 | 0 | 220 | 1394 | 53 | 319 | 3573 | 3288 | 4841 | 0 | 360 | 1120 | 209 | 1280 | 0 | 409 | 1200 | 0 | 465 | 0 | 0 | 0 | 0 | 0 | 0 | 0 | 0 | 0
2040-05-10 | 20 | 25.21 | -19849 | -315 | -1602 | 0 | 0 | 234 | 3276 | 0 | 300 | 1513 | 53 | 319 | 3835 | 3288 | 4819 | 0 | 359 | 215 | 209 | 1274 | 0 | 406 | 1200 | 0 | 465 | 0 | 0 | 0 | 0 | 0 | 0 | 0 | 0 | 0
2040-05-10 | 21 | 17.55 | -19076 | -341 | -1471 | 0 | 0 | 0 | 3303 | 0 | 300 | 1382 | 53 | 160 | 3628 | 3288 | 4797 | 0 | 421 | 0 | 209 | 1269 | 0 | 413 | 1200 | 0 | 465 | 0 | 0 | 0 | 0 | 0 | 0 | 0 | 0 | 0
2040-05-10 | 22 | 10 | -17637 | -368 | -1234 | 0 | 0 | -217 | 2732 | 0 | 300 | 997 | 53 | 160 | 3146 | 3288 | 4790 | 0 | 481 | 0 | 209 | 1263 | 0 | 372 | 1200 | 0 | 465 | 0 | 0 | 0 | 0 | 0 | 0 | 56 | 0 | 0
2040-05-10 | 23 | 10 | -16153 | -395 | -1024 | 0 | 0 | -47 | 1807 | 0 | 300 | 752 | 53 | 160 | 2811 | 3288 | 4790 | 0 | 526 | 0 | 209 | 1257 | 0 | 0 | 1200 | 0 | 465 | 0 | 0 | 0 | 0 | 0 | 0 | 432 | 0 | 0
2040-05-10 | 24 | 13.52 | -14999 | -395 | -840 | 0 | 0 | 195 | 861 | 0 | 80 | 705 | 53 | 160 | 2100 | 3288 | 4769 | 0 | 548 | 0 | 193 | 1242 | 0 | 375 | 1200 | 0 | 465 | 0 | 0 | 0 | 0 | 0 | 0 | 0 | 0 | 0
2040-05-11 | 1 | 20.07 | -14256 | -427 | -735 | 0 | 0 | -1354 | 1421 | 0 | 80 | 655 | 53 | 160 | 2035 | 3288 | 4776 | 0 | 574 | 0 | 187 | 1190 | 0 | 688 | 1200 | 0 | 465 | 0 | 0 | 0 | 0 | 0 | 0 | 0 | 0 | 0
2040-05-11 | 2 | 20.07 | -13872 | -454 | -657 | 0 | 0 | -721 | 919 | 0 | 80 | 655 | 53 | 160 | 1562 | 3288 | 4750 | 0 | 603 | 0 | 182 | 1167 | 0 | 620 | 1200 | 0 | 465 | 0 | 0 | 0 | 0 | 0 | 0 | 0 | 0 | 0
2040-05-11 | 3 | 20.07 | -13616 | -454 | -578 | 0 | 0 | -525 | 629 | 0 | 80 | 655 | 53 | 160 | 1394 | 3288 | 4743 | 0 | 614 | 0 | 171 | 1166 | 0 | 554 | 1200 | 0 | 465 | 0 | 0 | 0 | 0 | 0 | 0 | 0 | 0 | 0
2040-05-11 | 4 | 20.07 | -13724 | -521 | -551 | 0 | 0 | -39 | 528 | 0 | 80 | 655 | 53 | 160 | 1464 | 3288 | 4671 | 0 | 654 | 0 | 163 | 1158 | 0 | 296 | 1200 | 0 | 465 | 0 | 0 | 0 | 0 | 0 | 0 | 0 | 0 | 0
2040-05-11 | 5 | 20.07 | -14065 | -521 | -525 | 0 | 0 | -3 | 550 | 0 | 80 | 670 | 53 | 160 | 1799 | 3288 | 4577 | 0 | 681 | 0 | 167 | 1151 | 0 | 273 | 1200 | 0 | 465 | 0 | 0 | 0 | 0 | 0 | 0 | 0 | 0 | 0
2040-05-11 | 6 | 27.12 | -14864 | -589 | -551 | 0 | 0 | 327 | 835 | 0 | 80 | 714 | 53 | 319 | 2234 | 3288 | 4158 | 0 | 722 | 19 | 184 | 1152 | 0 | 253 | 1200 | 0 | 465 | 0 | 0 | 0 | 0 | 0 | 0 | 0 | 0 | 0
2040-05-11 | 7 | 27.12 | -16019 | -625 | -709 | 0 | 0 | 1295 | 1485 | 0 | 80 | 890 | 53 | 335 | 2164 | 3288 | 3194 | 0 | 721 | 547 | 193 | 1167 | 0 | 276 | 1200 | 0 | 465 | 0 | 0 | 0 | 0 | 0 | 0 | 0 | 0 | 0
2040-05-11 | 8 | 27.12 | -17129 | -625 | -867 | 0 | 0 | 333 | 2330 | 0 | 80 | 714 | 53 | 319 | 2737 | 3288 | 2535 | 0 | 794 | 2114 | 206 | 1193 | 0 | 257 | 1200 | 0 | 465 | 0 | 0 | 0 | 0 | 0 | 0 | 0 | 0 | 0
2040-05-11 | 9 | 5 | -17731 | -589 | -1050 | 0 | 0 | -1223 | 3139 | 0 | 80 | 654 | 53 | 160 | 2404 | 3288 | 2368 | 0 | 816 | 4545 | 207 | 1214 | 0 | 0 | 1200 | 0 | 465 | 0 | 0 | 0 | 0 | 0 | 0 | 260 | 0 | 0
2040-05-11 | 10 | 5 | -18212 | -521 | -1234 | 0 | 0 | -1189 | 3588 | 0 | 80 | 654 | 53 | 160 | 1436 | 3288 | 2137 | 0 | 834 | 7240 | 30 | 0 | 0 | 0 | 1200 | 0 | 456 | 0 | 0 | 0 | 177 | 1242 | 0 | 276 | 0 | 0
2040-05-11 | 11 | 0 | -18645 | -485 | -1182 | -444 | 0 | -1859 | 3841 | 0 | 80 | 407 | 48 | 160 | 1436 | 3288 | 1805 | 0 | 840 | 10387 | 0 | 0 | 0 | 0 | 0 | 0 | 323 | 0 | 0 | 0 | 207 | 1251 | 0 | 268 | 1200 | 0
2040-05-11 | 12 | -30 | -18310 | -395 | -1024 | -908 | -610 | -1859 | 3963 | 0 | 80 | 366 | 48 | 160 | 1291 | 3288 | 1439 | 0 | 702 | 11490 | 0 | 0 | 0 | 0 | 0 | 0 | 280 | 0 | 123 | 0 | 206 | 1253 | 0 | 294 | 1200 | 0
2040-05-11 | 13 | -30 | -18075 | -341 | -1339 | -908 | -610 | -1859 | 3894 | 0 | 80 | 366 | 48 | 160 | 1146 | 3288 | 978 | 0 | 735 | 12158 | 0 | 0 | 0 | 0 | 0 | 0 | 280 | 0 | 81 | 0 | 206 | 1266 | 0 | 290 | 1200 | 0
2040-05-11 | 14 | -30 | -17900 | -315 | -1313 | -908 | -199 | -1859 | 3709 | 0 | 80 | 366 | 48 | 160 | 978 | 3288 | 802 | 0 | 695 | 12087 | 0 | 0 | 0 | 0 | 0 | 0 | 280 | 0 | 134 | 0 | 206 | 1269 | 0 | 304 | 1200 | 0
2040-05-11 | 15 | -1.77 | -17266 | -270 | -1182 | -905 | 0 | -1859 | 3487 | 0 | 80 | 366 | 48 | 160 | 978 | 3288 | 613 | 0 | 828 | 11325 | 0 | 0 | 0 | 0 | 0 | 0 | 307 | 0 | 0 | 0 | 207 | 1266 | 0 | 307 | 1200 | 0
2040-05-11 | 16 | 2 | -16883 | -247 | -1549 | 0 | 0 | -1853 | 3281 | 0 | 80 | 654 | 53 | 160 | 833 | 3288 | 446 | 0 | 826 | 9688 | 0 | 0 | 0 | 0 | 782 | 0 | 440 | 0 | 0 | 0 | 206 | 1262 | 0 | 321 | 418 | 0
2040-05-11 | 17 | 10 | -16731 | -229 | -1996 | 0 | 0 | -725 | 3308 | 0 | 80 | 654 | 53 | 160 | 483 | 3288 | 361 | 0 | 817 | 7035 | 209 | 1265 | 0 | 302 | 1200 | 0 | 465 | 0 | 0 | 0 | 0 | 0 | 0 | 44 | 0 | 0
2040-05-11 | 18 | 24.22 | -17029 | -247 | -2390 | 293 | 0 | 761 | 3472 | 0 | 80 | 655 | 53 | 309 | 2179 | 3288 | 321 | 0 | 804 | 3924 | 209 | 1266 | 0 | 388 | 1200 | 0 | 465 | 0 | 0 | 0 | 0 | 0 | 0 | 0 | 0 | 0
2040-05-11 | 19 | 24.22 | -17700 | -270 | -2285 | 663 | 5 | 1744 | 3620 | 0 | 80 | 1378 | 53 | 324 | 2947 | 3288 | 294 | 0 | 760 | 1536 | 209 | 1280 | 0 | 409 | 1200 | 0 | 465 | 0 | 0 | 0 | 0 | 0 | 0 | 0 | 0 | 0
2040-05-11 | 20 | 24.22 | -18133 | -292 | -1602 | 879 | 510 | 1834 | 3651 | 0 | 80 | 1513 | 53 | 326 | 3143 | 3288 | 272 | 0 | 644 | 280 | 209 | 1274 | 0 | 406 | 1200 | 0 | 465 | 0 | 0 | 0 | 0 | 0 | 0 | 0 | 0 | 0
2040-05-11 | 21 | 24.22 | -17628 | -368 | -1471 | 772 | 508 | 1744 | 3889 | 0 | 80 | 1475 | 53 | 326 | 3115 | 3288 | 181 | 0 | 479 | 0 | 209 | 1269 | 0 | 413 | 1200 | 0 | 465 | 0 | 0 | 0 | 0 | 0 | 0 | 0 | 0 | 0
2040-05-11 | 22 | 24.22 | -16442 | -454 | -1234 | 435 | 28 | 1738 | 3461 | 0 | 0 | 1378 | 53 | 324 | 3260 | 3288 | 105 | 0 | 495 | 0 | 209 | 1263 | 0 | 428 | 1200 | 0 | 465 | 0 | 0 | 0 | 0 | 0 | 0 | 0 | 0 | 0
2040-05-11 | 23 | 24.22 | -15177 | -521 | -1024 | 424 | 67 | 1468 | 2594 | 0 | 0 | 1095 | 53 | 324 | 3280 | 3288 | 45 | 0 | 521 | 0 | 209 | 1257 | 0 | 432 | 1200 | 0 | 465 | 0 | 0 | 0 | 0 | 0 | 0 | 0 | 0 | 0
2040-05-11 | 24 | 24.22 | -13900 | -553 | -840 | 36 | 102 | 1283 | 1686 | 0 | 0 | 852 | 53 | 324 | 3510 | 3288 | 116 | 0 | 568 | 0 | 193 | 1242 | 0 | 375 | 1200 | 0 | 465 | 0 | 0 | 0 | 0 | 0 | 0 | 0 | 0 | 0
2040-05-12 | 1 | 35.98 | -13250 | -589 | -972 | 0 | 0 | 0 | 528 | 0 | 0 | 1039 | 53 | 341 | 4918 | 3288 | 333 | 0 | 580 | 0 | 187 | 1190 | 0 | 688 | 1200 | 0 | 465 | 0 | 0 | 0 | 0 | 0 | 0 | 0 | 0 | 0
2040-05-12 | 2 | 32.43 | -12919 | -625 | -840 | 0 | 0 | 0 | 528 | 0 | 0 | 819 | 53 | 341 | 4445 | 3288 | 717 | 0 | 559 | 0 | 182 | 1167 | 0 | 620 | 1200 | 0 | 465 | 0 | 0 | 0 | 0 | 0 | 0 | 0 | 0 | 0
2040-05-12 | 3 | 24.21 | -12788 | -665 | -762 | 0 | 0 | 0 | 528 | 0 | 0 | 725 | 53 | 274 | 3962 | 3288 | 1282 | 0 | 546 | 0 | 171 | 1166 | 0 | 554 | 1200 | 0 | 465 | 0 | 0 | 0 | 0 | 0 | 0 | 0 | 0 | 0
2040-05-12 | 4 | 24 | -12763 | -705 | -683 | 0 | 0 | -33 | 528 | 0 | 0 | 714 | 53 | 233 | 4072 | 3288 | 1484 | 0 | 528 | 0 | 163 | 1158 | 0 | 296 | 1200 | 0 | 465 | 0 | 0 | 0 | 0 | 0 | 0 | 0 | 0 | 0
2040-05-12 | 5 | 29.6 | -12997 | -786 | -683 | 0 | 0 | 0 | 528 | 0 | 0 | 819 | 53 | 341 | 4541 | 3288 | 1126 | 0 | 513 | 0 | 167 | 1151 | 0 | 273 | 1200 | 0 | 465 | 0 | 0 | 0 | 0 | 0 | 0 | 0 | 0 | 0
2040-05-12 | 6 | 29.01 | -13655 | -831 | -709 | 0 | 0 | 0 | 528 | 0 | 0 | 1066 | 53 | 341 | 4526 | 3288 | 1671 | 0 | 455 | 12 | 184 | 1152 | 0 | 253 | 1200 | 0 | 465 | 0 | 0 | 0 | 0 | 0 | 0 | 0 | 0 | 0
2040-05-12 | 7 | 32.43 | -14817 | -831 | -788 | 0 | 0 | 24 | 528 | 0 | 220 | 1378 | 53 | 341 | 4750 | 3288 | 1886 | 0 | 406 | 260 | 193 | 1167 | 0 | 276 | 1200 | 0 | 465 | 0 | 0 | 0 | 0 | 0 | 0 | 0 | 0 | 0
2040-05-12 | 8 | 29.6 | -16051 | -831 | -919 | 0 | 0 | 0 | 1073 | 0 | 220 | 1267 | 53 | 341 | 4391 | 3288 | 2729 | 0 | 338 | 781 | 206 | 1193 | 0 | 257 | 1200 | 0 | 465 | 0 | 0 | 0 | 0 | 0 | 0 | 0 | 0 | 0
2040-05-12 | 9 | 23.29 | -17015 | -921 | -1103 | 0 | 0 | 0 | 1981 | 0 | 220 | 1178 | 53 | 192 | 4060 | 3288 | 3094 | 0 | 295 | 1332 | 207 | 1214 | 0 | 260 | 1200 | 0 | 465 | 0 | 0 | 0 | 0 | 0 | 0 | 0 | 0 | 0
2040-05-12 | 10 | 21.9 | -17822 | -966 | -1313 | 0 | 0 | -148 | 2716 | 0 | 220 | 1062 | 53 | 166 | 3926 | 3288 | 3129 | 0 | 245 | 2054 | 207 | 1242 | 0 | 276 | 1200 | 0 | 465 | 0 | 0 | 0 | 0 | 0 | 0 | 0 | 0 | 0
2040-05-12 | 11 | 21.9 | -17959 | -966 | -1182 | 0 | 0 | -415 | 3128 | 0 | 220 | 867 | 53 | 160 | 3900 | 3288 | 3051 | 0 | 162 | 2302 | 207 | 1251 | 0 | 268 | 1200 | 0 | 465 | 0 | 0 | 0 | 0 | 0 | 0 | 0 | 0 | 0
2040-05-12 | 12 | 21.9 | -17848 | -966 | -1313 | 0 | 0 | -708 | 3276 | 0 | 220 | 725 | 53 | 160 | 3743 | 3288 | 3382 | 0 | 154 | 2416 | 206 | 1253 | 0 | 294 | 1200 | 0 | 465 | 0 | 0 | 0 | 0 | 0 | 0 | 0 | 0 | 0
2040-05-12 | 13 | 21.9 | -17597 | -966 | -1418 | 0 | 0 | -365 | 3266 | 0 | 220 | 670 | 53 | 160 | 2196 | 3288 | 4083 | 0 | 134 | 2849 | 206 | 1266 | 0 | 290 | 1200 | 0 | 465 | 0 | 0 | 0 | 0 | 0 | 0 | 0 | 0 | 0
2040-05-12 | 14 | 21.9 | -17429 | -1015 | -1471 | 0 | 0 | -61 | 3170 | 0 | 220 | 700 | 53 | 166 | 2196 | 3288 | 4068 | 0 | 118 | 2552 | 206 | 1269 | 0 | 304 | 1200 | 0 | 465 | 0 | 0 | 0 | 0 | 0 | 0 | 0 | 0 | 0
2040-05-12 | 15 | 21.9 | -17563 | -1015 | -1523 | 0 | 0 | -349 | 3102 | 0 | 220 | 700 | 53 | 181 | 2196 | 3288 | 4526 | 0 | 111 | 2628 | 207 | 1266 | 0 | 307 | 1200 | 0 | 465 | 0 | 0 | 0 | 0 | 0 | 0 | 0 | 0 | 0
2040-05-12 | 16 | 29.6 | -17850 | -1015 | -1444 | 0 | 0 | 0 | 3144 | 0 | 220 | 725 | 53 | 341 | 2395 | 3288 | 4634 | 0 | 110 | 1946 | 206 | 1262 | 0 | 321 | 1200 | 0 | 465 | 0 | 0 | 0 | 0 | 0 | 0 | 0 | 0 | 0
2040-05-12 | 17 | 29.6 | -18325 | -1065 | -1444 | 0 | 0 | 575 | 3350 | 0 | 220 | 1034 | 53 | 341 | 2420 | 3288 | 4529 | 0 | 106 | 1433 | 209 | 1265 | 0 | 346 | 1200 | 0 | 465 | 0 | 0 | 0 | 0 | 0 | 0 | 0 | 0 | 0
2040-05-12 | 18 | 29.6 | -18560 | -1065 | -1471 | 0 | 0 | 770 | 3657 | 0 | 220 | 1267 | 53 | 341 | 2512 | 3288 | 4519 | 0 | 99 | 842 | 209 | 1266 | 0 | 388 | 1200 | 0 | 465 | 0 | 0 | 0 | 0 | 0 | 0 | 0 | 0 | 0
2040-05-12 | 19 | 29.6 | -18848 | -1065 | -1523 | 0 | 0 | 41 | 3826 | 0 | 220 | 1382 | 53 | 335 | 3588 | 3288 | 4608 | 0 | 96 | 436 | 209 | 1280 | 0 | 409 | 1200 | 0 | 465 | 0 | 0 | 0 | 0 | 0 | 0 | 0 | 0 | 0
2040-05-12 | 20 | 29.6 | -18965 | -1065 | -1418 | 0 | 0 | 128 | 3942 | 0 | 220 | 1382 | 53 | 319 | 3718 | 3288 | 4634 | 0 | 108 | 100 | 209 | 1274 | 0 | 406 | 1200 | 0 | 465 | 0 | 0 | 0 | 0 | 0 | 0 | 0 | 0 | 0
2040-05-12 | 21 | 10 | -17878 | -1065 | -1339 | 0 | 0 | 0 | 3963 | 0 | 220 | 1034 | 53 | 160 | 3218 | 3288 | 4779 | 0 | 157 | 0 | 209 | 1269 | 0 | 266 | 1200 | 0 | 465 | 0 | 0 | 0 | 0 | 0 | 0 | 147 | 0 | 0
2040-05-12 | 22 | 5 | -16256 | -1065 | -1208 | 0 | 0 | -226 | 3207 | 0 | 220 | 725 | 53 | 160 | 3108 | 3288 | 4789 | 0 | 193 | 0 | 209 | 1136 | 0 | 0 | 1200 | 0 | 465 | 0 | 0 | 0 | 0 | 127 | 0 | 428 | 0 | 0
2040-05-12 | 23 | 5 | -14846 | -1065 | -1208 | 0 | 0 | 0 | 2219 | 0 | 220 | 700 | 53 | 160 | 2595 | 3288 | 4777 | 0 | 217 | 0 | 209 | 1014 | 0 | 0 | 1200 | 0 | 465 | 0 | 0 | 0 | 0 | 243 | 0 | 432 | 0 | 0
2040-05-12 | 24 | 6.76 | -13939 | -1065 | -1103 | 0 | 0 | 167 | 1305 | 0 | 220 | 700 | 53 | 160 | 2110 | 3288 | 4785 | 0 | 219 | 0 | 193 | 1242 | 0 | 0 | 1200 | 0 | 465 | 0 | 0 | 0 | 0 | 0 | 0 | 375 | 0 | 0
2040-05-13 | 1 | 28.45 | -13454 | -1065 | -972 | 0 | 0 | -1062 | 528 | 0 | 220 | 700 | 53 | 319 | 2683 | 3288 | 4791 | 0 | 238 | 0 | 187 | 1190 | 0 | 688 | 1200 | 0 | 465 | 0 | 0 | 0 | 0 | 0 | 0 | 0 | 0 | 0
2040-05-13 | 2 | 28.45 | -13316 | -1065 | -840 | 0 | 0 | -1055 | 528 | 0 | 220 | 700 | 53 | 335 | 2515 | 3288 | 4764 | 0 | 237 | 0 | 182 | 1167 | 0 | 620 | 1200 | 0 | 465 | 0 | 0 | 0 | 0 | 0 | 0 | 0 | 0 | 0
2040-05-13 | 3 | 28.45 | -13450 | -1065 | -762 | 0 | 0 | -654 | 528 | 0 | 220 | 700 | 53 | 341 | 2225 | 3288 | 4791 | 0 | 227 | 0 | 171 | 1166 | 0 | 554 | 1200 | 0 | 465 | 0 | 0 | 0 | 0 | 0 | 0 | 0 | 0 | 0
2040-05-13 | 4 | 32.43 | -14012 | -1065 | -683 | 0 | 0 | 0 | 528 | 0 | 220 | 714 | 53 | 341 | 2404 | 3288 | 4704 | 0 | 224 | 0 | 163 | 1158 | 0 | 296 | 1200 | 0 | 465 | 0 | 0 | 0 | 0 | 0 | 0 | 0 | 0 | 0
2040-05-13 | 5 | 34.21 | -15588 | -1065 | -683 | 0 | 0 | 0 | 528 | 0 | 220 | 1378 | 53 | 341 | 3570 | 3288 | 4442 | 0 | 259 | 0 | 167 | 1151 | 0 | 273 | 1200 | 0 | 465 | 0 | 0 | 0 | 0 | 0 | 0 | 0 | 0 | 0
2040-05-13 | 6 | 38.45 | -18040 | -1015 | -709 | 0 | 0 | 1281 | 528 | 0 | 220 | 1534 | 53 | 341 | 4692 | 3288 | 4261 | 0 | 272 | 40 | 184 | 1152 | 0 | 253 | 1200 | 0 | 465 | 0 | 0 | 0 | 0 | 0 | 0 | 0 | 0 | 0
2040-05-13 | 7 | 38.45 | -19636 | -1015 | -788 | 0 | 0 | 769 | 1855 | 0 | 220 | 1534 | 53 | 341 | 4814 | 3288 | 4324 | 0 | 260 | 680 | 193 | 1167 | 0 | 276 | 1200 | 0 | 465 | 0 | 0 | 0 | 0 | 0 | 0 | 0 | 0 | 0
2040-05-13 | 8 | 31.99 | -20224 | -966 | -919 | 0 | 0 | 0 | 2758 | 0 | 300 | 1382 | 53 | 335 | 3952 | 3288 | 4436 | 0 | 251 | 2033 | 206 | 1193 | 0 | 257 | 1200 | 0 | 465 | 0 | 0 | 0 | 0 | 0 | 0 | 0 | 0 | 0
2040-05-13 | 9 | 19.46 | -20464 | -872 | -1103 | 0 | 0 | -339 | 3107 | 0 | 80 | 1061 | 53 | 175 | 3851 | 3288 | 4619 | 0 | 242 | 2954 | 207 | 1214 | 0 | 260 | 1200 | 0 | 465 | 0 | 0 | 0 | 0 | 0 | 0 | 0 | 0 | 0
2040-05-13 | 10 | 19.46 | -20940 | -786 | -1313 | 0 | 0 | -836 | 3297 | 0 | 80 | 801 | 53 | 160 | 3667 | 3288 | 4785 | 0 | 250 | 4104 | 207 | 1242 | 0 | 276 | 1200 | 0 | 465 | 0 | 0 | 0 | 0 | 0 | 0 | 0 | 0 | 0
2040-05-13 | 11 | 17.04 | -20942 | -746 | -1182 | 0 | -52 | -1859 | 3466 | 0 | 80 | 655 | 53 | 160 | 3094 | 3288 | 4760 | 0 | 263 | 5570 | 207 | 1251 | 0 | 268 | 1200 | 0 | 465 | 0 | 0 | 0 | 0 | 0 | 0 | 0 | 0 | 0
2040-05-13 | 12 | 17.04 | -20727 | -705 | -1313 | 0 | -55 | -1859 | 3509 | 0 | 80 | 654 | 53 | 160 | 2041 | 3288 | 4757 | 0 | 284 | 6416 | 206 | 1253 | 0 | 294 | 1200 | 0 | 465 | 0 | 0 | 0 | 0 | 0 | 0 | 0 | 0 | 0
2040-05-13 | 13 | 19.46 | -20712 | -665 | -1418 | 0 | 0 | -1240 | 3419 | 0 | 80 | 654 | 53 | 160 | 2012 | 3288 | 4782 | 0 | 310 | 5850 | 206 | 1266 | 0 | 290 | 1200 | 0 | 465 | 0 | 0 | 0 | 0 | 0 | 0 | 0 | 0 | 0
2040-05-13 | 14 | 19.46 | -20510 | -625 | -1471 | 0 | 0 | -363 | 3419 | 0 | 80 | 655 | 53 | 160 | 1844 | 3288 | 4812 | 0 | 325 | 4887 | 206 | 1269 | 0 | 304 | 1200 | 0 | 465 | 0 | 0 | 0 | 0 | 0 | 0 | 0 | 0 | 0
2040-05-13 | 15 | 26.3 | -20514 | -625 | -1523 | 0 | 0 | 284 | 3334 | 0 | 80 | 725 | 53 | 319 | 2135 | 3288 | 4816 | 0 | 336 | 3846 | 207 | 1266 | 0 | 307 | 1200 | 0 | 465 | 0 | 0 | 0 | 0 | 0 | 0 | 0 | 0 | 0
2040-05-13 | 16 | 26.3 | -20752 | -665 | -1444 | 0 | 0 | 1057 | 3324 | 0 | 80 | 1371 | 53 | 335 | 2454 | 3288 | 4818 | 0 | 337 | 2291 | 206 | 1262 | 0 | 321 | 1200 | 0 | 465 | 0 | 0 | 0 | 0 | 0 | 0 | 0 | 0 | 0
2040-05-13 | 17 | 26.3 | -21193 | -746 | -1444 | 0 | 0 | 1164 | 3498 | 0 | 80 | 1431 | 53 | 341 | 3043 | 3288 | 4814 | 0 | 368 | 1817 | 209 | 1265 | 0 | 346 | 1200 | 0 | 465 | 0 | 0 | 0 | 0 | 0 | 0 | 0 | 0 | 0
2040-05-13 | 18 | 26.3 | -21354 | -831 | -1471 | 0 | 0 | 598 | 3804 | 0 | 80 | 1513 | 53 | 341 | 3996 | 3288 | 4829 | 0 | 386 | 1238 | 209 | 1266 | 0 | 388 | 1200 | 0 | 465 | 0 | 0 | 0 | 0 | 0 | 0 | 0 | 0 | 0
2040-05-13 | 19 | 26.3 | -21283 | -921 | -1523 | 0 | 0 | 997 | 3963 | 0 | 80 | 1514 | 53 | 341 | 4091 | 3288 | 4830 | 0 | 363 | 643 | 209 | 1280 | 0 | 409 | 1200 | 0 | 465 | 0 | 0 | 0 | 0 | 0 | 0 | 0 | 0 | 0
2040-05-13 | 20 | 26.3 | -20869 | -966 | -1418 | 0 | 92 | 708 | 3894 | 0 | 80 | 1519 | 53 | 335 | 4359 | 3288 | 4859 | 0 | 355 | 157 | 209 | 1274 | 0 | 406 | 1200 | 0 | 465 | 0 | 0 | 0 | 0 | 0 | 0 | 0 | 0 | 0
2040-05-13 | 21 | 25.21 | -19445 | -1015 | -1339 | 0 | 0 | 0 | 3646 | 0 | 80 | 1475 | 53 | 319 | 4213 | 3288 | 4841 | 0 | 328 | 0 | 209 | 1269 | 0 | 413 | 1200 | 0 | 465 | 0 | 0 | 0 | 0 | 0 | 0 | 0 | 0 | 0
2040-05-13 | 22 | 11.89 | -17383 | -1015 | -1208 | 0 | 0 | -143 | 2790 | 0 | 80 | 1154 | 53 | 160 | 3490 | 3288 | 4832 | 0 | 338 | 0 | 209 | 1263 | 0 | 428 | 1200 | 0 | 465 | 0 | 0 | 0 | 0 | 0 | 0 | 0 | 0 | 0
2040-05-13 | 23 | 11.89 | -15753 | -1065 | -1208 | 0 | 0 | 0 | 1686 | 0 | 80 | 934 | 53 | 160 | 3117 | 3288 | 4824 | 0 | 321 | 0 | 209 | 1257 | 0 | 432 | 1200 | 0 | 465 | 0 | 0 | 0 | 0 | 0 | 0 | 0 | 0 | 0
2040-05-13 | 24 | 16.07 | -14956 | -1065 | -1103 | 0 | 0 | 106 | 756 | 0 | 80 | 1039 | 53 | 160 | 3158 | 3288 | 4727 | 0 | 282 | 0 | 193 | 1242 | 0 | 375 | 1200 | 0 | 465 | 0 | 0 | 0 | 0 | 0 | 0 | 0 | 0 | 0
2040-05-14 | 1 | 30.04 | -14405 | -1114 | -735 | 0 | 0 | -990 | 528 | 0 | 80 | 903 | 53 | 319 | 3808 | 3288 | 4280 | 0 | 253 | 0 | 187 | 1190 | 0 | 688 | 1200 | 0 | 465 | 0 | 0 | 0 | 0 | 0 | 0 | 0 | 0 | 0
2040-05-14 | 2 | 30.04 | -14165 | -1114 | -657 | 0 | 0 | -421 | 528 | 0 | 80 | 1126 | 53 | 335 | 3808 | 3288 | 3268 | 0 | 236 | 0 | 182 | 1167 | 0 | 620 | 1200 | 0 | 465 | 0 | 0 | 0 | 0 | 0 | 0 | 0 | 0 | 0
2040-05-14 | 3 | 32.43 | -14220 | -1164 | -578 | 0 | 0 | 0 | 528 | 0 | 80 | 1159 | 53 | 341 | 4122 | 3288 | 2595 | 0 | 238 | 0 | 171 | 1166 | 0 | 554 | 1200 | 0 | 465 | 0 | 0 | 0 | 0 | 0 | 0 | 0 | 0 | 0
2040-05-14 | 4 | 35.59 | -14727 | -1164 | -551 | 0 | 0 | 0 | 528 | 0 | 80 | 1289 | 53 | 341 | 4827 | 3288 | 2524 | 0 | 230 | 0 | 163 | 1158 | 0 | 296 | 1200 | 0 | 465 | 0 | 0 | 0 | 0 | 0 | 0 | 0 | 0 | 0
2040-05-14 | 5 | 35.98 | -16246 | -1218 | -525 | 0 | 0 | 0 | 528 | 0 | 80 | 1505 | 53 | 341 | 5604 | 3288 | 3074 | 0 | 259 | 0 | 167 | 1151 | 0 | 273 | 1200 | 0 | 465 | 0 | 0 | 0 | 0 | 0 | 0 | 0 | 0 | 0
2040-05-14 | 6 | 40.59 | -18739 | -1218 | -551 | 0 | 0 | 27 | 898 | 0 | 80 | 1534 | 53 | 341 | 7602 | 3288 | 3109 | 0 | 289 | 33 | 184 | 1152 | 0 | 253 | 1200 | 0 | 465 | 0 | 0 | 0 | 0 | 0 | 0 | 0 | 0 | 0
2040-05-14 | 7 | 39.55 | -20408 | -1218 | -709 | 0 | 0 | 0 | 2362 | 0 | 80 | 1534 | 53 | 341 | 7404 | 3288 | 3145 | 0 | 295 | 531 | 193 | 1167 | 0 | 276 | 1200 | 0 | 465 | 0 | 0 | 0 | 0 | 0 | 0 | 0 | 0 | 0
2040-05-14 | 8 | 37.13 | -20833 | -1164 | -867 | 0 | 0 | 0 | 3313 | 0 | 80 | 1514 | 53 | 341 | 6256 | 3288 | 3114 | 0 | 318 | 1266 | 206 | 1193 | 0 | 257 | 1200 | 0 | 465 | 0 | 0 | 0 | 0 | 0 | 0 | 0 | 0 | 0
2040-05-14 | 9 | 30.45 | -20935 | -1114 | -1050 | 0 | 0 | 0 | 3598 | 0 | 80 | 1382 | 53 | 341 | 4946 | 3288 | 3357 | 0 | 320 | 2387 | 207 | 1214 | 0 | 260 | 1200 | 0 | 465 | 0 | 0 | 0 | 0 | 0 | 0 | 0 | 0 | 0
2040-05-14 | 10 | 30.04 | -21220 | -1114 | -1234 | 0 | 0 | -483 | 3746 | 0 | 80 | 1378 | 53 | 341 | 4799 | 3288 | 3185 | 0 | 332 | 3460 | 207 | 1242 | 0 | 276 | 1200 | 0 | 465 | 0 | 0 | 0 | 0 | 0 | 0 | 0 | 0 | 0
2040-05-14 | 11 | 30.04 | -21447 | -1015 | -1182 | 0 | 0 | -409 | 3826 | 0 | 80 | 1039 | 53 | 341 | 4634 | 3288 | 2805 | 0 | 365 | 4232 | 207 | 1251 | 0 | 268 | 1200 | 0 | 465 | 0 | 0 | 0 | 0 | 0 | 0 | 0 | 0 | 0
2040-05-14 | 12 | 30.04 | -21082 | -966 | -1024 | 0 | 0 | -579 | 3836 | 0 | 80 | 833 | 53 | 341 | 4197 | 3288 | 2897 | 0 | 362 | 4346 | 206 | 1253 | 0 | 294 | 1200 | 0 | 465 | 0 | 0 | 0 | 0 | 0 | 0 | 0 | 0 | 0
2040-05-14 | 13 | 33.53 | -21046 | -966 | -1339 | 0 | 0 | 0 | 3794 | 0 | 80 | 1159 | 53 | 341 | 4335 | 3288 | 2625 | 0 | 326 | 3923 | 206 | 1266 | 0 | 290 | 1200 | 0 | 465 | 0 | 0 | 0 | 0 | 0 | 0 | 0 | 0 | 0
2040-05-14 | 14 | 30.04 | -20951 | -921 | -1313 | 0 | 0 | -414 | 3741 | 0 | 80 | 964 | 53 | 341 | 4193 | 3288 | 2907 | 0 | 304 | 4283 | 206 | 1269 | 0 | 304 | 1200 | 0 | 465 | 0 | 0 | 0 | 0 | 0 | 0 | 0 | 0 | 0
2040-05-14 | 15 | 30.04 | -20512 | -872 | -1182 | 0 | 0 | -246 | 3593 | 0 | 80 | 1055 | 53 | 341 | 4189 | 3288 | 2676 | 0 | 280 | 3811 | 207 | 1266 | 0 | 307 | 1200 | 0 | 465 | 0 | 0 | 0 | 0 | 0 | 0 | 0 | 0 | 0
2040-05-14 | 16 | 31.75 | -20354 | -872 | -1549 | 0 | 0 | 0 | 3540 | 0 | 300 | 1382 | 53 | 341 | 4196 | 3288 | 2827 | 0 | 274 | 3119 | 206 | 1262 | 0 | 321 | 1200 | 0 | 465 | 0 | 0 | 0 | 0 | 0 | 0 | 0 | 0 | 0
2040-05-14 | 17 | 38.88 | -20404 | -872 | -1996 | 0 | 0 | 0 | 3694 | 0 | 300 | 1513 | 53 | 341 | 5345 | 3288 | 2497 | 0 | 276 | 2480 | 209 | 1265 | 0 | 346 | 1200 | 0 | 465 | 0 | 0 | 0 | 0 | 0 | 0 | 0 | 0 | 0
2040-05-14 | 18 | 40.59 | -20557 | -872 | -2390 | 0 | 0 | 545 | 3931 | 0 | 300 | 1534 | 53 | 341 | 6490 | 3288 | 2076 | 0 | 268 | 1463 | 209 | 1266 | 0 | 388 | 1200 | 0 | 465 | 0 | 0 | 0 | 0 | 0 | 0 | 0 | 0 | 0
2040-05-14 | 19 | 40.59 | -21117 | -872 | -2285 | 0 | 0 | 1554 | 3963 | 0 | 300 | 1534 | 53 | 341 | 6903 | 3288 | 1710 | 0 | 254 | 810 | 209 | 1280 | 0 | 409 | 1200 | 0 | 465 | 0 | 0 | 0 | 0 | 0 | 0 | 0 | 0 | 0
2040-05-14 | 20 | 40.59 | -21040 | -921 | -1602 | 0 | 0 | 494 | 3942 | 0 | 300 | 1534 | 53 | 341 | 8098 | 3288 | 1493 | 0 | 248 | 219 | 209 | 1274 | 0 | 406 | 1200 | 0 | 465 | 0 | 0 | 0 | 0 | 0 | 0 | 0 | 0 | 0
2040-05-14 | 21 | 39.73 | -19824 | -921 | -1471 | 0 | 0 | 0 | 3820 | 0 | 300 | 1534 | 53 | 341 | 7571 | 3288 | 1467 | 0 | 284 | 0 | 209 | 1269 | 0 | 413 | 1200 | 0 | 465 | 0 | 0 | 0 | 0 | 0 | 0 | 0 | 0 | 0
2040-05-14 | 22 | 37.9 | -17968 | -966 | -1234 | 0 | 0 | 0 | 3038 | 0 | 300 | 1534 | 53 | 341 | 6517 | 3288 | 1230 | 0 | 302 | 0 | 209 | 1263 | 0 | 428 | 1200 | 0 | 465 | 0 | 0 | 0 | 0 | 0 | 0 | 0 | 0 | 0
2040-05-14 | 23 | 35.98 | -16271 | -1015 | -1024 | 0 | 0 | 0 | 1934 | 0 | 300 | 1513 | 53 | 341 | 5769 | 3288 | 1253 | 0 | 296 | 0 | 209 | 1257 | 0 | 432 | 1200 | 0 | 465 | 0 | 0 | 0 | 0 | 0 | 0 | 0 | 0 | 0
2040-05-14 | 24 | 35.69 | -15161 | -1015 | -840 | 0 | 0 | 0 | 909 | 0 | 300 | 1475 | 53 | 341 | 5576 | 3288 | 1312 | 0 | 287 | 0 | 193 | 1242 | 0 | 375 | 1200 | 0 | 465 | 0 | 0 | 0 | 0 | 0 | 0 | 0 | 0 | 0
2040-05-15 | 1 | 31.99 | -14557 | -1015 | -735 | 0 | 0 | 0 | 550 | 0 | 300 | 1431 | 53 | 341 | 5058 | 3288 | 1285 | 0 | 272 | 0 | 187 | 1190 | 0 | 688 | 1200 | 0 | 465 | 0 | 0 | 0 | 0 | 0 | 0 | 0 | 0 | 0
2040-05-15 | 2 | 31.99 | -14343 | -1015 | -657 | 0 | 0 | 0 | 528 | 0 | 300 | 1382 | 53 | 341 | 4948 | 3288 | 1269 | 0 | 271 | 0 | 182 | 1167 | 0 | 620 | 1200 | 0 | 465 | 0 | 0 | 0 | 0 | 0 | 0 | 0 | 0 | 0
2040-05-15 | 3 | 31.14 | -14324 | -1015 | -578 | 0 | 0 | -35 | 528 | 0 | 300 | 1382 | 53 | 341 | 4873 | 3288 | 1346 | 0 | 284 | 0 | 171 | 1166 | 0 | 554 | 1200 | 0 | 465 | 0 | 0 | 0 | 0 | 0 | 0 | 0 | 0 | 0
2040-05-15 | 4 | 35.98 | -14844 | -1065 | -551 | 0 | 0 | 0 | 528 | 0 | 300 | 1475 | 53 | 341 | 5680 | 3288 | 1214 | 0 | 298 | 0 | 163 | 1158 | 0 | 296 | 1200 | 0 | 465 | 0 | 0 | 0 | 0 | 0 | 0 | 0 | 0 | 0
2040-05-15 | 5 | 39.39 | -16340 | -1065 | -525 | 0 | 0 | 0 | 528 | 0 | 300 | 1534 | 53 | 341 | 7033 | 3288 | 1260 | 0 | 337 | 0 | 167 | 1151 | 0 | 273 | 1200 | 0 | 465 | 0 | 0 | 0 | 0 | 0 | 0 | 0 | 0 | 0
2040-05-15 | 6 | 42.09 | -18746 | -1065 | -551 | 0 | 0 | 26 | 1178 | 0 | 300 | 1534 | 53 | 341 | 8788 | 3288 | 1227 | 0 | 334 | 39 | 184 | 1152 | 0 | 253 | 1200 | 0 | 465 | 0 | 0 | 0 | 0 | 0 | 0 | 0 | 0 | 0
2040-05-15 | 7 | 40.95 | -20142 | -1065 | -709 | 0 | 0 | 0 | 2637 | 0 | 300 | 1534 | 53 | 341 | 8195 | 3288 | 1274 | 0 | 340 | 652 | 193 | 1167 | 0 | 276 | 1200 | 0 | 465 | 0 | 0 | 0 | 0 | 0 | 0 | 0 | 0 | 0
2040-05-15 | 8 | 35.37 | -20438 | -1015 | -867 | 0 | 0 | 0 | 3466 | 0 | 300 | 1513 | 53 | 341 | 5724 | 3288 | 1730 | 0 | 339 | 2244 | 206 | 1193 | 0 | 257 | 1200 | 0 | 465 | 0 | 0 | 0 | 0 | 0 | 0 | 0 | 0 | 0
2040-05-15 | 9 | 26.63 | -20628 | -872 | -1050 | 0 | 0 | -348 | 3641 | 0 | 300 | 916 | 53 | 341 | 4410 | 3288 | 1887 | 0 | 365 | 4351 | 207 | 1214 | 0 | 260 | 1200 | 0 | 465 | 0 | 0 | 0 | 0 | 0 | 0 | 0 | 0 | 0
2040-05-15 | 10 | 26.63 | -21022 | -786 | -1234 | 0 | 0 | -958 | 3794 | 0 | 220 | 700 | 53 | 341 | 4116 | 3288 | 2002 | 0 | 384 | 5712 | 207 | 1242 | 0 | 276 | 1200 | 0 | 465 | 0 | 0 | 0 | 0 | 0 | 0 | 0 | 0 | 0
2040-05-15 | 11 | 26.63 | -21296 | -705 | -1182 | 0 | 0 | -1312 | 3947 | 0 | 220 | 655 | 53 | 341 | 3450 | 3288 | 2051 | 0 | 383 | 6716 | 207 | 1251 | 0 | 268 | 1200 | 0 | 465 | 0 | 0 | 0 | 0 | 0 | 0 | 0 | 0 | 0
2040-05-15 | 12 | 26.63 | -20922 | -625 | -1024 | 0 | 0 | -641 | 3963 | 0 | 220 | 654 | 53 | 341 | 1722 | 3288 | 1798 | 0 | 397 | 7356 | 206 | 1253 | 0 | 294 | 1200 | 0 | 465 | 0 | 0 | 0 | 0 | 0 | 0 | 0 | 0 | 0
2040-05-15 | 13 | 27.12 | -20868 | -553 | -1339 | 0 | 0 | 0 | 3873 | 0 | 220 | 654 | 53 | 341 | 1731 | 3288 | 1473 | 0 | 406 | 7294 | 206 | 1266 | 0 | 290 | 1200 | 0 | 465 | 0 | 0 | 0 | 0 | 0 | 0 | 0 | 0 | 0
2040-05-15 | 14 | 35.98 | -20725 | -521 | -1313 | 0 | 0 | 218 | 3815 | 0 | 220 | 655 | 53 | 341 | 2202 | 3288 | 1308 | 0 | 390 | 6625 | 206 | 1269 | 0 | 304 | 1200 | 0 | 465 | 0 | 0 | 0 | 0 | 0 | 0 | 0 | 0 | 0
2040-05-15 | 15 | 31.75 | -20194 | -454 | -1182 | 0 | 0 | 0 | 3625 | 0 | 220 | 655 | 53 | 341 | 1908 | 3288 | 1320 | 0 | 376 | 6598 | 207 | 1266 | 0 | 307 | 1200 | 0 | 465 | 0 | 0 | 0 | 0 | 0 | 0 | 0 | 0 | 0
2040-05-15 | 16 | 35.98 | -19760 | -427 | -1549 | 0 | 0 | 460 | 3503 | 0 | 220 | 655 | 53 | 341 | 2141 | 3288 | 1125 | 0 | 370 | 6125 | 206 | 1262 | 0 | 321 | 1200 | 0 | 465 | 0 | 0 | 0 | 0 | 0 | 0 | 0 | 0 | 0
2040-05-15 | 17 | 35.98 | -19463 | -395 | -1996 | 0 | 0 | 651 | 3482 | 0 | 220 | 714 | 53 | 341 | 2972 | 3288 | 1262 | 0 | 344 | 5041 | 209 | 1265 | 0 | 346 | 1200 | 0 | 465 | 0 | 0 | 0 | 0 | 0 | 0 | 0 | 0 | 0
2040-05-15 | 18 | 35.98 | -19582 | -395 | -2390 | 0 | 0 | 0 | 3535 | 0 | 220 | 1378 | 53 | 341 | 4977 | 3288 | 1647 | 0 | 317 | 3083 | 209 | 1266 | 0 | 388 | 1200 | 0 | 465 | 0 | 0 | 0 | 0 | 0 | 0 | 0 | 0 | 0
2040-05-15 | 19 | 35.98 | -20373 | -395 | -2285 | 0 | 0 | 540 | 3551 | 0 | 220 | 1521 | 53 | 341 | 5617 | 3288 | 2726 | 0 | 291 | 1341 | 209 | 1280 | 0 | 409 | 1200 | 0 | 465 | 0 | 0 | 0 | 0 | 0 | 0 | 0 | 0 | 0
2040-05-15 | 20 | 35.98 | -20673 | -395 | -1602 | 0 | 0 | 541 | 3635 | 0 | 220 | 1534 | 53 | 341 | 5723 | 3288 | 3272 | 0 | 222 | 286 | 209 | 1274 | 0 | 406 | 1200 | 0 | 465 | 0 | 0 | 0 | 0 | 0 | 0 | 0 | 0 | 0
2040-05-15 | 21 | 31.75 | -19690 | -454 | -1471 | 0 | 0 | 0 | 3757 | 0 | 220 | 1513 | 53 | 325 | 4941 | 3288 | 3746 | 0 | 214 | 0 | 209 | 1269 | 0 | 413 | 1200 | 0 | 465 | 0 | 0 | 0 | 0 | 0 | 0 | 0 | 0 | 0
2040-05-15 | 22 | 8.79 | -17823 | -485 | -1234 | 0 | 0 | -18 | 3075 | 0 | 220 | 1341 | 53 | 166 | 4106 | 3288 | 3953 | 0 | 220 | 0 | 209 | 1263 | 0 | 0 | 1200 | 0 | 465 | 0 | 0 | 0 | 0 | 0 | 0 | 428 | 0 | 0
2040-05-15 | 23 | 8.79 | -16135 | -553 | -1024 | 0 | 0 | -75 | 1929 | 0 | 220 | 1085 | 53 | 160 | 3744 | 3288 | 3946 | 0 | 230 | 0 | 209 | 1257 | 0 | 0 | 1200 | 0 | 465 | 0 | 0 | 0 | 0 | 0 | 0 | 432 | 0 | 0
2040-05-15 | 24 | 11.89 | -14999 | -589 | -840 | 0 | 0 | 69 | 904 | 0 | 220 | 1276 | 53 | 160 | 3597 | 3288 | 3176 | 0 | 211 | 0 | 193 | 1242 | 0 | 375 | 1200 | 0 | 465 | 0 | 0 | 0 | 0 | 0 | 0 | 0 | 0 | 0
2040-05-16 | 1 | 31.14 | -14365 | -625 | -735 | 0 | 0 | -1102 | 528 | 0 | 220 | 1267 | 53 | 319 | 4380 | 3288 | 2823 | 0 | 218 | 0 | 187 | 1190 | 0 | 688 | 1200 | 0 | 465 | 0 | 0 | 0 | 0 | 0 | 0 | 0 | 0 | 0
2040-05-16 | 2 | 31.14 | -14073 | -665 | -657 | 0 | 0 | -643 | 528 | 0 | 220 | 1104 | 53 | 335 | 4075 | 3288 | 2596 | 0 | 204 | 0 | 182 | 1167 | 0 | 620 | 1200 | 0 | 465 | 0 | 0 | 0 | 0 | 0 | 0 | 0 | 0 | 0
2040-05-16 | 3 | 31.14 | -14067 | -705 | -578 | 0 | 0 | -868 | 528 | 0 | 220 | 1034 | 53 | 341 | 3971 | 3288 | 3013 | 0 | 212 | 0 | 171 | 1166 | 0 | 554 | 1200 | 0 | 465 | 0 | 0 | 0 | 0 | 0 | 0 | 0 | 0 | 0
2040-05-16 | 4 | 31.14 | -14473 | -746 | -551 | 0 | 0 | -485 | 528 | 0 | 220 | 1267 | 53 | 341 | 4108 | 3288 | 2960 | 0 | 208 | 0 | 163 | 1158 | 0 | 296 | 1200 | 0 | 465 | 0 | 0 | 0 | 0 | 0 | 0 | 0 | 0 | 0
2040-05-16 | 5 | 38.7 | -15842 | -872 | -525 | 0 | 0 | 0 | 528 | 0 | 220 | 1514 | 53 | 341 | 5819 | 3288 | 2029 | 0 | 190 | 0 | 167 | 1151 | 0 | 273 | 1200 | 0 | 465 | 0 | 0 | 0 | 0 | 0 | 0 | 0 | 0 | 0
2040-05-16 | 6 | 42.09 | -18208 | -872 | -551 | 0 | 0 | 1417 | 803 | 0 | 220 | 1534 | 53 | 341 | 7782 | 3288 | 675 | 0 | 199 | 65 | 184 | 1152 | 0 | 253 | 1200 | 0 | 465 | 0 | 0 | 0 | 0 | 0 | 0 | 0 | 0 | 0
2040-05-16 | 7 | 42.09 | -19728 | -872 | -709 | 0 | 0 | 875 | 2240 | 0 | 220 | 1534 | 53 | 341 | 8322 | 3288 | 146 | 0 | 184 | 803 | 193 | 1167 | 0 | 276 | 1200 | 0 | 465 | 0 | 0 | 0 | 0 | 0 | 0 | 0 | 0 | 0
2040-05-16 | 8 | 39.34 | -20135 | -705 | -867 | 0 | 0 | 0 | 3081 | 0 | 220 | 1514 | 53 | 341 | 7102 | 3288 | 152 | 0 | 154 | 2481 | 206 | 1193 | 0 | 257 | 1200 | 0 | 465 | 0 | 0 | 0 | 0 | 0 | 0 | 0 | 0 | 0
2040-05-16 | 9 | 34.21 | -20466 | -589 | -1050 | 0 | 0 | 0 | 3324 | 0 | 220 | 1237 | 53 | 341 | 5262 | 3288 | 51 | 0 | 133 | 4850 | 207 | 1214 | 0 | 260 | 1200 | 0 | 465 | 0 | 0 | 0 | 0 | 0 | 0 | 0 | 0 | 0
2040-05-16 | 10 | 29.6 | -21110 | -485 | -1234 | 0 | 0 | -783 | 3551 | 0 | 220 | 700 | 53 | 341 | 4791 | 3288 | 93 | 0 | 136 | 7048 | 207 | 1242 | 0 | 276 | 1200 | 0 | 465 | 0 | 0 | 0 | 0 | 0 | 0 | 0 | 0 | 0
2040-05-16 | 11 | 29.6 | -21518 | -395 | -1182 | 0 | 0 | -1441 | 3836 | 0 | 220 | 655 | 53 | 341 | 4053 | 3288 | 139 | 0 | 174 | 8385 | 207 | 1251 | 0 | 268 | 1200 | 0 | 465 | 0 | 0 | 0 | 0 | 0 | 0 | 0 | 0 | 0
2040-05-16 | 12 | 28.82 | -21117 | -368 | -1024 | 0 | -156 | -1859 | 3963 | 0 | 220 | 654 | 53 | 341 | 3381 | 3288 | 301 | 0 | 202 | 8703 | 206 | 1253 | 0 | 294 | 1200 | 0 | 465 | 0 | 0 | 0 | 0 | 0 | 0 | 0 | 0 | 0
2040-05-16 | 13 | 29.6 | -21191 | -368 | -1339 | 0 | 0 | -1579 | 3894 | 0 | 220 | 654 | 53 | 341 | 3427 | 3288 | 463 | 0 | 202 | 8508 | 206 | 1266 | 0 | 290 | 1200 | 0 | 465 | 0 | 0 | 0 | 0 | 0 | 0 | 0 | 0 | 0
2040-05-16 | 14 | 28.82 | -21087 | -315 | -1313 | 0 | -146 | -1859 | 3900 | 0 | 220 | 654 | 53 | 341 | 3377 | 3288 | 277 | 0 | 176 | 8989 | 206 | 1269 | 0 | 304 | 1200 | 0 | 465 | 0 | 0 | 0 | 0 | 0 | 0 | 0 | 0 | 0
2040-05-16 | 15 | 27.12 | -20479 | -315 | -1182 | 0 | -610 | -1859 | 3767 | 0 | 220 | 654 | 53 | 341 | 3120 | 3288 | 208 | 0 | 166 | 9181 | 207 | 1266 | 0 | 307 | 1200 | 0 | 465 | 0 | 0 | 0 | 0 | 0 | 0 | 0 | 0 | 0
2040-05-16 | 16 | 29.6 | -20042 | -292 | -1549 | 0 | 0 | -76 | 3604 | 0 | 220 | 655 | 53 | 341 | 3085 | 3288 | 101 | 0 | 170 | 6990 | 206 | 1262 | 0 | 321 | 1200 | 0 | 465 | 0 | 0 | 0 | 0 | 0 | 0 | 0 | 0 | 0
2040-05-16 | 17 | 40 | -19662 | -270 | -1996 | 0 | 0 | 505 | 3593 | 0 | 220 | 1085 | 53 | 341 | 4474 | 3288 | 95 | 0 | 126 | 4662 | 209 | 1265 | 0 | 346 | 1200 | 0 | 465 | 0 | 0 | 0 | 0 | 0 | 0 | 0 | 0 | 0
2040-05-16 | 18 | 40 | -19651 | -270 | -2390 | 0 | 0 | 1272 | 3593 | 0 | 220 | 1514 | 53 | 341 | 5511 | 3288 | 55 | 0 | 101 | 2834 | 209 | 1266 | 0 | 388 | 1200 | 0 | 465 | 0 | 0 | 0 | 0 | 0 | 0 | 0 | 0 | 0
2040-05-16 | 19 | 40 | -20226 | -292 | -2285 | 0 | 191 | 1859 | 3546 | 0 | 220 | 1534 | 53 | 341 | 6611 | 3288 | 101 | 0 | 94 | 1402 | 209 | 1280 | 0 | 409 | 1200 | 0 | 465 | 0 | 0 | 0 | 0 | 0 | 0 | 0 | 0 | 0
2040-05-16 | 20 | 40 | -20449 | -315 | -1602 | 0 | 589 | 1859 | 3519 | 0 | 300 | 1534 | 53 | 341 | 6838 | 3288 | 72 | 0 | 83 | 335 | 209 | 1274 | 0 | 406 | 1200 | 0 | 465 | 0 | 0 | 0 | 0 | 0 | 0 | 0 | 0 | 0
2040-05-16 | 21 | 40 | -19514 | -368 | -1471 | 0 | 3 | 1502 | 3598 | 0 | 300 | 1534 | 53 | 341 | 6978 | 3288 | 105 | 0 | 94 | 0 | 209 | 1269 | 0 | 413 | 1200 | 0 | 465 | 0 | 0 | 0 | 0 | 0 | 0 | 0 | 0 | 0
2040-05-16 | 22 | 39.47 | -17684 | -485 | -1234 | 0 | 0 | 0 | 2991 | 0 | 300 | 1534 | 53 | 341 | 7068 | 3288 | 159 | 0 | 104 | 0 | 209 | 1263 | 0 | 428 | 1200 | 0 | 465 | 0 | 0 | 0 | 0 | 0 | 0 | 0 | 0 | 0
2040-05-16 | 23 | 37.13 | -16000 | -553 | -1024 | 0 | 0 | 0 | 1871 | 0 | 300 | 1513 | 53 | 341 | 6271 | 3288 | 285 | 0 | 92 | 0 | 209 | 1257 | 0 | 432 | 1200 | 0 | 465 | 0 | 0 | 0 | 0 | 0 | 0 | 0 | 0 | 0
2040-05-16 | 24 | 37.1 | -14797 | -589 | -840 | 0 | 0 | 0 | 845 | 0 | 300 | 1491 | 53 | 341 | 6027 | 3288 | 320 | 0 | 86 | 0 | 193 | 1242 | 0 | 375 | 1200 | 0 | 465 | 0 | 0 | 0 | 0 | 0 | 0 | 0 | 0 | 0
2040-05-17 | 1 | 34.21 | -14126 | -625 | -735 | 0 | 0 | 0 | 528 | 0 | 300 | 1431 | 53 | 341 | 5433 | 3288 | 310 | 0 | 71 | 0 | 187 | 1190 | 0 | 688 | 1200 | 0 | 465 | 0 | 0 | 0 | 0 | 0 | 0 | 0 | 0 | 0
2040-05-17 | 2 | 34.97 | -13869 | -665 | -657 | 0 | 0 | 0 | 528 | 0 | 300 | 1378 | 53 | 341 | 5158 | 3288 | 435 | 0 | 75 | 0 | 182 | 1167 | 0 | 620 | 1200 | 0 | 465 | 0 | 0 | 0 | 0 | 0 | 0 | 0 | 0 | 0
2040-05-17 | 3 | 34.21 | -13825 | -665 | -578 | 0 | 0 | 0 | 528 | 0 | 300 | 1378 | 53 | 341 | 4973 | 3288 | 571 | 0 | 79 | 0 | 171 | 1166 | 0 | 554 | 1200 | 0 | 465 | 0 | 0 | 0 | 0 | 0 | 0 | 0 | 0 | 0
2040-05-17 | 4 | 35.98 | -14249 | -705 | -551 | 0 | 0 | 0 | 528 | 0 | 300 | 1382 | 53 | 341 | 5412 | 3288 | 834 | 0 | 84 | 0 | 163 | 1158 | 0 | 296 | 1200 | 0 | 465 | 0 | 0 | 0 | 0 | 0 | 0 | 0 | 0 | 0
2040-05-17 | 5 | 39.46 | -15584 | -746 | -525 | 0 | 0 | 0 | 528 | 0 | 300 | 1513 | 53 | 341 | 6477 | 3288 | 988 | 0 | 110 | 0 | 167 | 1151 | 0 | 273 | 1200 | 0 | 465 | 0 | 0 | 0 | 0 | 0 | 0 | 0 | 0 | 0
2040-05-17 | 6 | 43.01 | -17975 | -746 | -551 | 0 | 0 | 0 | 528 | 0 | 300 | 1534 | 53 | 341 | 8610 | 3288 | 1207 | 0 | 123 | 33 | 184 | 1152 | 0 | 253 | 1200 | 0 | 465 | 0 | 0 | 0 | 0 | 0 | 0 | 0 | 0 | 0
2040-05-17 | 7 | 42.75 | -19917 | -746 | -709 | 0 | 0 | 0 | 1802 | 0 | 300 | 1534 | 53 | 341 | 8824 | 3288 | 1431 | 0 | 136 | 361 | 193 | 1167 | 0 | 276 | 1200 | 0 | 465 | 0 | 0 | 0 | 0 | 0 | 0 | 0 | 0 | 0
2040-05-17 | 8 | 38.87 | -20627 | -625 | -867 | 0 | 0 | 0 | 2885 | 0 | 300 | 1534 | 53 | 341 | 6930 | 3288 | 2472 | 0 | 151 | 843 | 206 | 1193 | 0 | 257 | 1200 | 0 | 465 | 0 | 0 | 0 | 0 | 0 | 0 | 0 | 0 | 0
2040-05-17 | 9 | 33.27 | -21048 | -625 | -1050 | 0 | 0 | 0 | 3355 | 0 | 300 | 1513 | 53 | 341 | 5095 | 3288 | 3645 | 0 | 147 | 1639 | 207 | 1214 | 0 | 260 | 1200 | 0 | 465 | 0 | 0 | 0 | 0 | 0 | 0 | 0 | 0 | 0
2040-05-17 | 10 | 21.38 | -21554 | -553 | -1234 | 0 | 0 | -91 | 3641 | 0 | 300 | 1382 | 53 | 181 | 4086 | 3288 | 4233 | 0 | 148 | 2730 | 207 | 1242 | 0 | 276 | 1200 | 0 | 465 | 0 | 0 | 0 | 0 | 0 | 0 | 0 | 0 | 0
2040-05-17 | 11 | 21.38 | -21902 | -485 | -1182 | 0 | 0 | -234 | 3857 | 0 | 300 | 1112 | 53 | 166 | 3490 | 3288 | 4422 | 0 | 146 | 3577 | 207 | 1251 | 0 | 268 | 1200 | 0 | 465 | 0 | 0 | 0 | 0 | 0 | 0 | 0 | 0 | 0
2040-05-17 | 12 | 21.38 | -21506 | -485 | -1024 | 0 | 0 | -682 | 3963 | 0 | 300 | 725 | 53 | 160 | 3141 | 3288 | 4601 | 0 | 153 | 3896 | 206 | 1253 | 0 | 294 | 1200 | 0 | 465 | 0 | 0 | 0 | 0 | 0 | 0 | 0 | 0 | 0
2040-05-17 | 13 | 21.38 | -21523 | -454 | -1339 | 0 | 0 | -166 | 3884 | 0 | 300 | 819 | 53 | 160 | 2828 | 3288 | 4701 | 0 | 150 | 3873 | 206 | 1266 | 0 | 290 | 1200 | 0 | 465 | 0 | 0 | 0 | 0 | 0 | 0 | 0 | 0 | 0
2040-05-17 | 14 | 21.38 | -21393 | -395 | -1313 | 0 | 0 | -130 | 3852 | 0 | 300 | 820 | 53 | 160 | 2814 | 3288 | 4789 | 0 | 145 | 3566 | 206 | 1269 | 0 | 304 | 1200 | 0 | 465 | 0 | 0 | 0 | 0 | 0 | 0 | 0 | 0 | 0
2040-05-17 | 15 | 21.38 | -20746 | -368 | -1182 | 0 | 0 | -235 | 3694 | 0 | 300 | 725 | 53 | 160 | 2655 | 3288 | 4836 | 0 | 141 | 3234 | 207 | 1266 | 0 | 307 | 1200 | 0 | 465 | 0 | 0 | 0 | 0 | 0 | 0 | 0 | 0 | 0
2040-05-17 | 16 | 21.38 | -20265 | -368 | -1549 | 0 | 0 | -180 | 3524 | 0 | 300 | 752 | 53 | 160 | 2617 | 3288 | 4822 | 0 | 141 | 3251 | 206 | 1262 | 0 | 321 | 1200 | 0 | 465 | 0 | 0 | 0 | 0 | 0 | 0 | 0 | 0 | 0
2040-05-17 | 17 | 21.38 | -19807 | -315 | -1996 | 0 | 0 | -91 | 3472 | 0 | 300 | 709 | 53 | 166 | 2130 | 3288 | 4814 | 0 | 190 | 3602 | 209 | 1265 | 0 | 346 | 1200 | 0 | 465 | 0 | 0 | 0 | 0 | 0 | 0 | 0 | 0 | 0
2040-05-17 | 18 | 24.21 | -19643 | -292 | -2390 | 0 | 0 | 0 | 3413 | 0 | 300 | 871 | 53 | 269 | 2624 | 3288 | 4813 | 0 | 214 | 2950 | 209 | 1266 | 0 | 388 | 1200 | 0 | 465 | 0 | 0 | 0 | 0 | 0 | 0 | 0 | 0 | 0
2040-05-17 | 19 | 28.89 | -20002 | -292 | -2285 | 0 | 0 | 436 | 3271 | 0 | 300 | 1432 | 53 | 341 | 3424 | 3288 | 4822 | 0 | 258 | 1392 | 209 | 1280 | 0 | 409 | 1200 | 0 | 465 | 0 | 0 | 0 | 0 | 0 | 0 | 0 | 0 | 0
2040-05-17 | 20 | 28.89 | -20219 | -315 | -1602 | 0 | 0 | 745 | 3128 | 0 | 300 | 1513 | 53 | 341 | 3774 | 3288 | 4822 | 0 | 268 | 349 | 209 | 1274 | 0 | 406 | 1200 | 0 | 465 | 0 | 0 | 0 | 0 | 0 | 0 | 0 | 0 | 0
2040-05-17 | 21 | 28.89 | -19569 | -341 | -1471 | 0 | 0 | 158 | 3192 | 0 | 300 | 1513 | 53 | 335 | 3919 | 3288 | 4774 | 0 | 294 | 0 | 209 | 1269 | 0 | 413 | 1200 | 0 | 465 | 0 | 0 | 0 | 0 | 0 | 0 | 0 | 0 | 0
2040-05-17 | 22 | 20.74 | -18083 | -368 | -1234 | 0 | 0 | 0 | 2705 | 0 | 300 | 1320 | 53 | 175 | 3295 | 3288 | 4652 | 0 | 331 | 0 | 209 | 1263 | 0 | 428 | 1200 | 0 | 465 | 0 | 0 | 0 | 0 | 0 | 0 | 0 | 0 | 0
2040-05-17 | 23 | 5 | -16498 | -395 | -1024 | 0 | 0 | -33 | 1775 | 0 | 220 | 993 | 53 | 160 | 3444 | 3288 | 4531 | 0 | 359 | 0 | 209 | 1253 | 0 | 0 | 1200 | 0 | 465 | 0 | 0 | 0 | 0 | 4 | 0 | 432 | 0 | 0
2040-05-17 | 24 | 6.76 | -15245 | -395 | -840 | 0 | 0 | 24 | 798 | 0 | 220 | 881 | 53 | 160 | 3279 | 3288 | 4285 | 0 | 392 | 0 | 193 | 1242 | 0 | 0 | 1200 | 0 | 465 | 0 | 0 | 0 | 0 | 0 | 0 | 375 | 0 | 0
2040-05-18 | 1 | 23.29 | -14431 | -427 | -735 | 0 | 0 | -1558 | 1284 | 0 | 220 | 700 | 53 | 171 | 3315 | 3288 | 3954 | 0 | 436 | 0 | 187 | 1190 | 0 | 688 | 1200 | 0 | 465 | 0 | 0 | 0 | 0 | 0 | 0 | 0 | 0 | 0
2040-05-18 | 2 | 23.29 | -14013 | -485 | -657 | 0 | 0 | -768 | 771 | 0 | 220 | 714 | 53 | 171 | 3298 | 3288 | 3289 | 0 | 483 | 0 | 182 | 1167 | 0 | 620 | 1200 | 0 | 465 | 0 | 0 | 0 | 0 | 0 | 0 | 0 | 0 | 0
2040-05-18 | 3 | 23.29 | -13810 | -521 | -578 | 0 | 0 | -645 | 528 | 0 | 220 | 700 | 53 | 177 | 3298 | 3288 | 3219 | 0 | 513 | 0 | 171 | 1166 | 0 | 554 | 1200 | 0 | 465 | 0 | 0 | 0 | 0 | 0 | 0 | 0 | 0 | 0
2040-05-18 | 4 | 24.2 | -13896 | -553 | -551 | 0 | 0 | 0 | 528 | 0 | 220 | 714 | 53 | 242 | 3294 | 3288 | 2859 | 0 | 518 | 0 | 163 | 1158 | 0 | 296 | 1200 | 0 | 465 | 0 | 0 | 0 | 0 | 0 | 0 | 0 | 0 | 0
2040-05-18 | 5 | 31.48 | -14205 | -625 | -525 | 0 | 0 | 361 | 528 | 0 | 220 | 833 | 53 | 341 | 3809 | 3288 | 2145 | 0 | 520 | 0 | 167 | 1151 | 0 | 273 | 1200 | 0 | 465 | 0 | 0 | 0 | 0 | 0 | 0 | 0 | 0 | 0
2040-05-18 | 6 | 31.48 | -15112 | -665 | -551 | 0 | 0 | 896 | 703 | 0 | 220 | 1267 | 53 | 341 | 3844 | 3288 | 1865 | 0 | 528 | 70 | 184 | 1152 | 0 | 253 | 1200 | 0 | 465 | 0 | 0 | 0 | 0 | 0 | 0 | 0 | 0 | 0
2040-05-18 | 7 | 31.48 | -16352 | -705 | -709 | 0 | 0 | 790 | 1400 | 0 | 220 | 1378 | 53 | 341 | 4177 | 3288 | 1518 | 0 | 531 | 770 | 193 | 1167 | 0 | 276 | 1200 | 0 | 465 | 0 | 0 | 0 | 0 | 0 | 0 | 0 | 0 | 0
2040-05-18 | 8 | 31.48 | -17471 | -589 | -867 | 0 | 0 | 152 | 2203 | 0 | 220 | 846 | 53 | 335 | 4111 | 3288 | 1389 | 0 | 515 | 2493 | 206 | 1193 | 0 | 257 | 1200 | 0 | 465 | 0 | 0 | 0 | 0 | 0 | 0 | 0 | 0 | 0
2040-05-18 | 9 | 20.07 | -18242 | -521 | -1050 | 0 | 0 | -542 | 2975 | 0 | 0 | 654 | 53 | 175 | 2965 | 3288 | 1199 | 0 | 450 | 5249 | 207 | 1214 | 0 | 260 | 1200 | 0 | 465 | 0 | 0 | 0 | 0 | 0 | 0 | 0 | 0 | 0
2040-05-18 | 10 | 20.07 | -18849 | -427 | -1234 | 0 | 0 | -1181 | 3503 | 0 | 0 | 654 | 53 | 160 | 902 | 3288 | 1192 | 0 | 400 | 8149 | 207 | 1242 | 0 | 276 | 1200 | 0 | 465 | 0 | 0 | 0 | 0 | 0 | 0 | 0 | 0 | 0
2040-05-18 | 11 | 5 | -19325 | -368 | -1182 | -688 | -146 | -1859 | 3810 | 0 | 0 | 654 | 53 | 160 | 470 | 3288 | 1133 | 0 | 320 | 10557 | 207 | 1251 | 0 | 0 | 1200 | 0 | 465 | 0 | 0 | 0 | 0 | 0 | 0 | 268 | 0 | 0
2040-05-18 | 12 | 5 | -19082 | -292 | -1024 | -908 | -610 | -1859 | 3963 | 0 | 0 | 654 | 53 | 160 | 311 | 3288 | 899 | 0 | 296 | 11723 | 206 | 557 | 0 | 0 | 1200 | 0 | 465 | 0 | 0 | 0 | 0 | 696 | 0 | 294 | 0 | 0
2040-05-18 | 13 | 5 | -18892 | -247 | -1339 | -908 | -610 | -1859 | 3958 | 0 | 0 | 654 | 53 | 160 | 143 | 3288 | 716 | 0 | 279 | 12089 | 206 | 645 | 0 | 0 | 1200 | 0 | 465 | 0 | 0 | 0 | 0 | 621 | 0 | 290 | 0 | 0
2040-05-18 | 14 | 5 | -18723 | -211 | -1313 | -908 | -53 | -1859 | 3804 | 0 | 0 | 654 | 53 | 160 | 143 | 3288 | 669 | 0 | 230 | 11723 | 206 | 472 | 0 | 0 | 1200 | 0 | 465 | 0 | 0 | 0 | 0 | 797 | 0 | 304 | 0 | 0
2040-05-18 | 15 | 5 | -18239 | -193 | -1182 | -661 | 0 | -1859 | 3609 | 0 | 0 | 654 | 53 | 160 | 133 | 3288 | 658 | 0 | 191 | 11215 | 207 | 301 | 0 | 0 | 1200 | 0 | 465 | 0 | 0 | 0 | 0 | 965 | 0 | 307 | 0 | 0
2040-05-18 | 16 | 20.07 | -17851 | -162 | -1549 | 0 | 0 | -1589 | 3498 | 0 | 0 | 654 | 53 | 166 | 133 | 3288 | 541 | 0 | 170 | 9194 | 206 | 1262 | 0 | 321 | 1200 | 0 | 465 | 0 | 0 | 0 | 0 | 0 | 0 | 0 | 0 | 0
2040-05-18 | 17 | 27.12 | -17707 | -175 | -1996 | 37 | 0 | 0 | 3535 | 0 | 0 | 654 | 53 | 325 | 1455 | 3288 | 421 | 0 | 139 | 6485 | 209 | 1265 | 0 | 346 | 1200 | 0 | 465 | 0 | 0 | 0 | 0 | 0 | 0 | 0 | 0 | 0
2040-05-18 | 18 | 27.12 | -17837 | -175 | -2390 | 171 | 0 | 1250 | 3694 | 0 | 0 | 819 | 53 | 341 | 3238 | 3288 | 311 | 0 | 114 | 3596 | 209 | 1266 | 0 | 388 | 1200 | 0 | 465 | 0 | 0 | 0 | 0 | 0 | 0 | 0 | 0 | 0
2040-05-18 | 19 | 27.12 | -18332 | -211 | -2285 | 812 | 103 | 1549 | 3736 | 0 | 0 | 1513 | 53 | 341 | 4012 | 3288 | 278 | 0 | 97 | 1483 | 209 | 1280 | 0 | 409 | 1200 | 0 | 465 | 0 | 0 | 0 | 0 | 0 | 0 | 0 | 0 | 0
2040-05-18 | 20 | 27.12 | -18631 | -229 | -1602 | 879 | 508 | 1827 | 3651 | 0 | 0 | 1534 | 53 | 341 | 4139 | 3288 | 235 | 0 | 92 | 360 | 209 | 1274 | 0 | 406 | 1200 | 0 | 465 | 0 | 0 | 0 | 0 | 0 | 0 | 0 | 0 | 0
2040-05-18 | 21 | 27.12 | -18171 | -315 | -1471 | 777 | 507 | 1549 | 3804 | 0 | 0 | 1514 | 53 | 341 | 4188 | 3288 | 264 | 0 | 113 | 0 | 209 | 1269 | 0 | 413 | 1200 | 0 | 465 | 0 | 0 | 0 | 0 | 0 | 0 | 0 | 0 | 0
2040-05-18 | 22 | 27.12 | -16965 | -368 | -1234 | 599 | 0 | 1306 | 3398 | 0 | 0 | 1431 | 53 | 341 | 4158 | 3288 | 308 | 0 | 120 | 0 | 209 | 1263 | 0 | 428 | 1200 | 0 | 465 | 0 | 0 | 0 | 0 | 0 | 0 | 0 | 0 | 0
2040-05-18 | 23 | 27.12 | -15666 | -427 | -1024 | 132 | 0 | 1174 | 2542 | 0 | 0 | 1378 | 53 | 341 | 4158 | 3288 | 375 | 0 | 114 | 0 | 209 | 1257 | 0 | 432 | 1200 | 0 | 465 | 0 | 0 | 0 | 0 | 0 | 0 | 0 | 0 | 0
2040-05-18 | 24 | 27.12 | -14314 | -427 | -840 | 97 | 102 | 674 | 1617 | 0 | 0 | 1085 | 53 | 341 | 4226 | 3288 | 527 | 0 | 97 | 0 | 193 | 1242 | 0 | 375 | 1200 | 0 | 465 | 0 | 0 | 0 | 0 | 0 | 0 | 0 | 0 | 0
2040-05-19 | 1 | 34.21 | -13635 | -485 | -972 | 0 | 0 | 0 | 528 | 0 | 0 | 1378 | 53 | 341 | 5060 | 3288 | 627 | 0 | 86 | 0 | 187 | 1190 | 0 | 688 | 1200 | 0 | 465 | 0 | 0 | 0 | 0 | 0 | 0 | 0 | 0 | 0
2040-05-19 | 2 | 32.43 | -13299 | -553 | -840 | 0 | 0 | 0 | 528 | 0 | 0 | 1126 | 53 | 341 | 4849 | 3288 | 775 | 0 | 97 | 0 | 182 | 1167 | 0 | 620 | 1200 | 0 | 465 | 0 | 0 | 0 | 0 | 0 | 0 | 0 | 0 | 0
2040-05-19 | 3 | 29.6 | -13171 | -553 | -762 | 0 | 0 | 0 | 528 | 0 | 0 | 945 | 53 | 341 | 4561 | 3288 | 1105 | 0 | 107 | 0 | 171 | 1166 | 0 | 554 | 1200 | 0 | 465 | 0 | 0 | 0 | 0 | 0 | 0 | 0 | 0 | 0
2040-05-19 | 4 | 32.43 | -13219 | -589 | -683 | 0 | 0 | 0 | 528 | 0 | 0 | 954 | 53 | 341 | 4798 | 3288 | 1110 | 0 | 135 | 0 | 163 | 1158 | 0 | 296 | 1200 | 0 | 465 | 0 | 0 | 0 | 0 | 0 | 0 | 0 | 0 | 0
2040-05-19 | 5 | 31.75 | -13346 | -589 | -683 | 0 | 0 | 0 | 528 | 0 | 0 | 981 | 53 | 341 | 4599 | 3288 | 1410 | 0 | 160 | 0 | 167 | 1151 | 0 | 273 | 1200 | 0 | 465 | 0 | 0 | 0 | 0 | 0 | 0 | 0 | 0 | 0
2040-05-19 | 6 | 34.21 | -13962 | -625 | -709 | 0 | 0 | 0 | 528 | 0 | 0 | 1167 | 53 | 341 | 4920 | 3288 | 1512 | 0 | 173 | 59 | 184 | 1152 | 0 | 253 | 1200 | 0 | 465 | 0 | 0 | 0 | 0 | 0 | 0 | 0 | 0 | 0
2040-05-19 | 7 | 34.21 | -15165 | -625 | -788 | 0 | 0 | 0 | 528 | 0 | 0 | 1371 | 53 | 341 | 4967 | 3288 | 1752 | 0 | 226 | 749 | 193 | 1167 | 0 | 276 | 1200 | 0 | 465 | 0 | 0 | 0 | 0 | 0 | 0 | 0 | 0 | 0
2040-05-19 | 8 | 31.99 | -16575 | -553 | -919 | 0 | 0 | 0 | 708 | 0 | 0 | 1267 | 53 | 341 | 4572 | 3288 | 2265 | 0 | 220 | 2012 | 206 | 1193 | 0 | 257 | 1200 | 0 | 465 | 0 | 0 | 0 | 0 | 0 | 0 | 0 | 0 | 0
2040-05-19 | 9 | 27.12 | -17675 | -485 | -1103 | 0 | 0 | 0 | 1590 | 0 | 80 | 725 | 53 | 341 | 3127 | 3288 | 3138 | 0 | 205 | 3370 | 207 | 1214 | 0 | 260 | 1200 | 0 | 465 | 0 | 0 | 0 | 0 | 0 | 0 | 0 | 0 | 0
2040-05-19 | 10 | 24.21 | -18550 | -427 | -1313 | 0 | 0 | -91 | 2309 | 0 | 80 | 714 | 53 | 290 | 2706 | 3288 | 3871 | 0 | 202 | 3478 | 207 | 1242 | 0 | 276 | 1200 | 0 | 465 | 0 | 0 | 0 | 0 | 0 | 0 | 0 | 0 | 0
2040-05-19 | 11 | 24.21 | -18838 | -395 | -1182 | 0 | 0 | -1 | 2727 | 0 | 80 | 700 | 53 | 286 | 2371 | 3288 | 3813 | 0 | 212 | 3494 | 207 | 1251 | 0 | 268 | 1200 | 0 | 465 | 0 | 0 | 0 | 0 | 0 | 0 | 0 | 0 | 0
2040-05-19 | 12 | 24.21 | -18951 | -368 | -1313 | 0 | 0 | -469 | 2938 | 0 | 80 | 655 | 53 | 284 | 1696 | 3288 | 3747 | 0 | 217 | 4726 | 206 | 1253 | 0 | 294 | 1200 | 0 | 465 | 0 | 0 | 0 | 0 | 0 | 0 | 0 | 0 | 0
2040-05-19 | 13 | 24.21 | -18959 | -341 | -1418 | 0 | 0 | -752 | 3044 | 0 | 80 | 654 | 53 | 237 | 0 | 3288 | 3822 | 0 | 192 | 6673 | 206 | 1266 | 0 | 290 | 1200 | 0 | 465 | 0 | 0 | 0 | 0 | 0 | 0 | 0 | 0 | 0
2040-05-19 | 14 | 19.77 | -18942 | -270 | -1471 | -755 | -425 | -1859 | 3038 | 0 | 80 | 654 | 53 | 160 | 0 | 3288 | 4479 | 0 | 165 | 8360 | 206 | 1269 | 0 | 304 | 1200 | 0 | 465 | 0 | 0 | 0 | 0 | 0 | 0 | 0 | 0 | 0
2040-05-19 | 15 | 5 | -19153 | -193 | -1523 | -908 | -610 | -1859 | 3012 | 0 | 80 | 654 | 53 | 160 | 0 | 3288 | 4623 | 0 | 159 | 9341 | 207 | 1004 | 0 | 0 | 1200 | 0 | 465 | 0 | 0 | 0 | 0 | 262 | 0 | 307 | 0 | 0
2040-05-19 | 16 | 19.77 | -19519 | -144 | -1444 | -598 | -383 | -1859 | 3065 | 0 | 80 | 654 | 53 | 166 | 0 | 3288 | 4796 | 0 | 159 | 8233 | 206 | 1262 | 0 | 321 | 1200 | 0 | 465 | 0 | 0 | 0 | 0 | 0 | 0 | 0 | 0 | 0
2040-05-19 | 17 | 24.21 | -20061 | -135 | -1444 | 0 | 0 | -224 | 3271 | 0 | 80 | 654 | 53 | 286 | 0 | 3288 | 4848 | 0 | 183 | 5716 | 209 | 1265 | 0 | 346 | 1200 | 0 | 465 | 0 | 0 | 0 | 0 | 0 | 0 | 0 | 0 | 0
2040-05-19 | 18 | 32.72 | -20304 | -144 | -1471 | 549 | 8 | 1384 | 3609 | 0 | 300 | 714 | 53 | 341 | 28 | 3288 | 4858 | 0 | 191 | 3065 | 209 | 1266 | 0 | 388 | 1200 | 0 | 465 | 0 | 0 | 0 | 0 | 0 | 0 | 0 | 0 | 0
2040-05-19 | 19 | 32.72 | -20486 | -175 | -1523 | 537 | 508 | 847 | 3794 | 0 | 300 | 1378 | 53 | 341 | 1224 | 3288 | 4863 | 0 | 217 | 1271 | 209 | 1280 | 0 | 409 | 1200 | 0 | 465 | 0 | 0 | 0 | 0 | 0 | 0 | 0 | 0 | 0
2040-05-19 | 20 | 32.72 | -20700 | -229 | -1418 | 724 | 120 | 1549 | 3873 | 0 | 300 | 1503 | 53 | 341 | 1626 | 3288 | 4865 | 0 | 215 | 335 | 209 | 1274 | 0 | 406 | 1200 | 0 | 465 | 0 | 0 | 0 | 0 | 0 | 0 | 0 | 0 | 0
2040-05-19 | 21 | 32.72 | -19491 | -247 | -1339 | 88 | 268 | 1174 | 3963 | 0 | 300 | 1378 | 53 | 341 | 1626 | 3288 | 4809 | 0 | 234 | 0 | 209 | 1269 | 0 | 413 | 1200 | 0 | 465 | 0 | 0 | 0 | 0 | 0 | 0 | 0 | 0 | 0
2040-05-19 | 22 | 32.72 | -17793 | -270 | -1208 | 46 | 215 | 276 | 3176 | 0 | 300 | 890 | 53 | 341 | 2066 | 3288 | 4801 | 0 | 254 | 0 | 209 | 1263 | 0 | 428 | 1200 | 0 | 465 | 0 | 0 | 0 | 0 | 0 | 0 | 0 | 0 | 0
2040-05-19 | 23 | 32.72 | -16343 | -270 | -1208 | 0 | 100 | 34 | 2188 | 0 | 300 | 800 | 53 | 341 | 2066 | 3288 | 4800 | 0 | 288 | 0 | 209 | 1257 | 0 | 432 | 1200 | 0 | 465 | 0 | 0 | 0 | 0 | 0 | 0 | 0 | 0 | 0
2040-05-19 | 24 | 21.38 | -15328 | -270 | -1103 | 0 | 0 | 0 | 1284 | 0 | 300 | 725 | 53 | 181 | 2303 | 3288 | 4800 | 0 | 291 | 0 | 193 | 1242 | 0 | 375 | 1200 | 0 | 465 | 0 | 0 | 0 | 0 | 0 | 0 | 0 | 0 | 0
2040-05-20 | 1 | 27.38 | -14784 | -270 | -972 | 0 | 0 | -1361 | 528 | 0 | 300 | 725 | 53 | 341 | 3332 | 3288 | 4800 | 0 | 289 | 0 | 187 | 1190 | 0 | 688 | 1200 | 0 | 465 | 0 | 0 | 0 | 0 | 0 | 0 | 0 | 0 | 0
2040-05-20 | 2 | 27.38 | -14595 | -270 | -840 | 0 | 0 | -1571 | 528 | 0 | 300 | 714 | 53 | 341 | 3332 | 3288 | 4812 | 0 | 272 | 0 | 182 | 1167 | 0 | 620 | 1200 | 0 | 465 | 0 | 0 | 0 | 0 | 0 | 0 | 0 | 0 | 0
2040-05-20 | 3 | 27.38 | -14689 | -292 | -762 | 0 | 0 | -1430 | 528 | 0 | 300 | 714 | 53 | 341 | 3332 | 3288 | 4802 | 0 | 257 | 0 | 171 | 1166 | 0 | 554 | 1200 | 0 | 465 | 0 | 0 | 0 | 0 | 0 | 0 | 0 | 0 | 0
2040-05-20 | 4 | 27.38 | -15177 | -270 | -683 | 0 | 0 | -851 | 528 | 0 | 300 | 763 | 53 | 341 | 3332 | 3288 | 4803 | 0 | 290 | 0 | 163 | 1158 | 0 | 296 | 1200 | 0 | 465 | 0 | 0 | 0 | 0 | 0 | 0 | 0 | 0 | 0
2040-05-20 | 5 | 27.38 | -16575 | -270 | -683 | 0 | 0 | -796 | 528 | 0 | 300 | 1267 | 53 | 341 | 4175 | 3288 | 4806 | 0 | 308 | 0 | 167 | 1151 | 0 | 273 | 1200 | 0 | 465 | 0 | 0 | 0 | 0 | 0 | 0 | 0 | 0 | 0
2040-05-20 | 6 | 35.59 | -19076 | -292 | -709 | 0 | 0 | 0 | 528 | 0 | 300 | 1534 | 53 | 341 | 5593 | 3288 | 4814 | 0 | 336 | 36 | 184 | 1152 | 0 | 253 | 1200 | 0 | 465 | 0 | 0 | 0 | 0 | 0 | 0 | 0 | 0 | 0
2040-05-20 | 7 | 37 | -21154 | -292 | -788 | 0 | 0 | 1250 | 629 | 0 | 300 | 1534 | 53 | 341 | 5942 | 3288 | 4822 | 0 | 337 | 438 | 193 | 1167 | 0 | 276 | 1200 | 0 | 465 | 0 | 0 | 0 | 0 | 0 | 0 | 0 | 0 | 0
2040-05-20 | 8 | 37 | -22065 | -270 | -919 | 0 | 0 | 518 | 1664 | 0 | 300 | 1534 | 53 | 341 | 5896 | 3288 | 4821 | 0 | 367 | 1150 | 206 | 1193 | 0 | 257 | 1200 | 0 | 465 | 0 | 0 | 0 | 0 | 0 | 0 | 0 | 0 | 0
2040-05-20 | 9 | 35.37 | -22737 | -270 | -1103 | 0 | 0 | 0 | 2166 | 0 | 300 | 1534 | 53 | 341 | 5424 | 3288 | 4791 | 0 | 337 | 2529 | 207 | 1214 | 0 | 260 | 1200 | 0 | 465 | 0 | 0 | 0 | 0 | 0 | 0 | 0 | 0 | 0
2040-05-20 | 10 | 27.38 | -23744 | -229 | -1313 | 0 | 0 | -139 | 2563 | 0 | 300 | 1513 | 53 | 341 | 4655 | 3288 | 4791 | 0 | 318 | 4212 | 207 | 1242 | 0 | 276 | 1200 | 0 | 465 | 0 | 0 | 0 | 0 | 0 | 0 | 0 | 0 | 0
2040-05-20 | 11 | 27.38 | -24508 | -193 | -1182 | 0 | 0 | -1277 | 2970 | 0 | 220 | 1097 | 53 | 341 | 4486 | 3288 | 4784 | 0 | 303 | 6226 | 207 | 1251 | 0 | 268 | 1200 | 0 | 465 | 0 | 0 | 0 | 0 | 0 | 0 | 0 | 0 | 0
2040-05-20 | 12 | 27.02 | -25119 | -135 | -1313 | 0 | -449 | -1859 | 3361 | 0 | 220 | 700 | 53 | 341 | 4009 | 3288 | 4776 | 0 | 306 | 8402 | 206 | 1253 | 0 | 294 | 1200 | 0 | 465 | 0 | 0 | 0 | 0 | 0 | 0 | 0 | 0 | 0
2040-05-20 | 13 | 27.02 | -25681 | -103 | -1418 | 0 | -395 | -1859 | 3683 | 0 | 220 | 655 | 53 | 341 | 3032 | 3288 | 4784 | 0 | 286 | 9687 | 206 | 1266 | 0 | 290 | 1200 | 0 | 465 | 0 | 0 | 0 | 0 | 0 | 0 | 0 | 0 | 0
2040-05-20 | 14 | 27.38 | -25612 | -85 | -1471 | 0 | 0 | -1698 | 3963 | 0 | 220 | 655 | 53 | 341 | 2382 | 3288 | 4784 | 0 | 273 | 9463 | 206 | 1269 | 0 | 304 | 1200 | 0 | 465 | 0 | 0 | 0 | 0 | 0 | 0 | 0 | 0 | 0
2040-05-20 | 15 | 29.01 | -25601 | -76 | -1523 | 0 | 0 | 0 | 3942 | 0 | 220 | 752 | 53 | 341 | 2399 | 3288 | 4784 | 0 | 286 | 7690 | 207 | 1266 | 0 | 307 | 1200 | 0 | 465 | 0 | 0 | 0 | 0 | 0 | 0 | 0 | 0 | 0
2040-05-20 | 16 | 35.98 | -25406 | -76 | -1444 | 0 | 0 | 0 | 3900 | 0 | 220 | 1039 | 53 | 341 | 3035 | 3288 | 4784 | 0 | 291 | 6521 | 206 | 1262 | 0 | 321 | 1200 | 0 | 465 | 0 | 0 | 0 | 0 | 0 | 0 | 0 | 0 | 0
2040-05-20 | 17 | 37 | -25361 | -76 | -1444 | 0 | 0 | 1100 | 3804 | 0 | 220 | 1513 | 53 | 341 | 3372 | 3288 | 4784 | 0 | 308 | 4613 | 209 | 1265 | 0 | 346 | 1200 | 0 | 465 | 0 | 0 | 0 | 0 | 0 | 0 | 0 | 0 | 0
2040-05-20 | 18 | 37.9 | -24894 | -90 | -1471 | 0 | 325 | 1859 | 3804 | 0 | 220 | 1534 | 53 | 341 | 3839 | 3288 | 4777 | 0 | 337 | 2549 | 209 | 1266 | 0 | 388 | 1200 | 0 | 465 | 0 | 0 | 0 | 0 | 0 | 0 | 0 | 0 | 0
2040-05-20 | 19 | 37.9 | -24541 | -103 | -1523 | 0 | 393 | 1859 | 3609 | 0 | 220 | 1534 | 53 | 341 | 4994 | 3288 | 4792 | 0 | 373 | 1148 | 209 | 1280 | 0 | 409 | 1200 | 0 | 465 | 0 | 0 | 0 | 0 | 0 | 0 | 0 | 0 | 0
2040-05-20 | 20 | 37.9 | -24402 | -112 | -1418 | 0 | 8 | 1859 | 3398 | 0 | 220 | 1534 | 53 | 341 | 6224 | 3288 | 4784 | 0 | 414 | 256 | 209 | 1274 | 0 | 406 | 1200 | 0 | 465 | 0 | 0 | 0 | 0 | 0 | 0 | 0 | 0 | 0
2040-05-20 | 21 | 37 | -23051 | -144 | -1339 | 0 | 0 | 1059 | 3313 | 0 | 220 | 1534 | 53 | 341 | 5874 | 3288 | 4782 | 0 | 514 | 0 | 209 | 1269 | 0 | 413 | 1200 | 0 | 465 | 0 | 0 | 0 | 0 | 0 | 0 | 0 | 0 | 0
2040-05-20 | 22 | 30.45 | -20546 | -175 | -1208 | 0 | 0 | 0 | 2610 | 0 | 220 | 1514 | 53 | 341 | 4926 | 3288 | 4796 | 0 | 615 | 0 | 209 | 1263 | 0 | 428 | 1200 | 0 | 465 | 0 | 0 | 0 | 0 | 0 | 0 | 0 | 0 | 0
2040-05-20 | 23 | 19.46 | -18329 | -193 | -1208 | 0 | 0 | 0 | 1416 | 0 | 220 | 1475 | 53 | 181 | 4143 | 3288 | 4780 | 0 | 610 | 0 | 209 | 1257 | 0 | 432 | 1200 | 0 | 465 | 0 | 0 | 0 | 0 | 0 | 0 | 0 | 0 | 0
2040-05-20 | 24 | 24.2 | -16923 | -211 | -1103 | 0 | 0 | 0 | 528 | 0 | 220 | 1382 | 53 | 225 | 3705 | 3288 | 4780 | 0 | 580 | 0 | 193 | 1242 | 0 | 375 | 1200 | 0 | 465 | 0 | 0 | 0 | 0 | 0 | 0 | 0 | 0 | 0
2040-05-21 | 1 | 30.43 | -15839 | -247 | -735 | 0 | 0 | -1285 | 840 | 0 | 220 | 819 | 53 | 325 | 3497 | 3288 | 4762 | 0 | 572 | 0 | 187 | 1190 | 0 | 688 | 1200 | 0 | 465 | 0 | 0 | 0 | 0 | 0 | 0 | 0 | 0 | 0
2040-05-21 | 2 | 30.43 | -15195 | -292 | -657 | 0 | 0 | -1121 | 528 | 0 | 0 | 725 | 53 | 341 | 3471 | 3288 | 4654 | 0 | 569 | 0 | 182 | 1167 | 0 | 620 | 1200 | 0 | 465 | 0 | 0 | 0 | 0 | 0 | 0 | 0 | 0 | 0
2040-05-21 | 3 | 30.43 | -14859 | -341 | -578 | 0 | 0 | -630 | 528 | 0 | 0 | 799 | 53 | 341 | 3158 | 3288 | 4113 | 0 | 571 | 0 | 171 | 1166 | 0 | 554 | 1200 | 0 | 465 | 0 | 0 | 0 | 0 | 0 | 0 | 0 | 0 | 0
2040-05-21 | 4 | 33.53 | -15079 | -427 | -551 | 0 | 0 | 0 | 528 | 0 | 0 | 819 | 53 | 341 | 3072 | 3288 | 4080 | 0 | 593 | 0 | 163 | 1158 | 0 | 296 | 1200 | 0 | 465 | 0 | 0 | 0 | 0 | 0 | 0 | 0 | 0 | 0
2040-05-21 | 5 | 39.59 | -16100 | -485 | -525 | 0 | 0 | 0 | 528 | 0 | 0 | 1272 | 53 | 341 | 3932 | 3288 | 3821 | 0 | 619 | 0 | 167 | 1151 | 0 | 273 | 1200 | 0 | 465 | 0 | 0 | 0 | 0 | 0 | 0 | 0 | 0 | 0
2040-05-21 | 6 | 41.13 | -18359 | -553 | -551 | 0 | 0 | 1293 | 528 | 0 | 0 | 1534 | 53 | 341 | 4973 | 3288 | 3474 | 0 | 647 | 76 | 184 | 1152 | 0 | 253 | 1200 | 0 | 465 | 0 | 0 | 0 | 0 | 0 | 0 | 0 | 0 | 0
2040-05-21 | 7 | 41.13 | -19996 | -553 | -709 | 0 | 0 | 953 | 1839 | 0 | 0 | 1534 | 53 | 341 | 5494 | 3288 | 2968 | 0 | 689 | 797 | 193 | 1167 | 0 | 276 | 1200 | 0 | 465 | 0 | 0 | 0 | 0 | 0 | 0 | 0 | 0 | 0
2040-05-21 | 8 | 37.1 | -20532 | -553 | -867 | 0 | 0 | 0 | 2811 | 0 | 0 | 1315 | 53 | 325 | 4268 | 3288 | 3335 | 0 | 721 | 2513 | 206 | 1193 | 0 | 257 | 1200 | 0 | 465 | 0 | 0 | 0 | 0 | 0 | 0 | 0 | 0 | 0
2040-05-21 | 9 | 8.92 | -20869 | -521 | -1050 | 0 | 0 | -129 | 3170 | 0 | 0 | 670 | 53 | 166 | 2983 | 3288 | 3411 | 0 | 754 | 4987 | 207 | 1214 | 0 | 0 | 1200 | 0 | 465 | 0 | 0 | 0 | 0 | 0 | 0 | 260 | 0 | 0
2040-05-21 | 10 | 8.92 | -21480 | -454 | -1234 | 0 | 0 | -713 | 3413 | 0 | 0 | 654 | 53 | 160 | 499 | 3288 | 3831 | 0 | 823 | 8045 | 207 | 1242 | 0 | 0 | 1200 | 0 | 465 | 0 | 0 | 0 | 0 | 0 | 0 | 276 | 0 | 0
2040-05-21 | 11 | 5 | -22010 | -427 | -1182 | 0 | 0 | -1859 | 3709 | 0 | 0 | 654 | 53 | 160 | 499 | 3288 | 3981 | 0 | 859 | 10177 | 207 | 226 | 0 | 0 | 1200 | 0 | 465 | 0 | 0 | 0 | 0 | 1025 | 0 | 268 | 0 | 0
2040-05-21 | 12 | 2 | -21865 | -368 | -1024 | -769 | -610 | -1859 | 3884 | 0 | 0 | 654 | 53 | 160 | 340 | 3288 | 4078 | 0 | 937 | 11437 | 0 | 0 | 0 | 0 | 1200 | 0 | 465 | 0 | 0 | 0 | 206 | 1253 | 0 | 294 | 0 | 0
2040-05-21 | 13 | 2 | -21984 | -315 | -1339 | -706 | -603 | -1859 | 3931 | 0 | 0 | 654 | 53 | 160 | 340 | 3288 | 3920 | 0 | 980 | 11815 | 0 | 0 | 0 | 0 | 1200 | 0 | 465 | 0 | 0 | 0 | 206 | 1266 | 0 | 290 | 0 | 0
2040-05-21 | 14 | 2 | -21964 | -270 | -1313 | -723 | -57 | -1859 | 3963 | 0 | 0 | 654 | 53 | 160 | 290 | 3288 | 3298 | 0 | 1002 | 11813 | 0 | 0 | 0 | 0 | 1200 | 0 | 465 | 0 | 0 | 0 | 206 | 1269 | 0 | 304 | 0 | 0
2040-05-21 | 15 | 2 | -21358 | -247 | -1182 | -297 | -149 | -1859 | 3868 | 0 | 0 | 654 | 53 | 160 | 280 | 3288 | 3330 | 0 | 1025 | 10873 | 0 | 0 | 0 | 0 | 1096 | 0 | 465 | 0 | 0 | 0 | 207 | 1266 | 0 | 307 | 104 | 0
2040-05-21 | 16 | 8.92 | -20871 | -229 | -1549 | 0 | 0 | -1816 | 3709 | 0 | 0 | 654 | 53 | 160 | 280 | 3288 | 3298 | 0 | 1038 | 8852 | 206 | 1262 | 0 | 0 | 1200 | 0 | 465 | 0 | 0 | 0 | 0 | 0 | 0 | 321 | 0 | 0
2040-05-21 | 17 | 10 | -20456 | -229 | -1996 | 0 | 0 | 0 | 3683 | 0 | 0 | 654 | 53 | 160 | 523 | 3288 | 3226 | 0 | 1048 | 6625 | 209 | 1265 | 0 | 283 | 1200 | 0 | 465 | 0 | 0 | 0 | 0 | 0 | 0 | 63 | 0 | 0
2040-05-21 | 18 | 12.06 | -20363 | -247 | -2390 | 161 | 0 | 1549 | 3672 | 0 | 0 | 714 | 53 | 160 | 1236 | 3288 | 3766 | 0 | 1038 | 3835 | 209 | 1266 | 0 | 388 | 1200 | 0 | 465 | 0 | 0 | 0 | 0 | 0 | 0 | 0 | 0 | 0
2040-05-21 | 19 | 12.06 | -20708 | -270 | -2285 | 630 | 433 | 1549 | 3588 | 0 | 0 | 1431 | 53 | 160 | 2064 | 3288 | 3905 | 0 | 1022 | 1576 | 209 | 1280 | 0 | 409 | 1200 | 0 | 465 | 0 | 0 | 0 | 0 | 0 | 0 | 0 | 0 | 0
2040-05-21 | 20 | 12.06 | -20886 | -292 | -1602 | 750 | 508 | 1609 | 3429 | 0 | 0 | 1513 | 53 | 160 | 2232 | 3288 | 4303 | 0 | 958 | 422 | 209 | 1274 | 0 | 406 | 1200 | 0 | 465 | 0 | 0 | 0 | 0 | 0 | 0 | 0 | 0 | 0
2040-05-21 | 21 | 12.06 | -19946 | -341 | -1471 | 507 | 177 | 1575 | 3487 | 0 | 0 | 1431 | 53 | 160 | 2294 | 3288 | 4298 | 0 | 931 | 1 | 209 | 1269 | 0 | 413 | 1200 | 0 | 465 | 0 | 0 | 0 | 0 | 0 | 0 | 0 | 0 | 0
2040-05-21 | 22 | 12.06 | -17981 | -395 | -1234 | 52 | 0 | 1592 | 2859 | 0 | 0 | 1039 | 53 | 160 | 2114 | 3288 | 3989 | 0 | 899 | 0 | 209 | 1263 | 0 | 428 | 1200 | 0 | 465 | 0 | 0 | 0 | 0 | 0 | 0 | 0 | 0 | 0
2040-05-21 | 23 | 12.06 | -16139 | -427 | -1024 | 0 | 0 | 612 | 1670 | 0 | 0 | 725 | 53 | 160 | 2114 | 3288 | 4515 | 0 | 889 | 0 | 209 | 1257 | 0 | 432 | 1200 | 0 | 465 | 0 | 0 | 0 | 0 | 0 | 0 | 0 | 0 | 0
2040-05-21 | 24 | 12.06 | -14891 | -485 | -840 | 46 | 102 | 358 | 592 | 0 | 0 | 714 | 53 | 160 | 2164 | 3288 | 4398 | 0 | 866 | 0 | 193 | 1242 | 0 | 375 | 1200 | 0 | 465 | 0 | 0 | 0 | 0 | 0 | 0 | 0 | 0 | 0
2040-05-22 | 1 | 17.55 | -14255 | -553 | -735 | -54 | 0 | -1144 | 528 | 0 | 0 | 700 | 53 | 160 | 3056 | 3288 | 4401 | 0 | 823 | 0 | 187 | 1190 | 0 | 688 | 1200 | 0 | 465 | 0 | 0 | 0 | 0 | 0 | 0 | 0 | 0 | 0
2040-05-22 | 2 | 17.55 | -13904 | -553 | -657 | 0 | 0 | -1545 | 528 | 0 | 0 | 655 | 53 | 160 | 2888 | 3288 | 4649 | 0 | 803 | 0 | 182 | 1167 | 0 | 620 | 1200 | 0 | 465 | 0 | 0 | 0 | 0 | 0 | 0 | 0 | 0 | 0
2040-05-22 | 3 | 17.55 | -13850 | -625 | -578 | 0 | 0 | -1556 | 528 | 0 | 0 | 655 | 53 | 160 | 2904 | 3288 | 4676 | 0 | 788 | 0 | 171 | 1166 | 0 | 554 | 1200 | 0 | 465 | 0 | 0 | 0 | 0 | 0 | 0 | 0 | 0 | 0
2040-05-22 | 4 | 17.55 | -14299 | -665 | -551 | 0 | 0 | -780 | 528 | 0 | 0 | 700 | 53 | 160 | 2885 | 3288 | 4647 | 0 | 752 | 0 | 163 | 1158 | 0 | 296 | 1200 | 0 | 465 | 0 | 0 | 0 | 0 | 0 | 0 | 0 | 0 | 0
2040-05-22 | 5 | 17.55 | -15519 | -665 | -525 | 0 | 0 | 0 | 528 | 0 | 0 | 833 | 53 | 160 | 3311 | 3288 | 4558 | 0 | 722 | 0 | 167 | 1151 | 0 | 273 | 1200 | 0 | 465 | 0 | 0 | 0 | 0 | 0 | 0 | 0 | 0 | 0
2040-05-22 | 6 | 23.72 | -17859 | -705 | -551 | 0 | 0 | 947 | 528 | 0 | 80 | 1513 | 53 | 212 | 3856 | 3288 | 4623 | 0 | 669 | 93 | 184 | 1152 | 0 | 253 | 1200 | 0 | 465 | 0 | 0 | 0 | 0 | 0 | 0 | 0 | 0 | 0
2040-05-22 | 7 | 23.72 | -19478 | -705 | -709 | 0 | 0 | 853 | 1723 | 0 | 80 | 1475 | 53 | 212 | 3856 | 3288 | 4551 | 0 | 620 | 880 | 193 | 1167 | 0 | 276 | 1200 | 0 | 465 | 0 | 0 | 0 | 0 | 0 | 0 | 0 | 0 | 0
2040-05-22 | 8 | 17.55 | -20001 | -625 | -867 | 0 | 0 | -183 | 2653 | 0 | 80 | 900 | 53 | 160 | 3632 | 3288 | 4360 | 0 | 588 | 2641 | 206 | 1193 | 0 | 257 | 1200 | 0 | 465 | 0 | 0 | 0 | 0 | 0 | 0 | 0 | 0 | 0
2040-05-22 | 9 | 17.55 | -20429 | -521 | -1050 | -134 | 0 | -1246 | 2964 | 0 | 80 | 655 | 53 | 160 | 2887 | 3288 | 3897 | 0 | 578 | 5472 | 207 | 1214 | 0 | 260 | 1200 | 0 | 465 | 0 | 0 | 0 | 0 | 0 | 0 | 0 | 0 | 0
2040-05-22 | 10 | 17.55 | -21036 | -427 | -1234 | -117 | 0 | -1831 | 3244 | 0 | 80 | 654 | 53 | 160 | 1386 | 3288 | 3257 | 0 | 544 | 8589 | 207 | 1242 | 0 | 276 | 1200 | 0 | 465 | 0 | 0 | 0 | 0 | 0 | 0 | 0 | 0 | 0
2040-05-22 | 11 | 10 | -21727 | -368 | -1182 | -905 | 0 | -1859 | 3524 | 0 | 80 | 654 | 53 | 160 | 1330 | 3288 | 2345 | 0 | 548 | 10934 | 207 | 1251 | 0 | 1 | 1200 | 0 | 465 | 0 | 0 | 0 | 0 | 0 | 0 | 267 | 0 | 0
2040-05-22 | 12 | 5 | -21681 | -315 | -1024 | -908 | -610 | -1859 | 3789 | 0 | 80 | 654 | 53 | 160 | 1320 | 3288 | 2131 | 0 | 499 | 12170 | 206 | 382 | 0 | 0 | 1200 | 0 | 465 | 0 | 0 | 0 | 0 | 871 | 0 | 294 | 0 | 0
2040-05-22 | 13 | 5 | -21880 | -247 | -1339 | -908 | -610 | -1859 | 3884 | 0 | 80 | 654 | 53 | 160 | 715 | 3288 | 2096 | 0 | 453 | 12746 | 206 | 844 | 0 | 0 | 1200 | 0 | 465 | 0 | 0 | 0 | 0 | 422 | 0 | 290 | 0 | 0
2040-05-22 | 14 | 5 | -21760 | -211 | -1313 | -908 | -199 | -1859 | 3963 | 0 | 80 | 654 | 53 | 160 | 547 | 3288 | 1913 | 0 | 401 | 12060 | 206 | 1260 | 0 | 0 | 1200 | 0 | 465 | 0 | 0 | 0 | 0 | 9 | 0 | 304 | 0 | 0
2040-05-22 | 15 | 17.55 | -21202 | -211 | -1182 | -140 | 0 | -1739 | 3826 | 0 | 80 | 654 | 53 | 166 | 180 | 3288 | 1628 | 0 | 346 | 10808 | 207 | 1266 | 0 | 307 | 1200 | 0 | 465 | 0 | 0 | 0 | 0 | 0 | 0 | 0 | 0 | 0
2040-05-22 | 16 | 23.36 | -20745 | -193 | -1549 | 0 | 0 | 0 | 3694 | 0 | 300 | 654 | 53 | 208 | 854 | 3288 | 1017 | 0 | 296 | 8669 | 206 | 1262 | 0 | 321 | 1200 | 0 | 465 | 0 | 0 | 0 | 0 | 0 | 0 | 0 | 0 | 0
2040-05-22 | 17 | 36.36 | -20395 | -193 | -1996 | 0 | 0 | 1062 | 3683 | 0 | 300 | 700 | 53 | 341 | 2090 | 3288 | 725 | 0 | 218 | 6639 | 209 | 1265 | 0 | 346 | 1200 | 0 | 465 | 0 | 0 | 0 | 0 | 0 | 0 | 0 | 0 | 0
2040-05-22 | 18 | 37 | -20295 | -193 | -2390 | 453 | 0 | 1728 | 3699 | 0 | 300 | 1475 | 53 | 341 | 3576 | 3288 | 480 | 0 | 160 | 3797 | 209 | 1266 | 0 | 388 | 1200 | 0 | 465 | 0 | 0 | 0 | 0 | 0 | 0 | 0 | 0 | 0
2040-05-22 | 19 | 37.74 | -20679 | -211 | -2285 | 908 | 418 | 1859 | 3604 | 0 | 300 | 1534 | 53 | 341 | 5238 | 3288 | 367 | 0 | 94 | 1607 | 209 | 1280 | 0 | 409 | 1200 | 0 | 465 | 0 | 0 | 0 | 0 | 0 | 0 | 0 | 0 | 0
2040-05-22 | 20 | 39.34 | -20884 | -247 | -1602 | 908 | 610 | 1859 | 3477 | 0 | 300 | 1534 | 53 | 341 | 6078 | 3288 | 242 | 0 | 74 | 414 | 209 | 1274 | 0 | 406 | 1200 | 0 | 465 | 0 | 0 | 0 | 0 | 0 | 0 | 0 | 0 | 0
2040-05-22 | 21 | 37.74 | -19844 | -315 | -1471 | 908 | 192 | 1859 | 3556 | 0 | 300 | 1534 | 53 | 341 | 5767 | 3288 | 201 | 0 | 73 | 1 | 209 | 1269 | 0 | 413 | 1200 | 0 | 465 | 0 | 0 | 0 | 0 | 0 | 0 | 0 | 0 | 0
2040-05-22 | 22 | 37 | -17929 | -427 | -1234 | 325 | 0 | 1655 | 2896 | 0 | 300 | 1534 | 53 | 341 | 5386 | 3288 | 177 | 0 | 70 | 0 | 209 | 1263 | 0 | 428 | 1200 | 0 | 465 | 0 | 0 | 0 | 0 | 0 | 0 | 0 | 0 | 0
2040-05-22 | 23 | 36.36 | -16117 | -454 | -1024 | 0 | 0 | 671 | 1728 | 0 | 300 | 1513 | 53 | 341 | 5826 | 3288 | 206 | 0 | 107 | 0 | 209 | 1257 | 0 | 432 | 1200 | 0 | 465 | 0 | 0 | 0 | 0 | 0 | 0 | 0 | 0 | 0
2040-05-22 | 24 | 36.36 | -14867 | -521 | -840 | 0 | 0 | 428 | 666 | 0 | 300 | 1513 | 53 | 341 | 5779 | 3288 | 289 | 0 | 97 | 0 | 193 | 1242 | 0 | 375 | 1200 | 0 | 465 | 0 | 0 | 0 | 0 | 0 | 0 | 0 | 0 | 0
2040-05-23 | 1 | 34.21 | -14166 | -589 | -735 | 0 | -118 | -2 | 528 | 0 | 300 | 1399 | 53 | 341 | 5546 | 3288 | 312 | 0 | 112 | 0 | 187 | 1190 | 0 | 688 | 1200 | 0 | 465 | 0 | 0 | 0 | 0 | 0 | 0 | 0 | 0 | 0
2040-05-23 | 2 | 34.21 | -13881 | -625 | -657 | 0 | 0 | -4 | 528 | 0 | 300 | 1382 | 53 | 341 | 5175 | 3288 | 338 | 0 | 126 | 0 | 182 | 1167 | 0 | 620 | 1200 | 0 | 465 | 0 | 0 | 0 | 0 | 0 | 0 | 0 | 0 | 0
2040-05-23 | 3 | 35.37 | -13855 | -625 | -578 | 0 | 0 | 0 | 528 | 0 | 300 | 1378 | 53 | 341 | 5135 | 3288 | 341 | 0 | 137 | 0 | 171 | 1166 | 0 | 554 | 1200 | 0 | 465 | 0 | 0 | 0 | 0 | 0 | 0 | 0 | 0 | 0
2040-05-23 | 4 | 37.76 | -14336 | -625 | -551 | 0 | 0 | 0 | 528 | 0 | 300 | 1387 | 53 | 341 | 5887 | 3288 | 300 | 0 | 146 | 0 | 163 | 1158 | 0 | 296 | 1200 | 0 | 465 | 0 | 0 | 0 | 0 | 0 | 0 | 0 | 0 | 0
2040-05-23 | 5 | 39.73 | -15690 | -625 | -525 | 0 | 0 | 0 | 528 | 0 | 300 | 1514 | 53 | 341 | 7158 | 3288 | 245 | 0 | 155 | 0 | 167 | 1151 | 0 | 273 | 1200 | 0 | 465 | 0 | 0 | 0 | 0 | 0 | 0 | 0 | 0 | 0
2040-05-23 | 6 | 43.67 | -18020 | -589 | -551 | 0 | 0 | 0 | 528 | 0 | 300 | 1534 | 53 | 341 | 9374 | 3288 | 271 | 0 | 159 | 57 | 184 | 1152 | 0 | 253 | 1200 | 0 | 465 | 0 | 0 | 0 | 0 | 0 | 0 | 0 | 0 | 0
2040-05-23 | 7 | 43.39 | -19786 | -589 | -709 | 0 | 0 | 0 | 1781 | 0 | 300 | 1534 | 53 | 341 | 9512 | 3288 | 328 | 0 | 152 | 495 | 193 | 1167 | 0 | 276 | 1200 | 0 | 465 | 0 | 0 | 0 | 0 | 0 | 0 | 0 | 0 | 0
2040-05-23 | 8 | 40.3 | -20444 | -553 | -867 | 0 | 0 | 0 | 2816 | 0 | 300 | 1534 | 53 | 341 | 7912 | 3288 | 556 | 0 | 128 | 1613 | 206 | 1193 | 0 | 257 | 1200 | 0 | 465 | 0 | 0 | 0 | 0 | 0 | 0 | 0 | 0 | 0
2040-05-23 | 9 | 36.08 | -20848 | -485 | -1050 | 0 | 0 | 0 | 3229 | 0 | 300 | 1475 | 53 | 341 | 5964 | 3288 | 869 | 0 | 124 | 3394 | 207 | 1214 | 0 | 260 | 1200 | 0 | 465 | 0 | 0 | 0 | 0 | 0 | 0 | 0 | 0 | 0
2040-05-23 | 10 | 34.21 | -21341 | -427 | -1234 | 0 | -222 | -530 | 3514 | 0 | 300 | 1085 | 53 | 341 | 5456 | 3288 | 1105 | 0 | 109 | 5112 | 207 | 1242 | 0 | 276 | 1200 | 0 | 465 | 0 | 0 | 0 | 0 | 0 | 0 | 0 | 0 | 0
2040-05-23 | 11 | 34.21 | -21832 | -368 | -1182 | 0 | 0 | -1003 | 3731 | 0 | 300 | 819 | 53 | 341 | 4690 | 3288 | 1641 | 0 | 111 | 6020 | 207 | 1251 | 0 | 268 | 1200 | 0 | 465 | 0 | 0 | 0 | 0 | 0 | 0 | 0 | 0 | 0
2040-05-23 | 12 | 34.21 | -21625 | -315 | -1024 | 0 | -258 | -1859 | 3889 | 0 | 220 | 654 | 53 | 341 | 3710 | 3288 | 1861 | 0 | 125 | 7523 | 206 | 1253 | 0 | 294 | 1200 | 0 | 465 | 0 | 0 | 0 | 0 | 0 | 0 | 0 | 0 | 0
2040-05-23 | 13 | 34.21 | -21769 | -270 | -1339 | 0 | 0 | -1585 | 3905 | 0 | 220 | 654 | 53 | 341 | 2352 | 3288 | 2399 | 0 | 140 | 8184 | 206 | 1266 | 0 | 290 | 1200 | 0 | 465 | 0 | 0 | 0 | 0 | 0 | 0 | 0 | 0 | 0
2040-05-23 | 14 | 34.21 | -21877 | -247 | -1313 | 0 | 0 | -981 | 3963 | 0 | 220 | 654 | 53 | 341 | 728 | 3288 | 3059 | 0 | 162 | 8506 | 206 | 1269 | 0 | 304 | 1200 | 0 | 465 | 0 | 0 | 0 | 0 | 0 | 0 | 0 | 0 | 0
2040-05-23 | 15 | 34.21 | -21344 | -211 | -1182 | 0 | -33 | -126 | 3931 | 0 | 220 | 654 | 53 | 341 | 724 | 3288 | 4079 | 0 | 185 | 5975 | 207 | 1266 | 0 | 307 | 1200 | 0 | 465 | 0 | 0 | 0 | 0 | 0 | 0 | 0 | 0 | 0
2040-05-23 | 16 | 46.23 | -20858 | -211 | -1549 | 0 | 0 | 1033 | 3826 | 0 | 220 | 819 | 53 | 341 | 1532 | 3288 | 4529 | 0 | 255 | 3269 | 206 | 1262 | 0 | 321 | 1200 | 0 | 465 | 0 | 0 | 0 | 0 | 0 | 0 | 0 | 0 | 0
2040-05-23 | 17 | 46.27 | -20427 | -247 | -1996 | 0 | 406 | 1614 | 3815 | 0 | 220 | 1267 | 53 | 341 | 1205 | 3288 | 4719 | 0 | 314 | 1942 | 209 | 1265 | 0 | 346 | 1200 | 0 | 465 | 0 | 0 | 0 | 0 | 0 | 0 | 0 | 0 | 0
2040-05-23 | 18 | 46.27 | -20274 | -292 | -2390 | 0 | 38 | 1828 | 3815 | 0 | 220 | 1431 | 53 | 341 | 2050 | 3288 | 4723 | 0 | 364 | 1275 | 209 | 1266 | 0 | 388 | 1200 | 0 | 465 | 0 | 0 | 0 | 0 | 0 | 0 | 0 | 0 | 0
2040-05-23 | 19 | 40.63 | -20725 | -315 | -2285 | 0 | 100 | 31 | 3688 | 0 | 220 | 1513 | 53 | 341 | 4392 | 3288 | 4720 | 0 | 410 | 1005 | 209 | 1280 | 0 | 409 | 1200 | 0 | 465 | 0 | 0 | 0 | 0 | 0 | 0 | 0 | 0 | 0
2040-05-23 | 20 | 38.75 | -20860 | -341 | -1602 | 0 | 0 | 0 | 3598 | 0 | 220 | 1514 | 53 | 341 | 4793 | 3288 | 4724 | 0 | 449 | 269 | 209 | 1274 | 0 | 406 | 1200 | 0 | 465 | 0 | 0 | 0 | 0 | 0 | 0 | 0 | 0 | 0
2040-05-23 | 21 | 32.43 | -19958 | -368 | -1471 | 0 | 0 | 0 | 3614 | 0 | 220 | 1475 | 53 | 335 | 4111 | 3288 | 4716 | 0 | 428 | 1 | 209 | 1269 | 0 | 413 | 1200 | 0 | 465 | 0 | 0 | 0 | 0 | 0 | 0 | 0 | 0 | 0
2040-05-23 | 22 | 20.74 | -18195 | -395 | -1234 | 0 | 0 | 0 | 2985 | 0 | 220 | 1182 | 53 | 175 | 3262 | 3288 | 4716 | 0 | 378 | 0 | 209 | 1263 | 0 | 428 | 1200 | 0 | 465 | 0 | 0 | 0 | 0 | 0 | 0 | 0 | 0 | 0
2040-05-23 | 23 | 5 | -16587 | -395 | -1024 | 0 | 0 | 0 | 1881 | 0 | 220 | 890 | 53 | 160 | 3444 | 3288 | 4724 | 0 | 334 | 0 | 209 | 1138 | 0 | 0 | 1200 | 0 | 465 | 0 | 0 | 0 | 0 | 119 | 0 | 432 | 0 | 0
2040-05-23 | 24 | 5 | -15491 | -368 | -840 | 0 | 0 | 0 | 877 | 0 | 0 | 819 | 53 | 160 | 3412 | 3288 | 4732 | 0 | 309 | 0 | 193 | 1191 | 0 | 0 | 1200 | 0 | 465 | 0 | 0 | 0 | 0 | 51 | 0 | 375 | 0 | 0
2040-05-24 | 1 | 20.07 | -14814 | -341 | -735 | 0 | 0 | -1147 | 528 | 0 | 0 | 714 | 53 | 160 | 3484 | 3288 | 4724 | 0 | 355 | 0 | 187 | 1190 | 0 | 688 | 1200 | 0 | 465 | 0 | 0 | 0 | 0 | 0 | 0 | 0 | 0 | 0
2040-05-24 | 2 | 20.07 | -14521 | -368 | -657 | 0 | 0 | -1149 | 528 | 0 | 0 | 700 | 53 | 160 | 3195 | 3288 | 4734 | 0 | 401 | 0 | 182 | 1167 | 0 | 620 | 1200 | 0 | 465 | 0 | 0 | 0 | 0 | 0 | 0 | 0 | 0 | 0
2040-05-24 | 3 | 20.07 | -14442 | -368 | -578 | 0 | 0 | -976 | 528 | 0 | 0 | 700 | 53 | 160 | 2905 | 3288 | 4733 | 0 | 439 | 0 | 171 | 1166 | 0 | 554 | 1200 | 0 | 465 | 0 | 0 | 0 | 0 | 0 | 0 | 0 | 0 | 0
2040-05-24 | 4 | 20.07 | -14828 | -395 | -551 | 0 | 0 | -358 | 528 | 0 | 0 | 700 | 53 | 160 | 2905 | 3288 | 4720 | 0 | 496 | 0 | 163 | 1158 | 0 | 296 | 1200 | 0 | 465 | 0 | 0 | 0 | 0 | 0 | 0 | 0 | 0 | 0
2040-05-24 | 5 | 23.37 | -15948 | -395 | -525 | 0 | 0 | 0 | 528 | 0 | 0 | 890 | 53 | 220 | 3368 | 3288 | 4733 | 0 | 532 | 0 | 167 | 1151 | 0 | 273 | 1200 | 0 | 465 | 0 | 0 | 0 | 0 | 0 | 0 | 0 | 0 | 0
2040-05-24 | 6 | 27.12 | -18236 | -395 | -551 | 0 | 0 | 1283 | 528 | 0 | 0 | 1513 | 53 | 335 | 3559 | 3288 | 4727 | 0 | 561 | 81 | 184 | 1152 | 0 | 253 | 1200 | 0 | 465 | 0 | 0 | 0 | 0 | 0 | 0 | 0 | 0 | 0
2040-05-24 | 7 | 27.12 | -20043 | -395 | -709 | 0 | 0 | 1270 | 1622 | 0 | 0 | 1513 | 53 | 341 | 3672 | 3288 | 4732 | 0 | 595 | 760 | 193 | 1167 | 0 | 276 | 1200 | 0 | 465 | 0 | 0 | 0 | 0 | 0 | 0 | 0 | 0 | 0
2040-05-24 | 8 | 27.12 | -20993 | -368 | -867 | 0 | 0 | 84 | 2674 | 0 | 0 | 1267 | 53 | 325 | 3606 | 3288 | 4704 | 0 | 621 | 2284 | 206 | 1193 | 0 | 257 | 1200 | 0 | 465 | 0 | 0 | 0 | 0 | 0 | 0 | 0 | 0 | 0
2040-05-24 | 9 | 20.07 | -21524 | -315 | -1050 | 0 | 0 | -477 | 3244 | 0 | 0 | 725 | 53 | 166 | 3250 | 3288 | 4717 | 0 | 654 | 3922 | 207 | 1214 | 0 | 260 | 1200 | 0 | 465 | 0 | 0 | 0 | 0 | 0 | 0 | 0 | 0 | 0
2040-05-24 | 10 | 20.07 | -22056 | -292 | -1234 | 0 | 0 | -762 | 3614 | 0 | 0 | 670 | 53 | 160 | 2690 | 3288 | 4680 | 0 | 632 | 5167 | 207 | 1242 | 0 | 276 | 1200 | 0 | 465 | 0 | 0 | 0 | 0 | 0 | 0 | 0 | 0 | 0
2040-05-24 | 11 | 20.07 | -22412 | -292 | -1182 | 0 | 0 | -654 | 3878 | 0 | 0 | 654 | 53 | 160 | 912 | 3288 | 4657 | 0 | 618 | 6927 | 207 | 1251 | 0 | 268 | 1200 | 0 | 465 | 0 | 0 | 0 | 0 | 0 | 0 | 0 | 0 | 0
2040-05-24 | 12 | 17.74 | -22069 | -247 | -1024 | 0 | -496 | -1859 | 3963 | 0 | 0 | 654 | 53 | 160 | 615 | 3288 | 4624 | 0 | 568 | 8352 | 206 | 1253 | 0 | 294 | 1200 | 0 | 465 | 0 | 0 | 0 | 0 | 0 | 0 | 0 | 0 | 0
2040-05-24 | 13 | 17.74 | -22027 | -229 | -1339 | 0 | -399 | -1859 | 3921 | 0 | 0 | 654 | 53 | 160 | 615 | 3288 | 4567 | 0 | 506 | 8662 | 206 | 1266 | 0 | 290 | 1200 | 0 | 465 | 0 | 0 | 0 | 0 | 0 | 0 | 0 | 0 | 0
2040-05-24 | 14 | 20.07 | -21824 | -193 | -1313 | 0 | 0 | -1382 | 3868 | 0 | 0 | 654 | 53 | 160 | 447 | 3288 | 4637 | 0 | 461 | 7701 | 206 | 1269 | 0 | 304 | 1200 | 0 | 465 | 0 | 0 | 0 | 0 | 0 | 0 | 0 | 0 | 0
2040-05-24 | 15 | 20.07 | -21110 | -175 | -1182 | 0 | 0 | -738 | 3678 | 0 | 0 | 654 | 53 | 166 | 385 | 3288 | 4624 | 0 | 349 | 6562 | 207 | 1266 | 0 | 307 | 1200 | 0 | 465 | 0 | 0 | 0 | 0 | 0 | 0 | 0 | 0 | 0
2040-05-24 | 16 | 27.12 | -20411 | -193 | -1549 | 0 | 0 | 391 | 3482 | 0 | 0 | 654 | 53 | 325 | 290 | 3288 | 4743 | 0 | 302 | 5171 | 206 | 1262 | 0 | 321 | 1200 | 0 | 465 | 0 | 0 | 0 | 0 | 0 | 0 | 0 | 0 | 0
2040-05-24 | 17 | 27.12 | -19898 | -211 | -1996 | 0 | 0 | 939 | 3350 | 0 | 0 | 700 | 53 | 341 | 1258 | 3288 | 4753 | 0 | 245 | 3693 | 209 | 1265 | 0 | 346 | 1200 | 0 | 465 | 0 | 0 | 0 | 0 | 0 | 0 | 0 | 0 | 0
2040-05-24 | 18 | 27.12 | -19543 | -229 | -2390 | 0 | 288 | 426 | 3287 | 0 | 0 | 1085 | 53 | 341 | 2598 | 3288 | 4744 | 0 | 190 | 2333 | 209 | 1266 | 0 | 388 | 1200 | 0 | 465 | 0 | 0 | 0 | 0 | 0 | 0 | 0 | 0 | 0
2040-05-24 | 19 | 27.12 | -19779 | -270 | -2285 | 0 | 333 | 1328 | 3065 | 0 | 0 | 1475 | 53 | 341 | 2731 | 3288 | 4773 | 0 | 156 | 1227 | 209 | 1280 | 0 | 409 | 1200 | 0 | 465 | 0 | 0 | 0 | 0 | 0 | 0 | 0 | 0 | 0
2040-05-24 | 20 | 27.12 | -19841 | -315 | -1602 | 0 | 46 | 1485 | 2864 | 0 | 0 | 1513 | 53 | 341 | 3339 | 3288 | 4768 | 0 | 148 | 358 | 209 | 1274 | 0 | 406 | 1200 | 0 | 465 | 0 | 0 | 0 | 0 | 0 | 0 | 0 | 0 | 0
2040-05-24 | 21 | 27.12 | -19159 | -341 | -1471 | 0 | 0 | 1026 | 2843 | 0 | 0 | 1513 | 53 | 341 | 3452 | 3288 | 4704 | 0 | 193 | 2 | 209 | 1269 | 0 | 413 | 1200 | 0 | 465 | 0 | 0 | 0 | 0 | 0 | 0 | 0 | 0 | 0
2040-05-24 | 22 | 27.12 | -17624 | -368 | -1234 | 0 | 53 | 174 | 2351 | 0 | 80 | 1267 | 53 | 341 | 3069 | 3288 | 4717 | 0 | 268 | 0 | 209 | 1263 | 0 | 428 | 1200 | 0 | 465 | 0 | 0 | 0 | 0 | 0 | 0 | 0 | 0 | 0
2040-05-24 | 23 | 21.38 | -16049 | -454 | -1024 | 0 | 0 | 0 | 1432 | 0 | 80 | 984 | 53 | 181 | 3197 | 3288 | 4456 | 0 | 291 | 0 | 209 | 1257 | 0 | 432 | 1200 | 0 | 465 | 0 | 0 | 0 | 0 | 0 | 0 | 0 | 0 | 0
2040-05-24 | 24 | 27.12 | -14855 | -485 | -840 | 0 | 49 | 0 | 528 | 0 | 80 | 918 | 53 | 341 | 3576 | 3288 | 3573 | 0 | 299 | 0 | 193 | 1242 | 0 | 375 | 1200 | 0 | 465 | 0 | 0 | 0 | 0 | 0 | 0 | 0 | 0 | 0
2040-05-25 | 1 | 25.31 | -14069 | -521 | -735 | 0 | 0 | -741 | 1052 | 0 | 80 | 725 | 53 | 341 | 3602 | 3288 | 2889 | 0 | 307 | 0 | 187 | 1190 | 0 | 688 | 1200 | 0 | 465 | 0 | 0 | 0 | 0 | 0 | 0 | 0 | 0 | 0
2040-05-25 | 2 | 25.31 | -13527 | -589 | -657 | 0 | 0 | -2 | 560 | 0 | 80 | 819 | 53 | 341 | 3602 | 3288 | 2108 | 0 | 289 | 0 | 182 | 1167 | 0 | 620 | 1200 | 0 | 465 | 0 | 0 | 0 | 0 | 0 | 0 | 0 | 0 | 0
2040-05-25 | 3 | 31.75 | -13333 | -705 | -578 | 0 | 0 | 0 | 528 | 0 | 80 | 905 | 53 | 341 | 4324 | 3288 | 1247 | 0 | 294 | 0 | 171 | 1166 | 0 | 554 | 1200 | 0 | 465 | 0 | 0 | 0 | 0 | 0 | 0 | 0 | 0 | 0
2040-05-25 | 4 | 34.21 | -13441 | -746 | -551 | 0 | 0 | 0 | 528 | 0 | 80 | 1096 | 53 | 341 | 4932 | 3288 | 856 | 0 | 282 | 0 | 163 | 1158 | 0 | 296 | 1200 | 0 | 465 | 0 | 0 | 0 | 0 | 0 | 0 | 0 | 0 | 0
2040-05-25 | 5 | 33.72 | -13686 | -746 | -525 | 0 | 0 | 0 | 528 | 0 | 80 | 1267 | 53 | 341 | 5219 | 3288 | 679 | 0 | 245 | 0 | 167 | 1151 | 0 | 273 | 1200 | 0 | 465 | 0 | 0 | 0 | 0 | 0 | 0 | 0 | 0 | 0
2040-05-25 | 6 | 34.21 | -14440 | -746 | -551 | 0 | 0 | 283 | 528 | 0 | 80 | 1394 | 53 | 341 | 5531 | 3288 | 660 | 0 | 229 | 96 | 184 | 1152 | 0 | 253 | 1200 | 0 | 465 | 0 | 0 | 0 | 0 | 0 | 0 | 0 | 0 | 0
2040-05-25 | 7 | 34.21 | -15741 | -746 | -709 | 0 | 0 | 267 | 951 | 0 | 300 | 1447 | 53 | 341 | 5463 | 3288 | 704 | 0 | 209 | 871 | 193 | 1167 | 0 | 276 | 1200 | 0 | 465 | 0 | 0 | 0 | 0 | 0 | 0 | 0 | 0 | 0
2040-05-25 | 8 | 30.45 | -17097 | -589 | -867 | 0 | 0 | 0 | 1765 | 0 | 300 | 1159 | 53 | 325 | 4775 | 3288 | 943 | 0 | 106 | 2517 | 206 | 1193 | 0 | 257 | 1200 | 0 | 465 | 0 | 0 | 0 | 0 | 0 | 0 | 0 | 0 | 0
2040-05-25 | 9 | 17.23 | -18085 | -454 | -1050 | 0 | 0 | -472 | 2637 | 0 | 300 | 655 | 53 | 166 | 3283 | 3288 | 1064 | 0 | 60 | 5210 | 207 | 1214 | 0 | 260 | 1200 | 0 | 465 | 0 | 0 | 0 | 0 | 0 | 0 | 0 | 0 | 0
2040-05-25 | 10 | 17.23 | -18906 | -341 | -1234 | 0 | 0 | -615 | 3287 | 0 | 300 | 654 | 53 | 160 | 629 | 3288 | 1255 | 0 | 30 | 8051 | 207 | 1242 | 0 | 276 | 1200 | 0 | 465 | 0 | 0 | 0 | 0 | 0 | 0 | 0 | 0 | 0
2040-05-25 | 11 | 11.66 | -19429 | -270 | -1182 | -476 | 0 | -1859 | 3715 | 0 | 300 | 654 | 53 | 160 | 469 | 3288 | 1042 | 0 | 26 | 10118 | 207 | 1251 | 0 | 268 | 1200 | 0 | 465 | 0 | 0 | 0 | 0 | 0 | 0 | 0 | 0 | 0
2040-05-25 | 12 | 5 | -19254 | -211 | -1024 | -908 | -610 | -1859 | 3905 | 0 | 300 | 654 | 53 | 160 | 339 | 3288 | 836 | 0 | 39 | 11212 | 206 | 1210 | 0 | 0 | 1200 | 0 | 465 | 0 | 0 | 0 | 0 | 43 | 0 | 294 | 0 | 0
2040-05-25 | 13 | 10 | -19144 | -193 | -1339 | -908 | -607 | -1859 | 3963 | 0 | 300 | 654 | 53 | 160 | 199 | 3288 | 517 | 0 | 58 | 11667 | 206 | 1266 | 0 | 54 | 1200 | 0 | 465 | 0 | 0 | 0 | 0 | 0 | 0 | 236 | 0 | 0
2040-05-25 | 14 | 10 | -19103 | -175 | -1313 | -908 | -202 | -1859 | 3868 | 0 | 300 | 654 | 53 | 160 | 199 | 3288 | 353 | 0 | 94 | 11451 | 206 | 1269 | 0 | 0 | 1200 | 0 | 465 | 0 | 0 | 0 | 0 | 0 | 0 | 304 | 0 | 0
2040-05-25 | 15 | 11.66 | -18684 | -162 | -1182 | -195 | 0 | -1859 | 3757 | 0 | 300 | 654 | 53 | 160 | 0 | 3288 | 157 | 0 | 145 | 10123 | 207 | 1266 | 0 | 307 | 1200 | 0 | 465 | 0 | 0 | 0 | 0 | 0 | 0 | 0 | 0 | 0
2040-05-25 | 16 | 17.23 | -18310 | -162 | -1549 | 0 | 0 | -154 | 3709 | 0 | 300 | 654 | 53 | 160 | 0 | 3288 | 135 | 0 | 199 | 8222 | 206 | 1262 | 0 | 321 | 1200 | 0 | 465 | 0 | 0 | 0 | 0 | 0 | 0 | 0 | 0 | 0
2040-05-25 | 17 | 23.29 | -17984 | -175 | -1996 | 94 | 8 | 474 | 3757 | 0 | 300 | 655 | 53 | 171 | 2246 | 3288 | 193 | 0 | 257 | 5173 | 209 | 1265 | 0 | 346 | 1200 | 0 | 465 | 0 | 0 | 0 | 0 | 0 | 0 | 0 | 0 | 0
2040-05-25 | 18 | 23.29 | -17941 | -193 | -2390 | 478 | 0 | 1334 | 3804 | 0 | 300 | 950 | 53 | 171 | 3083 | 3288 | 336 | 0 | 311 | 2888 | 209 | 1266 | 0 | 388 | 1200 | 0 | 465 | 0 | 0 | 0 | 0 | 0 | 0 | 0 | 0 | 0
2040-05-25 | 19 | 23.29 | -18424 | -229 | -2285 | 735 | 478 | 1390 | 3741 | 0 | 300 | 1513 | 53 | 171 | 3636 | 3288 | 411 | 0 | 381 | 1277 | 209 | 1280 | 0 | 409 | 1200 | 0 | 465 | 0 | 0 | 0 | 0 | 0 | 0 | 0 | 0 | 0
2040-05-25 | 20 | 23.29 | -18589 | -229 | -1602 | 725 | 497 | 1549 | 3635 | 0 | 300 | 1513 | 53 | 171 | 3766 | 3288 | 554 | 0 | 465 | 350 | 209 | 1274 | 0 | 406 | 1200 | 0 | 465 | 0 | 0 | 0 | 0 | 0 | 0 | 0 | 0 | 0
2040-05-25 | 21 | 23.29 | -18066 | -292 | -1471 | 567 | 133 | 1548 | 3694 | 0 | 300 | 1475 | 53 | 171 | 3766 | 3288 | 768 | 0 | 508 | 1 | 209 | 1269 | 0 | 413 | 1200 | 0 | 465 | 0 | 0 | 0 | 0 | 0 | 0 | 0 | 0 | 0
2040-05-25 | 22 | 23.29 | -16853 | -341 | -1234 | 248 | 0 | 947 | 3250 | 0 | 300 | 1275 | 53 | 171 | 3759 | 3288 | 1041 | 0 | 532 | 0 | 209 | 1263 | 0 | 428 | 1200 | 0 | 465 | 0 | 0 | 0 | 0 | 0 | 0 | 0 | 0 | 0
2040-05-25 | 23 | 23.29 | -15541 | -368 | -1024 | 73 | 103 | 554 | 2373 | 0 | 300 | 890 | 53 | 171 | 3700 | 3288 | 1367 | 0 | 498 | 0 | 209 | 1257 | 0 | 432 | 1200 | 0 | 465 | 0 | 0 | 0 | 0 | 0 | 0 | 0 | 0 | 0
2040-05-25 | 24 | 18.15 | -14179 | -395 | -840 | 0 | 0 | 0 | 1458 | 0 | 220 | 714 | 53 | 160 | 3223 | 3288 | 2286 | 0 | 537 | 0 | 193 | 1242 | 0 | 375 | 1200 | 0 | 465 | 0 | 0 | 0 | 0 | 0 | 0 | 0 | 0 | 0
2040-05-26 | 1 | 17.55 | -13509 | -454 | -972 | 0 | 0 | -779 | 528 | 0 | 220 | 700 | 53 | 160 | 3210 | 3288 | 3278 | 0 | 545 | 0 | 187 | 1190 | 0 | 688 | 1200 | 0 | 465 | 0 | 0 | 0 | 0 | 0 | 0 | 0 | 0 | 0
2040-05-26 | 2 | 17.55 | -13164 | -485 | -840 | 0 | 0 | -1660 | 528 | 0 | 220 | 655 | 53 | 160 | 2752 | 3288 | 4304 | 0 | 556 | 0 | 182 | 1167 | 0 | 620 | 1200 | 0 | 465 | 0 | 0 | 0 | 0 | 0 | 0 | 0 | 0 | 0
2040-05-26 | 3 | 17.55 | -13073 | -521 | -762 | 0 | 0 | -1045 | 528 | 0 | 220 | 654 | 53 | 160 | 1767 | 3288 | 4658 | 0 | 516 | 0 | 171 | 1166 | 0 | 554 | 1200 | 0 | 465 | 0 | 0 | 0 | 0 | 0 | 0 | 0 | 0 | 0
2040-05-26 | 4 | 17.55 | -13134 | -521 | -683 | 0 | 0 | -881 | 528 | 0 | 220 | 654 | 53 | 160 | 1767 | 3288 | 4771 | 0 | 495 | 0 | 163 | 1158 | 0 | 296 | 1200 | 0 | 465 | 0 | 0 | 0 | 0 | 0 | 0 | 0 | 0 | 0
2040-05-26 | 5 | 17.55 | -13336 | -485 | -683 | 0 | 0 | -296 | 528 | 0 | 220 | 655 | 53 | 160 | 1382 | 3288 | 4777 | 0 | 481 | 0 | 167 | 1151 | 0 | 273 | 1200 | 0 | 465 | 0 | 0 | 0 | 0 | 0 | 0 | 0 | 0 | 0
2040-05-26 | 6 | 23.36 | -13917 | -485 | -709 | 0 | 0 | 0 | 528 | 0 | 220 | 670 | 53 | 177 | 1611 | 3288 | 4777 | 0 | 471 | 62 | 184 | 1152 | 0 | 253 | 1200 | 0 | 465 | 0 | 0 | 0 | 0 | 0 | 0 | 0 | 0 | 0
2040-05-26 | 7 | 23.72 | -15035 | -454 | -788 | 0 | 0 | 457 | 528 | 0 | 220 | 700 | 53 | 212 | 1635 | 3288 | 4777 | 0 | 439 | 665 | 193 | 1167 | 0 | 276 | 1200 | 0 | 465 | 0 | 0 | 0 | 0 | 0 | 0 | 0 | 0 | 0
2040-05-26 | 8 | 23.72 | -16606 | -427 | -919 | 0 | 0 | 1098 | 528 | 0 | 220 | 700 | 53 | 212 | 1093 | 3288 | 4784 | 0 | 399 | 2255 | 206 | 1193 | 0 | 257 | 1200 | 0 | 465 | 0 | 0 | 0 | 0 | 0 | 0 | 0 | 0 | 0
2040-05-26 | 9 | 23.29 | -17976 | -315 | -1103 | 0 | 0 | 0 | 1004 | 0 | 0 | 654 | 53 | 171 | 894 | 3288 | 4771 | 0 | 341 | 4872 | 207 | 1214 | 0 | 260 | 1200 | 0 | 465 | 0 | 0 | 0 | 0 | 0 | 0 | 0 | 0 | 0
2040-05-26 | 10 | 17.55 | -19378 | -229 | -1313 | 0 | 0 | -1431 | 1823 | 0 | 0 | 654 | 53 | 160 | 290 | 3288 | 4714 | 0 | 333 | 7646 | 207 | 1242 | 0 | 276 | 1200 | 0 | 465 | 0 | 0 | 0 | 0 | 0 | 0 | 0 | 0 | 0
2040-05-26 | 11 | 10 | -20220 | -144 | -1182 | -908 | -199 | -1859 | 2478 | 0 | 0 | 654 | 53 | 160 | 290 | 3288 | 4611 | 0 | 360 | 9435 | 207 | 1251 | 0 | 60 | 1200 | 0 | 465 | 0 | 0 | 0 | 0 | 0 | 0 | 208 | 0 | 0
2040-05-26 | 12 | 5 | -20807 | -103 | -1313 | -908 | -610 | -1859 | 2980 | 0 | 0 | 654 | 53 | 160 | 290 | 3288 | 4042 | 0 | 382 | 11015 | 206 | 866 | 0 | 0 | 1200 | 0 | 465 | 0 | 0 | 0 | 0 | 387 | 0 | 294 | 0 | 0
2040-05-26 | 13 | 5 | -21152 | -85 | -1418 | -908 | -610 | -1859 | 3350 | 0 | 0 | 654 | 53 | 160 | 290 | 3288 | 3035 | 0 | 402 | 11713 | 206 | 1216 | 0 | 0 | 1200 | 0 | 465 | 0 | 0 | 0 | 0 | 50 | 0 | 290 | 0 | 0
2040-05-26 | 14 | 17.55 | -21308 | -76 | -1471 | 0 | 0 | -1389 | 3561 | 0 | 0 | 654 | 53 | 160 | 290 | 3288 | 1731 | 0 | 396 | 10666 | 206 | 1269 | 0 | 304 | 1200 | 0 | 465 | 0 | 0 | 0 | 0 | 0 | 0 | 0 | 0 | 0
2040-05-26 | 15 | 23.72 | -21510 | -76 | -1523 | 241 | 0 | 166 | 3672 | 0 | 0 | 654 | 53 | 212 | 290 | 3288 | 1366 | 0 | 418 | 9304 | 207 | 1266 | 0 | 307 | 1200 | 0 | 465 | 0 | 0 | 0 | 0 | 0 | 0 | 0 | 0 | 0
2040-05-26 | 16 | 23.72 | -21734 | -76 | -1444 | 48 | 91 | 510 | 3741 | 0 | 0 | 655 | 53 | 212 | 1965 | 3288 | 1374 | 0 | 425 | 7439 | 206 | 1262 | 0 | 321 | 1200 | 0 | 465 | 0 | 0 | 0 | 0 | 0 | 0 | 0 | 0 | 0
2040-05-26 | 17 | 23.72 | -21883 | -76 | -1444 | 358 | 140 | 300 | 3868 | 0 | 0 | 819 | 53 | 212 | 3213 | 3288 | 1694 | 0 | 435 | 5539 | 209 | 1265 | 0 | 346 | 1200 | 0 | 465 | 0 | 0 | 0 | 0 | 0 | 0 | 0 | 0 | 0
2040-05-26 | 18 | 23.72 | -21601 | -76 | -1471 | 98 | 2 | 1061 | 3963 | 0 | 0 | 1382 | 53 | 212 | 3766 | 3288 | 2387 | 0 | 410 | 2998 | 209 | 1266 | 0 | 388 | 1200 | 0 | 465 | 0 | 0 | 0 | 0 | 0 | 0 | 0 | 0 | 0
2040-05-26 | 19 | 23.72 | -21366 | -76 | -1523 | 478 | 0 | 1526 | 3831 | 0 | 0 | 1513 | 53 | 212 | 3766 | 3288 | 3043 | 0 | 387 | 1305 | 209 | 1280 | 0 | 409 | 1200 | 0 | 465 | 0 | 0 | 0 | 0 | 0 | 0 | 0 | 0 | 0
2040-05-26 | 20 | 23.72 | -21422 | -81 | -1418 | 783 | 508 | 1549 | 3646 | 0 | 0 | 1534 | 53 | 212 | 3766 | 3288 | 3375 | 0 | 346 | 305 | 209 | 1274 | 0 | 406 | 1200 | 0 | 465 | 0 | 0 | 0 | 0 | 0 | 0 | 0 | 0 | 0
2040-05-26 | 21 | 23.72 | -20793 | -94 | -1339 | 136 | 377 | 1549 | 3646 | 0 | 0 | 1514 | 53 | 212 | 3766 | 3288 | 3760 | 0 | 368 | 2 | 209 | 1269 | 0 | 413 | 1200 | 0 | 465 | 0 | 0 | 0 | 0 | 0 | 0 | 0 | 0 | 0
2040-05-26 | 22 | 23.72 | -19217 | -112 | -1208 | 96 | 0 | 1072 | 3229 | 0 | 0 | 1475 | 53 | 212 | 3766 | 3288 | 3370 | 0 | 411 | 0 | 209 | 1263 | 0 | 428 | 1200 | 0 | 465 | 0 | 0 | 0 | 0 | 0 | 0 | 0 | 0 | 0
2040-05-26 | 23 | 23.72 | -17560 | -121 | -1208 | 105 | 0 | 259 | 2351 | 0 | 0 | 1378 | 53 | 212 | 3766 | 3288 | 3469 | 0 | 446 | 0 | 209 | 1257 | 0 | 432 | 1200 | 0 | 465 | 0 | 0 | 0 | 0 | 0 | 0 | 0 | 0 | 0
2040-05-26 | 24 | 23.72 | -16173 | -162 | -1103 | 0 | 102 | 116 | 1395 | 0 | 0 | 1159 | 53 | 212 | 3609 | 3288 | 3549 | 0 | 479 | 0 | 193 | 1242 | 0 | 375 | 1200 | 0 | 465 | 0 | 0 | 0 | 0 | 0 | 0 | 0 | 0 | 0
2040-05-27 | 1 | 29.1 | -15347 | -193 | -972 | 0 | 0 | 0 | 550 | 0 | 0 | 1204 | 53 | 319 | 4215 | 3288 | 2651 | 0 | 502 | 0 | 187 | 1190 | 0 | 688 | 1200 | 0 | 465 | 0 | 0 | 0 | 0 | 0 | 0 | 0 | 0 | 0
2040-05-27 | 2 | 27.94 | -14769 | -211 | -840 | 0 | 0 | -366 | 528 | 0 | 0 | 883 | 53 | 335 | 3995 | 3288 | 2963 | 0 | 508 | 0 | 182 | 1167 | 0 | 620 | 1200 | 0 | 465 | 0 | 0 | 0 | 0 | 0 | 0 | 0 | 0 | 0
2040-05-27 | 3 | 27.94 | -14437 | -229 | -762 | 0 | 0 | -1244 | 528 | 0 | 0 | 700 | 53 | 341 | 3995 | 3288 | 3765 | 0 | 444 | 0 | 171 | 1166 | 0 | 554 | 1200 | 0 | 465 | 0 | 0 | 0 | 0 | 0 | 0 | 0 | 0 | 0
2040-05-27 | 4 | 27.94 | -14351 | -270 | -683 | 0 | 0 | -1512 | 528 | 0 | 0 | 700 | 53 | 341 | 3827 | 3288 | 4365 | 0 | 430 | 0 | 163 | 1158 | 0 | 296 | 1200 | 0 | 465 | 0 | 0 | 0 | 0 | 0 | 0 | 0 | 0 | 0
2040-05-27 | 5 | 27.94 | -14431 | -315 | -683 | 0 | 0 | -914 | 528 | 0 | 0 | 725 | 53 | 341 | 3827 | 3288 | 3924 | 0 | 400 | 0 | 167 | 1151 | 0 | 273 | 1200 | 0 | 465 | 0 | 0 | 0 | 0 | 0 | 0 | 0 | 0 | 0
2040-05-27 | 6 | 27.94 | -15244 | -341 | -709 | 0 | 0 | -423 | 528 | 0 | 0 | 1085 | 53 | 341 | 4257 | 3288 | 3421 | 0 | 398 | 92 | 184 | 1152 | 0 | 253 | 1200 | 0 | 465 | 0 | 0 | 0 | 0 | 0 | 0 | 0 | 0 | 0
2040-05-27 | 7 | 35.98 | -16485 | -341 | -788 | 0 | 0 | 0 | 528 | 0 | 0 | 1382 | 53 | 341 | 4968 | 3288 | 2550 | 0 | 355 | 847 | 193 | 1167 | 0 | 276 | 1200 | 0 | 465 | 0 | 0 | 0 | 0 | 0 | 0 | 0 | 0 | 0
2040-05-27 | 8 | 35.32 | -17985 | -292 | -919 | 0 | 0 | 0 | 787 | 0 | 0 | 1382 | 53 | 341 | 4821 | 3288 | 2386 | 0 | 272 | 2544 | 206 | 1193 | 0 | 257 | 1200 | 0 | 465 | 0 | 0 | 0 | 0 | 0 | 0 | 0 | 0 | 0
2040-05-27 | 9 | 27.94 | -19273 | -229 | -1103 | 0 | 0 | -392 | 1680 | 0 | 0 | 725 | 53 | 341 | 4224 | 3288 | 1910 | 0 | 229 | 5200 | 207 | 1214 | 0 | 260 | 1200 | 0 | 465 | 0 | 0 | 0 | 0 | 0 | 0 | 0 | 0 | 0
2040-05-27 | 10 | 27.94 | -20397 | -175 | -1313 | 0 | 0 | -1219 | 2468 | 0 | 0 | 654 | 53 | 341 | 3009 | 3288 | 1695 | 0 | 220 | 7987 | 207 | 1242 | 0 | 276 | 1200 | 0 | 465 | 0 | 0 | 0 | 0 | 0 | 0 | 0 | 0 | 0
2040-05-27 | 11 | 27.12 | -21046 | -144 | -1182 | 0 | 0 | -1859 | 2996 | 0 | 0 | 654 | 53 | 341 | 1466 | 3288 | 1730 | 0 | 230 | 10081 | 207 | 1251 | 0 | 268 | 1200 | 0 | 465 | 0 | 0 | 0 | 0 | 0 | 0 | 0 | 0 | 0
2040-05-27 | 12 | 24.95 | -21381 | -144 | -1313 | -125 | -610 | -1859 | 3419 | 0 | 0 | 654 | 53 | 341 | 746 | 3288 | 1598 | 0 | 259 | 11655 | 206 | 1253 | 0 | 294 | 1200 | 0 | 465 | 0 | 0 | 0 | 0 | 0 | 0 | 0 | 0 | 0
2040-05-27 | 13 | 24.95 | -21363 | -135 | -1418 | -167 | -610 | -1859 | 3651 | 0 | 0 | 654 | 53 | 341 | 378 | 3288 | 1289 | 0 | 271 | 12199 | 206 | 1266 | 0 | 290 | 1200 | 0 | 465 | 0 | 0 | 0 | 0 | 0 | 0 | 0 | 0 | 0
2040-05-27 | 14 | 24.95 | -21247 | -135 | -1471 | -123 | -199 | -1859 | 3662 | 0 | 0 | 654 | 53 | 341 | 352 | 3288 | 1124 | 0 | 337 | 11778 | 206 | 1269 | 0 | 304 | 1200 | 0 | 465 | 0 | 0 | 0 | 0 | 0 | 0 | 0 | 0 | 0
2040-05-27 | 15 | 27.94 | -21339 | -135 | -1523 | 0 | 0 | -51 | 3625 | 0 | 0 | 654 | 53 | 341 | 352 | 3288 | 816 | 0 | 380 | 10094 | 207 | 1266 | 0 | 307 | 1200 | 0 | 465 | 0 | 0 | 0 | 0 | 0 | 0 | 0 | 0 | 0
2040-05-27 | 16 | 37.76 | -21615 | -144 | -1444 | 0 | 0 | 1282 | 3641 | 0 | 220 | 655 | 53 | 341 | 1104 | 3288 | 568 | 0 | 401 | 8196 | 206 | 1262 | 0 | 321 | 1200 | 0 | 465 | 0 | 0 | 0 | 0 | 0 | 0 | 0 | 0 | 0
2040-05-27 | 17 | 37.76 | -21893 | -144 | -1444 | 0 | 0 | 1200 | 3799 | 0 | 300 | 1012 | 53 | 341 | 3283 | 3288 | 502 | 0 | 467 | 5750 | 209 | 1265 | 0 | 346 | 1200 | 0 | 465 | 0 | 0 | 0 | 0 | 0 | 0 | 0 | 0 | 0
2040-05-27 | 18 | 37.76 | -21706 | -144 | -1471 | 0 | 0 | 1306 | 3963 | 0 | 300 | 1513 | 53 | 341 | 4655 | 3288 | 362 | 0 | 505 | 3506 | 209 | 1266 | 0 | 388 | 1200 | 0 | 465 | 0 | 0 | 0 | 0 | 0 | 0 | 0 | 0 | 0
2040-05-27 | 19 | 38.75 | -21487 | -162 | -1523 | 174 | 591 | 1859 | 3889 | 0 | 300 | 1534 | 53 | 341 | 5398 | 3288 | 152 | 0 | 496 | 1533 | 209 | 1280 | 0 | 409 | 1200 | 0 | 465 | 0 | 0 | 0 | 0 | 0 | 0 | 0 | 0 | 0
2040-05-27 | 20 | 38.75 | -21410 | -175 | -1418 | 183 | 600 | 1859 | 3725 | 0 | 300 | 1534 | 53 | 341 | 6576 | 3288 | 126 | 0 | 453 | 411 | 209 | 1274 | 0 | 406 | 1200 | 0 | 465 | 0 | 0 | 0 | 0 | 0 | 0 | 0 | 0 | 0
2040-05-27 | 21 | 38.75 | -20336 | -211 | -1339 | 0 | 29 | 1859 | 3662 | 0 | 300 | 1534 | 53 | 341 | 6785 | 3288 | 109 | 0 | 368 | 2 | 209 | 1269 | 0 | 413 | 1200 | 0 | 465 | 0 | 0 | 0 | 0 | 0 | 0 | 0 | 0 | 0
2040-05-27 | 22 | 37.76 | -18109 | -247 | -1208 | 0 | 0 | 588 | 3007 | 0 | 300 | 1534 | 53 | 341 | 6403 | 3288 | 115 | 0 | 370 | 0 | 209 | 1263 | 0 | 428 | 1200 | 0 | 465 | 0 | 0 | 0 | 0 | 0 | 0 | 0 | 0 | 0
2040-05-27 | 23 | 37.74 | -16165 | -315 | -1208 | 0 | 0 | 0 | 1802 | 0 | 300 | 1513 | 53 | 341 | 6303 | 3288 | 140 | 0 | 384 | 0 | 209 | 1257 | 0 | 432 | 1200 | 0 | 465 | 0 | 0 | 0 | 0 | 0 | 0 | 0 | 0 | 0
2040-05-27 | 24 | 37.76 | -15125 | -341 | -1103 | 0 | 0 | 80 | 692 | 0 | 300 | 1513 | 53 | 341 | 6331 | 3288 | 143 | 0 | 353 | 0 | 193 | 1242 | 0 | 375 | 1200 | 0 | 465 | 0 | 0 | 0 | 0 | 0 | 0 | 0 | 0 | 0
2040-05-28 | 1 | 33.72 | -14393 | -368 | -735 | 0 | 0 | 0 | 528 | 0 | 300 | 1382 | 53 | 341 | 5454 | 3288 | 101 | 0 | 319 | 0 | 187 | 1190 | 0 | 688 | 1200 | 0 | 465 | 0 | 0 | 0 | 0 | 0 | 0 | 0 | 0 | 0
2040-05-28 | 2 | 33.72 | -13983 | -395 | -657 | 0 | 0 | 0 | 528 | 0 | 300 | 1378 | 53 | 341 | 5208 | 3288 | 66 | 0 | 239 | 0 | 182 | 1167 | 0 | 620 | 1200 | 0 | 465 | 0 | 0 | 0 | 0 | 0 | 0 | 0 | 0 | 0
2040-05-28 | 3 | 34.35 | -13889 | -454 | -578 | 0 | 0 | 0 | 528 | 0 | 300 | 1378 | 53 | 341 | 5258 | 3288 | 33 | 0 | 185 | 0 | 171 | 1166 | 0 | 554 | 1200 | 0 | 465 | 0 | 0 | 0 | 0 | 0 | 0 | 0 | 0 | 0
2040-05-28 | 4 | 37.1 | -14244 | -485 | -551 | 0 | 0 | 0 | 528 | 0 | 300 | 1382 | 53 | 341 | 5930 | 3288 | 37 | 0 | 139 | 0 | 163 | 1158 | 0 | 296 | 1200 | 0 | 465 | 0 | 0 | 0 | 0 | 0 | 0 | 0 | 0 | 0
2040-05-28 | 5 | 39.27 | -15412 | -521 | -525 | 0 | 0 | 0 | 528 | 0 | 300 | 1514 | 53 | 341 | 7044 | 3288 | 29 | 0 | 104 | 0 | 167 | 1151 | 0 | 273 | 1200 | 0 | 465 | 0 | 0 | 0 | 0 | 0 | 0 | 0 | 0 | 0
2040-05-28 | 6 | 42.14 | -17701 | -553 | -551 | 0 | 0 | 0 | 528 | 0 | 300 | 1534 | 53 | 341 | 9301 | 3288 | 35 | 0 | 95 | 75 | 184 | 1152 | 0 | 253 | 1200 | 0 | 465 | 0 | 0 | 0 | 0 | 0 | 0 | 0 | 0 | 0
2040-05-28 | 7 | 42.45 | -19503 | -553 | -709 | 0 | 0 | 0 | 1575 | 0 | 300 | 1534 | 53 | 341 | 9555 | 3288 | 39 | 0 | 89 | 689 | 193 | 1167 | 0 | 276 | 1200 | 0 | 465 | 0 | 0 | 0 | 0 | 0 | 0 | 0 | 0 | 0
2040-05-28 | 8 | 40.27 | -20257 | -521 | -867 | 0 | 0 | 0 | 2637 | 0 | 300 | 1534 | 53 | 341 | 8283 | 3288 | 50 | 0 | 82 | 1756 | 206 | 1193 | 0 | 257 | 1200 | 0 | 465 | 0 | 0 | 0 | 0 | 0 | 0 | 0 | 0 | 0
2040-05-28 | 9 | 38.48 | -20643 | -485 | -1050 | 0 | 0 | 0 | 3118 | 0 | 300 | 1534 | 53 | 341 | 7083 | 3288 | 114 | 0 | 75 | 2927 | 207 | 1214 | 0 | 260 | 1200 | 0 | 465 | 0 | 0 | 0 | 0 | 0 | 0 | 0 | 0 | 0
2040-05-28 | 10 | 37 | -21137 | -454 | -1234 | 0 | 0 | 0 | 3408 | 0 | 300 | 1513 | 53 | 341 | 6244 | 3288 | 297 | 0 | 83 | 3908 | 207 | 1242 | 0 | 276 | 1200 | 0 | 465 | 0 | 0 | 0 | 0 | 0 | 0 | 0 | 0 | 0
2040-05-28 | 11 | 36.08 | -21489 | -454 | -1182 | 0 | 0 | 0 | 3657 | 0 | 300 | 1513 | 53 | 341 | 6211 | 3288 | 379 | 0 | 101 | 3891 | 207 | 1251 | 0 | 268 | 1200 | 0 | 465 | 0 | 0 | 0 | 0 | 0 | 0 | 0 | 0 | 0
2040-05-28 | 12 | 37.74 | -21151 | -454 | -1024 | 0 | 0 | 0 | 3767 | 0 | 300 | 1514 | 53 | 341 | 6520 | 3288 | 692 | 0 | 141 | 2594 | 206 | 1253 | 0 | 294 | 1200 | 0 | 465 | 0 | 0 | 0 | 0 | 0 | 0 | 0 | 0 | 0
2040-05-28 | 13 | 37.74 | -21070 | -485 | -1339 | 0 | 0 | 0 | 3757 | 0 | 300 | 1514 | 53 | 341 | 6344 | 3288 | 1099 | 0 | 171 | 2599 | 206 | 1266 | 0 | 290 | 1200 | 0 | 465 | 0 | 0 | 0 | 0 | 0 | 0 | 0 | 0 | 0
2040-05-28 | 14 | 35.98 | -20981 | -553 | -1313 | 0 | 0 | 0 | 3741 | 0 | 300 | 1514 | 53 | 341 | 5736 | 3288 | 2023 | 0 | 211 | 2196 | 206 | 1269 | 0 | 304 | 1200 | 0 | 465 | 0 | 0 | 0 | 0 | 0 | 0 | 0 | 0 | 0
2040-05-28 | 15 | 35.69 | -20479 | -589 | -1182 | 0 | 0 | 0 | 3635 | 0 | 300 | 1513 | 53 | 341 | 5536 | 3288 | 2397 | 0 | 243 | 1497 | 207 | 1266 | 0 | 307 | 1200 | 0 | 465 | 0 | 0 | 0 | 0 | 0 | 0 | 0 | 0 | 0
2040-05-28 | 16 | 34.21 | -20301 | -625 | -1549 | 0 | 0 | 0 | 3572 | 0 | 300 | 1514 | 53 | 341 | 5257 | 3288 | 3120 | 0 | 275 | 1299 | 206 | 1262 | 0 | 321 | 1200 | 0 | 465 | 0 | 0 | 0 | 0 | 0 | 0 | 0 | 0 | 0
2040-05-28 | 17 | 34.21 | -20314 | -665 | -1996 | 0 | 0 | 0 | 3741 | 0 | 300 | 1534 | 53 | 341 | 5248 | 3288 | 3697 | 0 | 283 | 1004 | 209 | 1265 | 0 | 346 | 1200 | 0 | 465 | 0 | 0 | 0 | 0 | 0 | 0 | 0 | 0 | 0
2040-05-28 | 18 | 35.32 | -20316 | -665 | -2390 | 0 | 0 | 0 | 3963 | 0 | 300 | 1534 | 53 | 341 | 5313 | 3288 | 4110 | 0 | 295 | 645 | 209 | 1266 | 0 | 388 | 1200 | 0 | 465 | 0 | 0 | 0 | 0 | 0 | 0 | 0 | 0 | 0
2040-05-28 | 19 | 35.37 | -20512 | -665 | -2285 | 0 | 0 | 0 | 3910 | 0 | 300 | 1534 | 53 | 341 | 5261 | 3288 | 4501 | 0 | 292 | 418 | 209 | 1280 | 0 | 409 | 1200 | 0 | 465 | 0 | 0 | 0 | 0 | 0 | 0 | 0 | 0 | 0
2040-05-28 | 20 | 28.61 | -20127 | -705 | -1602 | 0 | 0 | 0 | 3672 | 0 | 300 | 1513 | 53 | 341 | 4362 | 3288 | 4833 | 0 | 276 | 242 | 209 | 1274 | 0 | 406 | 1200 | 0 | 465 | 0 | 0 | 0 | 0 | 0 | 0 | 0 | 0 | 0
2040-05-28 | 21 | 23.36 | -18860 | -705 | -1471 | 0 | 0 | 0 | 3382 | 0 | 300 | 1390 | 53 | 199 | 3841 | 3288 | 4791 | 0 | 234 | 2 | 209 | 1269 | 0 | 413 | 1200 | 0 | 465 | 0 | 0 | 0 | 0 | 0 | 0 | 0 | 0 | 0
2040-05-28 | 22 | 22.27 | -17090 | -746 | -1234 | 0 | 0 | 0 | 2563 | 0 | 220 | 1085 | 53 | 168 | 3109 | 3288 | 4788 | 0 | 231 | 0 | 209 | 1263 | 0 | 428 | 1200 | 0 | 465 | 0 | 0 | 0 | 0 | 0 | 0 | 0 | 0 | 0
2040-05-28 | 23 | 18.15 | -15541 | -746 | -1024 | 0 | 0 | -19 | 1458 | 0 | 220 | 833 | 53 | 160 | 2766 | 3288 | 4788 | 0 | 200 | 0 | 209 | 1257 | 0 | 432 | 1200 | 0 | 465 | 0 | 0 | 0 | 0 | 0 | 0 | 0 | 0 | 0
2040-05-28 | 24 | 24.53 | -14471 | -746 | -840 | 0 | 0 | 14 | 528 | 0 | 220 | 784 | 53 | 319 | 2397 | 3288 | 4788 | 0 | 190 | 0 | 193 | 1242 | 0 | 375 | 1200 | 0 | 465 | 0 | 0 | 0 | 0 | 0 | 0 | 0 | 0 | 0
2040-05-29 | 1 | 29.05 | -13880 | -786 | -735 | 0 | -221 | -731 | 528 | 0 | 220 | 700 | 53 | 335 | 2554 | 3288 | 4787 | 0 | 157 | 0 | 187 | 1190 | 0 | 688 | 1200 | 0 | 465 | 0 | 0 | 0 | 0 | 0 | 0 | 0 | 0 | 0
2040-05-29 | 2 | 29.05 | -13555 | -786 | -657 | 0 | 0 | -1227 | 528 | 0 | 220 | 692 | 53 | 341 | 2554 | 3288 | 4786 | 0 | 128 | 0 | 182 | 1167 | 0 | 620 | 1200 | 0 | 465 | 0 | 0 | 0 | 0 | 0 | 0 | 0 | 0 | 0
2040-05-29 | 3 | 29.05 | -13550 | -831 | -578 | 0 | 0 | -1172 | 528 | 0 | 220 | 670 | 53 | 341 | 2554 | 3288 | 4790 | 0 | 130 | 0 | 171 | 1166 | 0 | 554 | 1200 | 0 | 465 | 0 | 0 | 0 | 0 | 0 | 0 | 0 | 0 | 0
2040-05-29 | 4 | 29.05 | -13955 | -831 | -551 | 0 | 0 | -386 | 528 | 0 | 220 | 700 | 53 | 341 | 2386 | 3288 | 4797 | 0 | 128 | 0 | 163 | 1158 | 0 | 296 | 1200 | 0 | 465 | 0 | 0 | 0 | 0 | 0 | 0 | 0 | 0 | 0
2040-05-29 | 5 | 37.84 | -15256 | -872 | -525 | 0 | 0 | 0 | 528 | 0 | 220 | 924 | 53 | 341 | 3121 | 3288 | 4795 | 0 | 127 | 0 | 167 | 1151 | 0 | 273 | 1200 | 0 | 465 | 0 | 0 | 0 | 0 | 0 | 0 | 0 | 0 | 0
2040-05-29 | 6 | 35.37 | -17575 | -872 | -551 | 0 | 0 | 0 | 581 | 0 | 220 | 1513 | 53 | 341 | 4819 | 3288 | 4740 | 0 | 124 | 65 | 184 | 1152 | 0 | 253 | 1200 | 0 | 465 | 0 | 0 | 0 | 0 | 0 | 0 | 0 | 0 | 0
2040-05-29 | 7 | 36.08 | -19287 | -872 | -709 | 0 | 0 | 0 | 2008 | 0 | 220 | 1514 | 53 | 341 | 5095 | 3288 | 4415 | 0 | 107 | 525 | 193 | 1167 | 0 | 276 | 1200 | 0 | 465 | 0 | 0 | 0 | 0 | 0 | 0 | 0 | 0 | 0
2040-05-29 | 8 | 35.59 | -19936 | -872 | -867 | 0 | 0 | 0 | 3065 | 0 | 220 | 1514 | 53 | 341 | 5021 | 3288 | 3517 | 0 | 90 | 1244 | 206 | 1193 | 0 | 257 | 1200 | 0 | 465 | 0 | 0 | 0 | 0 | 0 | 0 | 0 | 0 | 0
2040-05-29 | 9 | 34.21 | -20244 | -831 | -1050 | 0 | 0 | 0 | 3498 | 0 | 220 | 1513 | 53 | 341 | 4727 | 3288 | 2827 | 0 | 61 | 2251 | 207 | 1214 | 0 | 260 | 1200 | 0 | 465 | 0 | 0 | 0 | 0 | 0 | 0 | 0 | 0 | 0
2040-05-29 | 10 | 35.37 | -20584 | -746 | -1234 | 0 | 0 | 0 | 3725 | 0 | 220 | 1382 | 53 | 341 | 5160 | 3288 | 1493 | 0 | 44 | 3468 | 207 | 1242 | 0 | 276 | 1200 | 0 | 465 | 0 | 0 | 0 | 0 | 0 | 0 | 0 | 0 | 0
2040-05-29 | 11 | 29.05 | -20983 | -705 | -1182 | 0 | 0 | -641 | 3868 | 0 | 220 | 833 | 53 | 341 | 4686 | 3288 | 1250 | 0 | 31 | 5550 | 207 | 1251 | 0 | 268 | 1200 | 0 | 465 | 0 | 0 | 0 | 0 | 0 | 0 | 0 | 0 | 0
2040-05-29 | 12 | 29.05 | -20621 | -625 | -1024 | 0 | 0 | -682 | 3958 | 0 | 220 | 819 | 53 | 341 | 4559 | 3288 | 1174 | 0 | 31 | 5090 | 206 | 1253 | 0 | 294 | 1200 | 0 | 465 | 0 | 0 | 0 | 0 | 0 | 0 | 0 | 0 | 0
2040-05-29 | 13 | 29.05 | -20697 | -589 | -1339 | 0 | 0 | -1764 | 3894 | 0 | 220 | 655 | 53 | 341 | 4527 | 3288 | 822 | 0 | 31 | 7132 | 206 | 1266 | 0 | 290 | 1200 | 0 | 465 | 0 | 0 | 0 | 0 | 0 | 0 | 0 | 0 | 0
2040-05-29 | 14 | 29.05 | -20609 | -521 | -1313 | 0 | 0 | -1066 | 3894 | 0 | 220 | 670 | 53 | 341 | 4001 | 3288 | 751 | 0 | 28 | 6818 | 206 | 1269 | 0 | 304 | 1200 | 0 | 465 | 0 | 0 | 0 | 0 | 0 | 0 | 0 | 0 | 0
2040-05-29 | 15 | 35.98 | -20140 | -485 | -1182 | 0 | 0 | 0 | 3746 | 0 | 220 | 833 | 53 | 341 | 4477 | 3288 | 529 | 0 | 26 | 4849 | 207 | 1266 | 0 | 307 | 1200 | 0 | 465 | 0 | 0 | 0 | 0 | 0 | 0 | 0 | 0 | 0
2040-05-29 | 16 | 37.84 | -19811 | -485 | -1549 | 0 | 0 | 0 | 3672 | 0 | 220 | 1317 | 53 | 341 | 5063 | 3288 | 465 | 0 | 31 | 3941 | 206 | 1262 | 0 | 321 | 1200 | 0 | 465 | 0 | 0 | 0 | 0 | 0 | 0 | 0 | 0 | 0
2040-05-29 | 17 | 39.27 | -19720 | -454 | -1996 | 0 | 0 | 1 | 3715 | 0 | 220 | 1475 | 53 | 341 | 5912 | 3288 | 493 | 0 | 38 | 3149 | 209 | 1265 | 0 | 346 | 1200 | 0 | 465 | 0 | 0 | 0 | 0 | 0 | 0 | 0 | 0 | 0
2040-05-29 | 18 | 39.27 | -19880 | -485 | -2390 | 0 | 0 | 1396 | 3905 | 0 | 220 | 1534 | 53 | 341 | 6393 | 3288 | 427 | 0 | 45 | 1625 | 209 | 1266 | 0 | 388 | 1200 | 0 | 465 | 0 | 0 | 0 | 0 | 0 | 0 | 0 | 0 | 0
2040-05-29 | 19 | 40.27 | -20331 | -521 | -2285 | 0 | 190 | 1859 | 3963 | 0 | 220 | 1534 | 53 | 341 | 7148 | 3288 | 312 | 0 | 51 | 615 | 209 | 1280 | 0 | 409 | 1200 | 0 | 465 | 0 | 0 | 0 | 0 | 0 | 0 | 0 | 0 | 0
2040-05-29 | 20 | 39.27 | -20148 | -553 | -1602 | 0 | 0 | 1643 | 3868 | 0 | 220 | 1534 | 53 | 341 | 7157 | 3288 | 327 | 0 | 70 | 247 | 209 | 1274 | 0 | 406 | 1200 | 0 | 465 | 0 | 0 | 0 | 0 | 0 | 0 | 0 | 0 | 0
2040-05-29 | 21 | 39.27 | -19104 | -589 | -1471 | 0 | 0 | 776 | 3699 | 0 | 220 | 1534 | 53 | 341 | 7149 | 3288 | 426 | 0 | 114 | 7 | 209 | 1269 | 0 | 413 | 1200 | 0 | 465 | 0 | 0 | 0 | 0 | 0 | 0 | 0 | 0 | 0
2040-05-29 | 22 | 37.74 | -17311 | -625 | -1234 | 0 | 0 | 0 | 2980 | 0 | 220 | 1514 | 53 | 341 | 6410 | 3288 | 671 | 0 | 126 | 0 | 209 | 1263 | 0 | 428 | 1200 | 0 | 465 | 0 | 0 | 0 | 0 | 0 | 0 | 0 | 0 | 0
2040-05-29 | 23 | 35.69 | -15693 | -665 | -1024 | 0 | 0 | 0 | 1849 | 0 | 220 | 1475 | 53 | 341 | 5716 | 3288 | 736 | 0 | 140 | 0 | 209 | 1257 | 0 | 432 | 1200 | 0 | 465 | 0 | 0 | 0 | 0 | 0 | 0 | 0 | 0 | 0
2040-05-29 | 24 | 35.69 | -14564 | -665 | -840 | 0 | 0 | 0 | 830 | 0 | 220 | 1431 | 53 | 341 | 5523 | 3288 | 762 | 0 | 146 | 0 | 193 | 1242 | 0 | 375 | 1200 | 0 | 465 | 0 | 0 | 0 | 0 | 0 | 0 | 0 | 0 | 0
2040-05-30 | 1 | 31.75 | -13893 | -665 | -735 | 0 | 0 | -118 | 528 | 0 | 220 | 1378 | 53 | 341 | 4757 | 3288 | 976 | 0 | 139 | 0 | 187 | 1190 | 0 | 688 | 1200 | 0 | 465 | 0 | 0 | 0 | 0 | 0 | 0 | 0 | 0 | 0
2040-05-30 | 2 | 31.75 | -13641 | -705 | -657 | 0 | 0 | -318 | 528 | 0 | 220 | 1267 | 53 | 341 | 4545 | 3288 | 1304 | 0 | 141 | 0 | 182 | 1167 | 0 | 620 | 1200 | 0 | 465 | 0 | 0 | 0 | 0 | 0 | 0 | 0 | 0 | 0
2040-05-30 | 3 | 31.99 | -13609 | -705 | -578 | 0 | 0 | 0 | 528 | 0 | 220 | 1187 | 53 | 341 | 4665 | 3288 | 926 | 0 | 128 | 0 | 171 | 1166 | 0 | 554 | 1200 | 0 | 465 | 0 | 0 | 0 | 0 | 0 | 0 | 0 | 0 | 0
2040-05-30 | 4 | 35.37 | -14069 | -705 | -551 | 0 | 0 | 0 | 528 | 0 | 220 | 1303 | 53 | 341 | 5092 | 3288 | 1077 | 0 | 142 | 0 | 163 | 1158 | 0 | 296 | 1200 | 0 | 465 | 0 | 0 | 0 | 0 | 0 | 0 | 0 | 0 | 0
2040-05-30 | 5 | 37.9 | -15335 | -705 | -525 | 0 | 0 | 0 | 528 | 0 | 220 | 1513 | 53 | 341 | 5930 | 3288 | 1310 | 0 | 126 | 0 | 167 | 1151 | 0 | 273 | 1200 | 0 | 465 | 0 | 0 | 0 | 0 | 0 | 0 | 0 | 0 | 0
2040-05-30 | 6 | 42.91 | -17674 | -705 | -551 | 0 | 0 | 198 | 560 | 0 | 220 | 1534 | 53 | 341 | 7910 | 3288 | 1390 | 0 | 127 | 56 | 184 | 1152 | 0 | 253 | 1200 | 0 | 465 | 0 | 0 | 0 | 0 | 0 | 0 | 0 | 0 | 0
2040-05-30 | 7 | 42.91 | -19441 | -705 | -709 | 0 | 0 | 125 | 2003 | 0 | 220 | 1534 | 53 | 341 | 8161 | 3288 | 1274 | 0 | 115 | 440 | 193 | 1167 | 0 | 276 | 1200 | 0 | 465 | 0 | 0 | 0 | 0 | 0 | 0 | 0 | 0 | 0
2040-05-30 | 8 | 39.34 | -20022 | -665 | -867 | 0 | 0 | 0 | 3075 | 0 | 300 | 1534 | 53 | 341 | 6920 | 3288 | 1266 | 0 | 89 | 1365 | 206 | 1193 | 0 | 257 | 1200 | 0 | 465 | 0 | 0 | 0 | 0 | 0 | 0 | 0 | 0 | 0
2040-05-30 | 9 | 29.01 | -20227 | -625 | -1050 | 0 | 0 | -52 | 3472 | 0 | 300 | 1260 | 53 | 341 | 4743 | 3288 | 1138 | 0 | 68 | 3944 | 207 | 1214 | 0 | 260 | 1200 | 0 | 465 | 0 | 0 | 0 | 0 | 0 | 0 | 0 | 0 | 0
2040-05-30 | 10 | 29.01 | -20648 | -589 | -1234 | 0 | 0 | -788 | 3662 | 0 | 300 | 700 | 53 | 341 | 4082 | 3288 | 920 | 0 | 77 | 6446 | 207 | 1242 | 0 | 276 | 1200 | 0 | 465 | 0 | 0 | 0 | 0 | 0 | 0 | 0 | 0 | 0
2040-05-30 | 11 | 28.14 | -21046 | -521 | -1182 | 0 | -78 | -1859 | 3841 | 0 | 300 | 654 | 53 | 341 | 3636 | 3288 | 570 | 0 | 97 | 8514 | 207 | 1251 | 0 | 268 | 1200 | 0 | 465 | 0 | 0 | 0 | 0 | 0 | 0 | 0 | 0 | 0
2040-05-30 | 12 | 28.14 | -20779 | -485 | -1024 | 0 | -468 | -1859 | 3952 | 0 | 300 | 654 | 53 | 341 | 2112 | 3288 | 325 | 0 | 125 | 10047 | 206 | 1253 | 0 | 294 | 1200 | 0 | 465 | 0 | 0 | 0 | 0 | 0 | 0 | 0 | 0 | 0
2040-05-30 | 13 | 28.14 | -20903 | -395 | -1339 | 0 | -294 | -1859 | 3915 | 0 | 300 | 654 | 53 | 341 | 2112 | 3288 | 245 | 0 | 182 | 10273 | 206 | 1266 | 0 | 290 | 1200 | 0 | 465 | 0 | 0 | 0 | 0 | 0 | 0 | 0 | 0 | 0
2040-05-30 | 14 | 28.14 | -20943 | -368 | -1313 | 0 | -40 | -1859 | 3963 | 0 | 300 | 654 | 53 | 341 | 2012 | 3288 | 228 | 0 | 189 | 10051 | 206 | 1269 | 0 | 304 | 1200 | 0 | 465 | 0 | 0 | 0 | 0 | 0 | 0 | 0 | 0 | 0
2040-05-30 | 15 | 29.01 | -20493 | -341 | -1182 | 0 | 0 | -502 | 3894 | 0 | 300 | 654 | 53 | 341 | 2008 | 3288 | 224 | 0 | 215 | 8096 | 207 | 1266 | 0 | 307 | 1200 | 0 | 465 | 0 | 0 | 0 | 0 | 0 | 0 | 0 | 0 | 0
2040-05-30 | 16 | 39.21 | -20036 | -341 | -1549 | 0 | 11 | 1069 | 3831 | 0 | 300 | 819 | 53 | 341 | 3207 | 3288 | 143 | 0 | 263 | 5148 | 206 | 1262 | 0 | 321 | 1200 | 0 | 465 | 0 | 0 | 0 | 0 | 0 | 0 | 0 | 0 | 0
2040-05-30 | 17 | 39.21 | -19710 | -315 | -1996 | 0 | 0 | 1479 | 3804 | 0 | 300 | 1085 | 53 | 341 | 3344 | 3288 | 253 | 0 | 326 | 4261 | 209 | 1265 | 0 | 346 | 1200 | 0 | 465 | 0 | 0 | 0 | 0 | 0 | 0 | 0 | 0 | 0
2040-05-30 | 18 | 39.21 | -19742 | -315 | -2390 | 0 | 0 | 248 | 3836 | 0 | 300 | 1513 | 53 | 341 | 5893 | 3288 | 191 | 0 | 341 | 2915 | 209 | 1266 | 0 | 388 | 1200 | 0 | 465 | 0 | 0 | 0 | 0 | 0 | 0 | 0 | 0 | 0
2040-05-30 | 19 | 39.21 | -20351 | -315 | -2285 | 0 | 299 | 1445 | 3804 | 0 | 300 | 1534 | 53 | 341 | 6460 | 3288 | 283 | 0 | 342 | 1237 | 209 | 1280 | 0 | 409 | 1200 | 0 | 465 | 0 | 0 | 0 | 0 | 0 | 0 | 0 | 0 | 0
2040-05-30 | 20 | 39.21 | -20452 | -341 | -1602 | 0 | 345 | 1549 | 3799 | 0 | 300 | 1534 | 53 | 341 | 6668 | 3288 | 370 | 0 | 348 | 245 | 209 | 1274 | 0 | 406 | 1200 | 0 | 465 | 0 | 0 | 0 | 0 | 0 | 0 | 0 | 0 | 0
2040-05-30 | 21 | 39.21 | -19475 | -368 | -1471 | 0 | 102 | 706 | 3789 | 0 | 300 | 1534 | 53 | 341 | 6668 | 3288 | 534 | 0 | 436 | 8 | 209 | 1269 | 0 | 413 | 1200 | 0 | 465 | 0 | 0 | 0 | 0 | 0 | 0 | 0 | 0 | 0
2040-05-30 | 22 | 37.71 | -17690 | -395 | -1234 | 0 | 0 | 0 | 3096 | 0 | 300 | 1513 | 53 | 341 | 6074 | 3288 | 663 | 0 | 426 | 0 | 209 | 1263 | 0 | 428 | 1200 | 0 | 465 | 0 | 0 | 0 | 0 | 0 | 0 | 0 | 0 | 0
2040-05-30 | 23 | 34.35 | -16042 | -427 | -1024 | 0 | 0 | 0 | 1966 | 0 | 300 | 1431 | 53 | 341 | 5287 | 3288 | 835 | 0 | 429 | 0 | 209 | 1257 | 0 | 432 | 1200 | 0 | 465 | 0 | 0 | 0 | 0 | 0 | 0 | 0 | 0 | 0
2040-05-30 | 24 | 33.72 | -14911 | -454 | -840 | 0 | 0 | 0 | 935 | 0 | 300 | 1378 | 53 | 341 | 4963 | 3288 | 1054 | 0 | 419 | 0 | 193 | 1242 | 0 | 375 | 1200 | 0 | 465 | 0 | 0 | 0 | 0 | 0 | 0 | 0 | 0 | 0
2040-05-31 | 1 | 29.44 | -14288 | -454 | -735 | 0 | 0 | -218 | 528 | 0 | 300 | 1224 | 53 | 341 | 4571 | 3288 | 1231 | 0 | 427 | 0 | 187 | 1190 | 0 | 688 | 1200 | 0 | 465 | 0 | 0 | 0 | 0 | 0 | 0 | 0 | 0 | 0
2040-05-31 | 2 | 29.44 | -13993 | -454 | -657 | 0 | 0 | -161 | 528 | 0 | 300 | 960 | 53 | 341 | 4439 | 3288 | 1269 | 0 | 452 | 0 | 182 | 1167 | 0 | 620 | 1200 | 0 | 465 | 0 | 0 | 0 | 0 | 0 | 0 | 0 | 0 | 0
2040-05-31 | 3 | 29.44 | -13946 | -454 | -578 | 0 | 0 | -311 | 528 | 0 | 300 | 1034 | 53 | 341 | 4439 | 3288 | 1319 | 0 | 429 | 0 | 171 | 1166 | 0 | 554 | 1200 | 0 | 465 | 0 | 0 | 0 | 0 | 0 | 0 | 0 | 0 | 0
2040-05-31 | 4 | 29.44 | -14371 | -454 | -551 | 0 | 0 | -138 | 528 | 0 | 300 | 1267 | 53 | 341 | 4601 | 3288 | 1468 | 0 | 386 | 0 | 163 | 1158 | 0 | 296 | 1200 | 0 | 465 | 0 | 0 | 0 | 0 | 0 | 0 | 0 | 0 | 0
2040-05-31 | 5 | 34.21 | -15585 | -485 | -525 | 0 | 0 | 0 | 528 | 0 | 300 | 1513 | 53 | 341 | 4945 | 3288 | 2025 | 0 | 345 | 0 | 167 | 1151 | 0 | 273 | 1200 | 0 | 465 | 0 | 0 | 0 | 0 | 0 | 0 | 0 | 0 | 0
2040-05-31 | 6 | 39.79 | -17819 | -454 | -551 | 0 | 0 | 0 | 528 | 0 | 300 | 1534 | 53 | 341 | 6975 | 3288 | 2140 | 0 | 330 | 80 | 184 | 1152 | 0 | 253 | 1200 | 0 | 465 | 0 | 0 | 0 | 0 | 0 | 0 | 0 | 0 | 0
2040-05-31 | 7 | 39.79 | -19738 | -454 | -709 | 0 | 0 | 612 | 1273 | 0 | 300 | 1534 | 53 | 341 | 7123 | 3288 | 1927 | 0 | 321 | 825 | 193 | 1167 | 0 | 276 | 1200 | 0 | 465 | 0 | 0 | 0 | 0 | 0 | 0 | 0 | 0 | 0
2040-05-31 | 8 | 38.83 | -20691 | -395 | -867 | 0 | 0 | 0 | 2351 | 0 | 300 | 1534 | 53 | 341 | 6680 | 3288 | 1350 | 0 | 299 | 2435 | 206 | 1193 | 0 | 257 | 1200 | 0 | 465 | 0 | 0 | 0 | 0 | 0 | 0 | 0 | 0 | 0
2040-05-31 | 9 | 33.53 | -21400 | -341 | -1050 | 0 | 0 | 0 | 2917 | 0 | 300 | 1382 | 53 | 341 | 5161 | 3288 | 914 | 0 | 302 | 4787 | 207 | 1214 | 0 | 260 | 1200 | 0 | 465 | 0 | 0 | 0 | 0 | 0 | 0 | 0 | 0 | 0
2040-05-31 | 10 | 29.29 | -22235 | -229 | -1234 | 0 | 0 | -530 | 3334 | 0 | 300 | 833 | 53 | 341 | 4732 | 3288 | 797 | 0 | 300 | 6860 | 207 | 1242 | 0 | 276 | 1200 | 0 | 465 | 0 | 0 | 0 | 0 | 0 | 0 | 0 | 0 | 0
2040-05-31 | 11 | 29.29 | -22734 | -175 | -1182 | 0 | 0 | -1799 | 3725 | 0 | 220 | 655 | 53 | 341 | 4001 | 3288 | 831 | 0 | 367 | 9018 | 207 | 1251 | 0 | 268 | 1200 | 0 | 465 | 0 | 0 | 0 | 0 | 0 | 0 | 0 | 0 | 0
2040-05-31 | 12 | 27.12 | -22434 | -162 | -1024 | 0 | -610 | -1859 | 3900 | 0 | 220 | 654 | 53 | 341 | 2734 | 3288 | 701 | 0 | 350 | 10430 | 206 | 1253 | 0 | 294 | 1200 | 0 | 465 | 0 | 0 | 0 | 0 | 0 | 0 | 0 | 0 | 0
2040-05-31 | 13 | 28.46 | -22568 | -162 | -1339 | 0 | -288 | -1859 | 3894 | 0 | 220 | 654 | 53 | 341 | 2792 | 3288 | 602 | 0 | 296 | 10648 | 206 | 1266 | 0 | 290 | 1200 | 0 | 465 | 0 | 0 | 0 | 0 | 0 | 0 | 0 | 0 | 0
2040-05-31 | 14 | 28.46 | -22661 | -175 | -1313 | 0 | -27 | -1859 | 3963 | 0 | 220 | 654 | 53 | 341 | 2692 | 3288 | 354 | 0 | 291 | 10735 | 206 | 1269 | 0 | 304 | 1200 | 0 | 465 | 0 | 0 | 0 | 0 | 0 | 0 | 0 | 0 | 0
2040-05-31 | 15 | 29.29 | -22108 | -144 | -1182 | 0 | 0 | -1559 | 3926 | 0 | 220 | 654 | 53 | 341 | 2713 | 3288 | 231 | 0 | 251 | 9871 | 207 | 1266 | 0 | 307 | 1200 | 0 | 465 | 0 | 0 | 0 | 0 | 0 | 0 | 0 | 0 | 0
2040-05-31 | 16 | 30.45 | -21579 | -144 | -1549 | 0 | 0 | 0 | 3815 | 0 | 220 | 655 | 53 | 341 | 2842 | 3288 | 97 | 0 | 265 | 8242 | 206 | 1262 | 0 | 321 | 1200 | 0 | 465 | 0 | 0 | 0 | 0 | 0 | 0 | 0 | 0 | 0
2040-05-31 | 17 | 39.59 | -20906 | -144 | -1996 | 0 | 0 | 456 | 3762 | 0 | 220 | 953 | 53 | 341 | 4359 | 3288 | 108 | 0 | 241 | 5779 | 209 | 1265 | 0 | 346 | 1200 | 0 | 465 | 0 | 0 | 0 | 0 | 0 | 0 | 0 | 0 | 0
2040-05-31 | 18 | 39.59 | -20494 | -144 | -2390 | 0 | 0 | 1232 | 3604 | 0 | 220 | 1514 | 53 | 341 | 5406 | 3288 | 141 | 0 | 240 | 3459 | 209 | 1266 | 0 | 388 | 1200 | 0 | 465 | 0 | 0 | 0 | 0 | 0 | 0 | 0 | 0 | 0
2040-05-31 | 19 | 39.59 | -20626 | -175 | -2285 | 0 | 592 | 1859 | 3345 | 0 | 220 | 1534 | 53 | 341 | 6176 | 3288 | 269 | 0 | 229 | 1617 | 209 | 1280 | 0 | 409 | 1200 | 0 | 465 | 0 | 0 | 0 | 0 | 0 | 0 | 0 | 0 | 0
2040-05-31 | 20 | 39.59 | -20599 | -175 | -1602 | 0 | 203 | 1859 | 3070 | 0 | 220 | 1534 | 53 | 341 | 7148 | 3288 | 399 | 0 | 229 | 478 | 209 | 1274 | 0 | 406 | 1200 | 0 | 465 | 0 | 0 | 0 | 0 | 0 | 0 | 0 | 0 | 0
2040-05-31 | 21 | 39.59 | -19923 | -247 | -1471 | 0 | 0 | 1577 | 3022 | 0 | 220 | 1534 | 53 | 341 | 7124 | 3288 | 621 | 0 | 288 | 16 | 209 | 1269 | 0 | 413 | 1200 | 0 | 465 | 0 | 0 | 0 | 0 | 0 | 0 | 0 | 0 | 0
2040-05-31 | 22 | 39.59 | -18309 | -315 | -1234 | 0 | 1 | 21 | 2563 | 0 | 220 | 1534 | 53 | 341 | 7054 | 3288 | 920 | 0 | 298 | 0 | 209 | 1263 | 0 | 428 | 1200 | 0 | 465 | 0 | 0 | 0 | 0 | 0 | 0 | 0 | 0 | 0
2040-05-31 | 23 | 37.9 | -16668 | -395 | -1024 | 0 | 0 | 0 | 1617 | 0 | 220 | 1514 | 53 | 341 | 6329 | 3288 | 889 | 0 | 273 | 0 | 209 | 1257 | 0 | 432 | 1200 | 0 | 465 | 0 | 0 | 0 | 0 | 0 | 0 | 0 | 0 | 0
2040-05-31 | 24 | 37 | -15380 | -395 | -840 | 0 | 0 | 0 | 639 | 0 | 220 | 1493 | 53 | 341 | 5966 | 3288 | 893 | 0 | 246 | 0 | 193 | 1242 | 0 | 375 | 1200 | 0 | 465 | 0 | 0 | 0 | 0 | 0 | 0 | 0 | 0 | 0
2040-06-01 | 1 | 27.83 | -14566 | -395 | -735 | 0 | 0 | 0 | 1157 | 0 | 220 | 640 | 53 | 341 | 4923 | 3288 | 853 | 0 | 198 | 0 | 199 | 1254 | 0 | 906 | 1200 | 0 | 465 | 0 | 0 | 0 | 0 | 0 | 0 | 0 | 0 | 0
2040-06-01 | 2 | 31.75 | -14080 | -427 | -657 | 0 | 0 | 0 | 544 | 0 | 220 | 701 | 53 | 341 | 5259 | 3288 | 643 | 0 | 152 | 0 | 196 | 1205 | 0 | 895 | 1200 | 0 | 465 | 0 | 0 | 0 | 0 | 0 | 0 | 0 | 0 | 0
2040-06-01 | 3 | 31.75 | -13795 | -454 | -578 | 0 | 0 | 0 | 528 | 0 | 220 | 654 | 53 | 341 | 5194 | 3288 | 501 | 0 | 136 | 0 | 194 | 1184 | 0 | 868 | 1200 | 0 | 465 | 0 | 0 | 0 | 0 | 0 | 0 | 0 | 0 | 0
2040-06-01 | 4 | 33.5 | -13794 | -485 | -551 | 0 | 0 | 0 | 528 | 0 | 220 | 654 | 53 | 341 | 5727 | 3288 | 438 | 0 | 93 | 0 | 189 | 1169 | 0 | 466 | 1200 | 0 | 465 | 0 | 0 | 0 | 0 | 0 | 0 | 0 | 0 | 0
2040-06-01 | 5 | 34.91 | -14054 | -521 | -525 | 0 | 0 | 0 | 528 | 0 | 220 | 826 | 53 | 341 | 6063 | 3288 | 244 | 0 | 68 | 0 | 187 | 1161 | 0 | 456 | 1200 | 0 | 465 | 0 | 0 | 0 | 0 | 0 | 0 | 0 | 0 | 0
2040-06-01 | 6 | 36.41 | -14812 | -521 | -551 | 0 | 0 | 0 | 528 | 0 | 220 | 902 | 53 | 341 | 6794 | 3288 | 140 | 0 | 82 | 102 | 190 | 1167 | 0 | 412 | 1200 | 0 | 465 | 0 | 0 | 0 | 0 | 0 | 0 | 0 | 0 | 0
2040-06-01 | 7 | 36.86 | -16116 | -553 | -709 | 0 | 0 | 0 | 877 | 0 | 220 | 1035 | 53 | 341 | 7077 | 3288 | 225 | 0 | 72 | 806 | 189 | 1172 | 0 | 358 | 1200 | 0 | 465 | 0 | 0 | 0 | 0 | 0 | 0 | 0 | 0 | 0
2040-06-01 | 8 | 35.52 | -17432 | -485 | -867 | 0 | 0 | 0 | 1892 | 0 | 220 | 869 | 53 | 341 | 6359 | 3288 | 205 | 0 | 59 | 2134 | 192 | 1190 | 0 | 317 | 1200 | 0 | 465 | 0 | 0 | 0 | 0 | 0 | 0 | 0 | 0 | 0
2040-06-01 | 9 | 30.53 | -18374 | -427 | -1050 | 0 | 0 | 0 | 2933 | 0 | 220 | 560 | 53 | 341 | 4823 | 3288 | 198 | 0 | 57 | 4009 | 193 | 1209 | 0 | 302 | 1200 | 0 | 465 | 0 | 0 | 0 | 0 | 0 | 0 | 0 | 0 | 0
2040-06-01 | 10 | 24.62 | -19198 | -368 | -1234 | 0 | 0 | -552 | 3694 | 0 | 0 | 523 | 53 | 341 | 3577 | 3288 | 146 | 0 | 47 | 6286 | 195 | 1251 | 0 | 287 | 1200 | 0 | 465 | 0 | 0 | 0 | 0 | 0 | 0 | 0 | 0 | 0
2040-06-01 | 11 | 24.62 | -19839 | -315 | -1182 | 0 | 0 | -1026 | 4211 | 0 | 0 | 523 | 53 | 341 | 2139 | 3288 | 129 | 0 | 74 | 8196 | 195 | 1277 | 0 | 271 | 1200 | 0 | 465 | 0 | 0 | 0 | 0 | 0 | 0 | 0 | 0 | 0
2040-06-01 | 12 | 24.62 | -19827 | -270 | -1024 | 0 | 0 | -1733 | 4528 | 0 | 0 | 523 | 53 | 341 | 1043 | 3288 | 171 | 0 | 65 | 9408 | 195 | 1293 | 0 | 279 | 1200 | 0 | 465 | 0 | 0 | 0 | 0 | 0 | 0 | 0 | 0 | 0
2040-06-01 | 13 | 24.21 | -19963 | -229 | -1339 | 0 | -252 | -1859 | 4697 | 0 | 0 | 523 | 53 | 252 | 977 | 3288 | 245 | 0 | 61 | 10085 | 196 | 1310 | 0 | 290 | 1200 | 0 | 465 | 0 | 0 | 0 | 0 | 0 | 0 | 0 | 0 | 0
2040-06-01 | 14 | 24.36 | -20098 | -193 | -1313 | 0 | 0 | -1859 | 4756 | 0 | 0 | 523 | 53 | 341 | 1032 | 3288 | 258 | 0 | 63 | 9661 | 196 | 1319 | 0 | 309 | 1200 | 0 | 465 | 0 | 0 | 0 | 0 | 0 | 0 | 0 | 0 | 0
2040-06-01 | 15 | 24.62 | -19695 | -175 | -1182 | 0 | 0 | -1522 | 4750 | 0 | 0 | 523 | 53 | 341 | 1043 | 3288 | 435 | 0 | 66 | 8571 | 194 | 1320 | 0 | 325 | 1200 | 0 | 465 | 0 | 0 | 0 | 0 | 0 | 0 | 0 | 0 | 0
2040-06-01 | 16 | 33.24 | -19202 | -162 | -1549 | 0 | 0 | 0 | 4692 | 0 | 0 | 523 | 53 | 341 | 1375 | 3288 | 441 | 0 | 73 | 6623 | 197 | 1323 | 0 | 320 | 1200 | 0 | 465 | 0 | 0 | 0 | 0 | 0 | 0 | 0 | 0 | 0
2040-06-01 | 17 | 33.28 | -18845 | -175 | -1996 | 0 | 0 | 424 | 4655 | 0 | 0 | 523 | 53 | 341 | 2829 | 3288 | 656 | 0 | 103 | 4588 | 198 | 1341 | 0 | 352 | 1200 | 0 | 465 | 0 | 0 | 0 | 0 | 0 | 0 | 0 | 0 | 0
2040-06-01 | 18 | 33.28 | -18717 | -193 | -2390 | 0 | 0 | 359 | 4692 | 0 | 0 | 610 | 53 | 341 | 4719 | 3288 | 436 | 0 | 118 | 3073 | 198 | 1349 | 0 | 397 | 1200 | 0 | 465 | 0 | 0 | 0 | 0 | 0 | 0 | 0 | 0 | 0
2040-06-01 | 19 | 33.28 | -18992 | -211 | -2285 | 0 | 0 | 1648 | 4544 | 0 | 0 | 908 | 53 | 341 | 5102 | 3288 | 268 | 0 | 150 | 1545 | 198 | 1349 | 0 | 427 | 1200 | 0 | 465 | 0 | 0 | 0 | 0 | 0 | 0 | 0 | 0 | 0
2040-06-01 | 20 | 34.63 | -19089 | -247 | -1602 | 0 | 217 | 1859 | 4296 | 0 | 0 | 1035 | 53 | 341 | 5481 | 3288 | 150 | 0 | 167 | 398 | 199 | 1349 | 0 | 440 | 1200 | 0 | 465 | 0 | 0 | 0 | 0 | 0 | 0 | 0 | 0 | 0
2040-06-01 | 21 | 33.28 | -18630 | -292 | -1471 | 0 | 0 | 1435 | 4306 | 0 | 80 | 1035 | 53 | 341 | 5675 | 3288 | 293 | 0 | 227 | 14 | 199 | 1346 | 0 | 434 | 1200 | 0 | 465 | 0 | 0 | 0 | 0 | 0 | 0 | 0 | 0 | 0
2040-06-01 | 22 | 33.28 | -17388 | -341 | -1234 | 0 | 0 | 530 | 3836 | 0 | 80 | 869 | 53 | 341 | 5651 | 3288 | 369 | 0 | 274 | 0 | 199 | 1352 | 0 | 456 | 1200 | 0 | 465 | 0 | 0 | 0 | 0 | 0 | 0 | 0 | 0 | 0
2040-06-01 | 23 | 33.28 | -16012 | -395 | -1024 | 0 | 0 | 72 | 2811 | 0 | 80 | 749 | 53 | 341 | 5601 | 3288 | 481 | 0 | 260 | 0 | 198 | 1338 | 0 | 494 | 1200 | 0 | 465 | 0 | 0 | 0 | 0 | 0 | 0 | 0 | 0 | 0
2040-06-01 | 24 | 33.23 | -14632 | -427 | -840 | 0 | 0 | 0 | 1707 | 0 | 80 | 640 | 53 | 341 | 5336 | 3288 | 572 | 0 | 252 | 0 | 195 | 1311 | 0 | 458 | 1200 | 0 | 465 | 0 | 0 | 0 | 0 | 0 | 0 | 0 | 0 | 0
2040-06-02 | 1 | 33.08 | -13933 | -454 | -972 | 0 | 0 | -98 | 528 | 0 | 80 | 826 | 52 | 335 | 5615 | 3273 | 486 | 0 | 241 | 0 | 199 | 1254 | 0 | 906 | 1200 | 0 | 462 | 0 | 0 | 0 | 0 | 0 | 0 | 0 | 0 | 0
2040-06-02 | 2 | 33.08 | -13483 | -454 | -840 | 0 | 0 | -274 | 528 | 0 | 80 | 654 | 52 | 335 | 5546 | 3273 | 397 | 0 | 228 | 0 | 196 | 1205 | 0 | 895 | 1200 | 0 | 462 | 0 | 0 | 0 | 0 | 0 | 0 | 0 | 0 | 0
2040-06-02 | 3 | 33.08 | -13337 | -485 | -762 | 0 | 0 | -255 | 528 | 0 | 80 | 640 | 52 | 335 | 5343 | 3273 | 464 | 0 | 215 | 0 | 194 | 1184 | 0 | 868 | 1200 | 0 | 462 | 0 | 0 | 0 | 0 | 0 | 0 | 0 | 0 | 0
2040-06-02 | 4 | 33.08 | -13323 | -485 | -683 | 0 | 0 | -49 | 528 | 0 | 80 | 628 | 52 | 335 | 5343 | 3273 | 608 | 0 | 207 | 0 | 189 | 1169 | 0 | 466 | 1200 | 0 | 462 | 0 | 0 | 0 | 0 | 0 | 0 | 0 | 0 | 0
2040-06-02 | 5 | 33.08 | -13399 | -485 | -683 | 0 | 0 | -32 | 528 | 0 | 80 | 640 | 52 | 335 | 5327 | 3273 | 704 | 0 | 193 | 0 | 187 | 1161 | 0 | 456 | 1200 | 0 | 462 | 0 | 0 | 0 | 0 | 0 | 0 | 0 | 0 | 0
2040-06-02 | 6 | 33.86 | -13915 | -485 | -709 | 0 | 0 | 0 | 528 | 0 | 80 | 716 | 52 | 335 | 5503 | 3273 | 888 | 0 | 207 | 96 | 190 | 1167 | 0 | 412 | 1200 | 0 | 462 | 0 | 0 | 0 | 0 | 0 | 0 | 0 | 0 | 0
2040-06-02 | 7 | 35.93 | -14949 | -485 | -788 | 0 | 0 | 0 | 528 | 0 | 80 | 869 | 52 | 335 | 6118 | 3273 | 756 | 0 | 210 | 619 | 189 | 1172 | 0 | 358 | 1200 | 0 | 462 | 0 | 0 | 0 | 0 | 0 | 0 | 0 | 0 | 0
2040-06-02 | 8 | 37.46 | -16301 | -485 | -919 | 0 | 0 | 0 | 597 | 0 | 80 | 1031 | 52 | 335 | 6731 | 3273 | 658 | 0 | 227 | 1359 | 192 | 1190 | 0 | 317 | 1200 | 0 | 462 | 0 | 0 | 0 | 0 | 0 | 0 | 0 | 0 | 0
2040-06-02 | 9 | 35.52 | -17302 | -454 | -1103 | 0 | 0 | 0 | 1643 | 0 | 80 | 813 | 52 | 335 | 5912 | 3273 | 583 | 0 | 216 | 2585 | 193 | 1209 | 0 | 302 | 1200 | 0 | 462 | 0 | 0 | 0 | 0 | 0 | 0 | 0 | 0 | 0
2040-06-02 | 10 | 33.08 | -18255 | -427 | -1313 | 0 | 0 | -239 | 2452 | 0 | 80 | 585 | 52 | 335 | 5366 | 3273 | 413 | 0 | 195 | 4086 | 195 | 1251 | 0 | 287 | 1200 | 0 | 462 | 0 | 0 | 0 | 0 | 0 | 0 | 0 | 0 | 0
2040-06-02 | 11 | 33.08 | -18850 | -395 | -1182 | 0 | 0 | -949 | 3007 | 0 | 80 | 523 | 52 | 335 | 4392 | 3273 | 360 | 0 | 199 | 5750 | 195 | 1277 | 0 | 271 | 1200 | 0 | 462 | 0 | 0 | 0 | 0 | 0 | 0 | 0 | 0 | 0
2040-06-02 | 12 | 32.87 | -19332 | -315 | -1313 | 0 | -387 | -1859 | 3440 | 0 | 80 | 523 | 52 | 335 | 3521 | 3273 | 286 | 0 | 208 | 8059 | 195 | 1293 | 0 | 279 | 1200 | 0 | 462 | 0 | 0 | 0 | 0 | 0 | 0 | 0 | 0 | 0
2040-06-02 | 13 | 33.08 | -19625 | -270 | -1418 | 0 | 0 | -884 | 3810 | 0 | 80 | 523 | 52 | 335 | 1042 | 3273 | 100 | 0 | 199 | 9326 | 196 | 1310 | 0 | 290 | 1200 | 0 | 462 | 0 | 0 | 0 | 0 | 0 | 0 | 0 | 0 | 0
2040-06-02 | 14 | 33.08 | -19736 | -229 | -1471 | 0 | 0 | -1259 | 4021 | 0 | 80 | 523 | 52 | 335 | 1042 | 3273 | 126 | 0 | 220 | 9537 | 196 | 1319 | 0 | 309 | 1200 | 0 | 462 | 0 | 0 | 0 | 0 | 0 | 0 | 0 | 0 | 0
2040-06-02 | 15 | 33.08 | -19980 | -211 | -1523 | 0 | 0 | -209 | 4116 | 0 | 80 | 523 | 52 | 335 | 1042 | 3273 | 279 | 0 | 232 | 8490 | 194 | 1320 | 0 | 325 | 1200 | 0 | 462 | 0 | 0 | 0 | 0 | 0 | 0 | 0 | 0 | 0
2040-06-02 | 16 | 44.71 | -20232 | -175 | -1444 | 0 | 0 | 1071 | 4211 | 0 | 80 | 523 | 52 | 335 | 1425 | 3273 | 531 | 0 | 220 | 6628 | 197 | 1323 | 0 | 320 | 1200 | 0 | 462 | 0 | 0 | 0 | 0 | 0 | 0 | 0 | 0 | 0
2040-06-02 | 17 | 44.71 | -20649 | -193 | -1444 | 0 | 60 | 1590 | 4396 | 0 | 300 | 537 | 52 | 335 | 2477 | 3273 | 795 | 0 | 225 | 4692 | 198 | 1341 | 0 | 352 | 1200 | 0 | 462 | 0 | 0 | 0 | 0 | 0 | 0 | 0 | 0 | 0
2040-06-02 | 18 | 44.71 | -20643 | -211 | -1471 | 0 | 272 | 1859 | 4719 | 0 | 300 | 654 | 52 | 335 | 2818 | 3273 | 1245 | 0 | 227 | 2964 | 198 | 1349 | 0 | 397 | 1200 | 0 | 462 | 0 | 0 | 0 | 0 | 0 | 0 | 0 | 0 | 0
2040-06-02 | 19 | 37.24 | -20505 | -229 | -1523 | 0 | 0 | 0 | 4756 | 0 | 300 | 875 | 52 | 335 | 5564 | 3273 | 1772 | 0 | 233 | 1461 | 198 | 1349 | 0 | 427 | 1200 | 0 | 462 | 0 | 0 | 0 | 0 | 0 | 0 | 0 | 0 | 0
2040-06-02 | 20 | 34.54 | -20399 | -229 | -1418 | 0 | 0 | 0 | 4587 | 0 | 300 | 1031 | 52 | 332 | 5015 | 3273 | 3117 | 0 | 255 | 434 | 199 | 1349 | 0 | 440 | 1200 | 0 | 462 | 0 | 0 | 0 | 0 | 0 | 0 | 0 | 0 | 0
2040-06-02 | 21 | 22.64 | -19452 | -247 | -1339 | 0 | 0 | 0 | 4476 | 0 | 220 | 780 | 52 | 184 | 4048 | 3273 | 4058 | 0 | 290 | 16 | 199 | 1346 | 0 | 434 | 1200 | 0 | 462 | 0 | 0 | 0 | 0 | 0 | 0 | 0 | 0 | 0
2040-06-02 | 22 | 5 | -17442 | -315 | -1208 | 0 | 0 | 0 | 3762 | 0 | 220 | 523 | 52 | 157 | 3706 | 3273 | 4577 | 0 | 286 | 0 | 199 | 547 | 0 | 0 | 1200 | 0 | 462 | 0 | 0 | 0 | 0 | 805 | 0 | 456 | 0 | 0
2040-06-02 | 23 | 5 | -15688 | -368 | -1208 | 0 | 0 | 0 | 2383 | 0 | 220 | 523 | 52 | 157 | 3547 | 3273 | 4607 | 0 | 288 | 0 | 198 | 353 | 0 | 0 | 1200 | 0 | 462 | 0 | 0 | 0 | 0 | 985 | 0 | 494 | 0 | 0
2040-06-02 | 24 | 5 | -14521 | -395 | -1103 | 0 | 0 | 0 | 1120 | 0 | 220 | 523 | 52 | 157 | 3547 | 3273 | 4707 | 0 | 296 | 0 | 195 | 267 | 0 | 0 | 1200 | 0 | 462 | 0 | 0 | 0 | 0 | 1044 | 0 | 458 | 0 | 0
2040-06-03 | 1 | 22.28 | -13895 | -454 | -972 | 0 | -15 | -1859 | 528 | 0 | 220 | 523 | 52 | 168 | 3489 | 3273 | 4604 | 0 | 315 | 0 | 199 | 1254 | 0 | 906 | 1200 | 0 | 462 | 0 | 0 | 0 | 0 | 0 | 0 | 0 | 0 | 0
2040-06-03 | 2 | 22.28 | -13534 | -454 | -840 | 0 | -455 | -1859 | 528 | 0 | 220 | 523 | 52 | 168 | 3463 | 3273 | 4640 | 0 | 317 | 0 | 196 | 1205 | 0 | 895 | 1200 | 0 | 462 | 0 | 0 | 0 | 0 | 0 | 0 | 0 | 0 | 0
2040-06-03 | 3 | 22.28 | -13430 | -454 | -762 | 0 | -140 | -1859 | 528 | 0 | 220 | 523 | 52 | 171 | 3038 | 3273 | 4597 | 0 | 333 | 0 | 194 | 1184 | 0 | 868 | 1200 | 0 | 462 | 0 | 0 | 0 | 0 | 0 | 0 | 0 | 0 | 0
2040-06-03 | 4 | 23.82 | -13761 | -521 | -683 | 0 | 0 | -850 | 528 | 0 | 220 | 523 | 52 | 227 | 3104 | 3273 | 4080 | 0 | 321 | 0 | 189 | 1169 | 0 | 466 | 1200 | 0 | 462 | 0 | 0 | 0 | 0 | 0 | 0 | 0 | 0 | 0
2040-06-03 | 5 | 32.2 | -14861 | -553 | -683 | 0 | 0 | 51 | 528 | 0 | 220 | 640 | 52 | 335 | 3703 | 3273 | 3504 | 0 | 323 | 0 | 187 | 1161 | 0 | 456 | 1200 | 0 | 462 | 0 | 0 | 0 | 0 | 0 | 0 | 0 | 0 | 0
2040-06-03 | 6 | 32.2 | -17173 | -589 | -709 | 0 | 0 | 1760 | 528 | 0 | 220 | 1039 | 52 | 335 | 4362 | 3273 | 3071 | 0 | 285 | 115 | 190 | 1167 | 0 | 412 | 1200 | 0 | 462 | 0 | 0 | 0 | 0 | 0 | 0 | 0 | 0 | 0
2040-06-03 | 7 | 32.39 | -18837 | -589 | -788 | 0 | 524 | 1859 | 1723 | 0 | 220 | 1039 | 52 | 335 | 4903 | 3273 | 1770 | 0 | 280 | 854 | 189 | 1172 | 0 | 358 | 1200 | 0 | 462 | 0 | 0 | 0 | 0 | 0 | 0 | 0 | 0 | 0
2040-06-03 | 8 | 32.2 | -19551 | -553 | -919 | 0 | 0 | 1086 | 2890 | 0 | 220 | 869 | 52 | 332 | 4646 | 3273 | 1545 | 0 | 223 | 2525 | 192 | 1190 | 0 | 317 | 1200 | 0 | 462 | 0 | 0 | 0 | 0 | 0 | 0 | 0 | 0 | 0
2040-06-03 | 9 | 21.45 | -20144 | -454 | -1103 | 0 | 0 | 0 | 3408 | 0 | 220 | 523 | 52 | 173 | 4023 | 3273 | 1262 | 0 | 180 | 5220 | 193 | 1209 | 0 | 302 | 1200 | 0 | 462 | 0 | 0 | 0 | 0 | 0 | 0 | 0 | 0 | 0
2040-06-03 | 10 | 14.21 | -20983 | -368 | -1313 | 0 | 0 | -592 | 3884 | 0 | 220 | 523 | 52 | 157 | 2423 | 3273 | 915 | 0 | 196 | 8218 | 195 | 1251 | 0 | 287 | 1200 | 0 | 462 | 0 | 0 | 0 | 0 | 0 | 0 | 0 | 0 | 0
2040-06-03 | 11 | 14.21 | -21368 | -315 | -1182 | 0 | 0 | -1439 | 4328 | 0 | 220 | 523 | 52 | 157 | 832 | 3273 | 703 | 0 | 231 | 10579 | 195 | 1277 | 0 | 271 | 1200 | 0 | 462 | 0 | 0 | 0 | 0 | 0 | 0 | 0 | 0 | 0
2040-06-03 | 12 | 8.15 | -21447 | -270 | -1313 | 0 | -87 | -1859 | 4634 | 0 | 220 | 523 | 52 | 157 | 608 | 3273 | 631 | 0 | 270 | 11457 | 195 | 1293 | 0 | 0 | 1200 | 0 | 462 | 0 | 0 | 0 | 0 | 0 | 0 | 279 | 0 | 0
2040-06-03 | 13 | 8.15 | -21452 | -229 | -1418 | -71 | -321 | -1859 | 4719 | 0 | 220 | 523 | 52 | 157 | 440 | 3273 | 865 | 0 | 302 | 11633 | 196 | 1310 | 0 | 0 | 1200 | 0 | 462 | 0 | 0 | 0 | 0 | 0 | 0 | 290 | 0 | 0
2040-06-03 | 14 | 8.15 | -21205 | -229 | -1471 | -375 | -574 | -1859 | 4756 | 0 | 220 | 523 | 52 | 157 | 435 | 3273 | 1266 | 0 | 430 | 11423 | 196 | 1319 | 0 | 0 | 1200 | 0 | 462 | 0 | 0 | 0 | 0 | 0 | 0 | 309 | 0 | 0
2040-06-03 | 15 | 8.15 | -21045 | -211 | -1523 | -464 | -436 | -1859 | 4608 | 0 | 220 | 523 | 52 | 157 | 290 | 3273 | 1883 | 0 | 535 | 10821 | 194 | 1320 | 0 | 0 | 1200 | 0 | 462 | 0 | 0 | 0 | 0 | 0 | 0 | 325 | 0 | 0
2040-06-03 | 16 | 10 | -20960 | -211 | -1444 | 0 | 0 | -1859 | 4454 | 0 | 220 | 523 | 52 | 157 | 290 | 3273 | 2706 | 0 | 603 | 8997 | 197 | 1323 | 0 | 16 | 1200 | 0 | 462 | 0 | 0 | 0 | 0 | 0 | 0 | 304 | 0 | 0
2040-06-03 | 17 | 19.2 | -20942 | -229 | -1444 | 66 | 169 | 0 | 4407 | 0 | 0 | 523 | 52 | 157 | 239 | 3273 | 3200 | 0 | 685 | 6291 | 198 | 1341 | 0 | 352 | 1200 | 0 | 462 | 0 | 0 | 0 | 0 | 0 | 0 | 0 | 0 | 0
2040-06-03 | 18 | 19.2 | -20663 | -229 | -1471 | 0 | 0 | 936 | 4412 | 0 | 0 | 523 | 52 | 157 | 1576 | 3273 | 3411 | 0 | 695 | 3720 | 198 | 1349 | 0 | 397 | 1200 | 0 | 462 | 0 | 0 | 0 | 0 | 0 | 0 | 0 | 0 | 0
2040-06-03 | 19 | 19.2 | -20321 | -270 | -1523 | 130 | 374 | 1667 | 4280 | 0 | 0 | 561 | 52 | 157 | 1980 | 3273 | 3596 | 0 | 735 | 1670 | 198 | 1349 | 0 | 427 | 1200 | 0 | 462 | 0 | 0 | 0 | 0 | 0 | 0 | 0 | 0 | 0
2040-06-03 | 20 | 19.2 | -20124 | -315 | -1418 | 223 | 472 | 1653 | 4016 | 0 | 0 | 694 | 52 | 157 | 2396 | 3273 | 3992 | 0 | 770 | 508 | 199 | 1349 | 0 | 440 | 1200 | 0 | 462 | 0 | 0 | 0 | 0 | 0 | 0 | 0 | 0 | 0
2040-06-03 | 21 | 19.2 | -19115 | -395 | -1339 | 318 | 103 | 1660 | 3889 | 0 | 0 | 640 | 52 | 157 | 2396 | 3273 | 3984 | 0 | 720 | 15 | 199 | 1346 | 0 | 434 | 1200 | 0 | 462 | 0 | 0 | 0 | 0 | 0 | 0 | 0 | 0 | 0
2040-06-03 | 22 | 19.2 | -17088 | -454 | -1208 | 0 | 0 | 813 | 3155 | 0 | 0 | 523 | 52 | 157 | 2396 | 3273 | 4041 | 0 | 670 | 0 | 199 | 1352 | 0 | 456 | 1200 | 0 | 462 | 0 | 0 | 0 | 0 | 0 | 0 | 0 | 0 | 0
2040-06-03 | 23 | 19.2 | -15217 | -521 | -1208 | 0 | 0 | 805 | 1818 | 0 | 0 | 523 | 52 | 157 | 2396 | 3273 | 3585 | 0 | 644 | 0 | 198 | 1338 | 0 | 494 | 1200 | 0 | 462 | 0 | 0 | 0 | 0 | 0 | 0 | 0 | 0 | 0
2040-06-03 | 24 | 19.2 | -14247 | -589 | -1103 | 46 | 102 | 847 | 544 | 0 | 0 | 561 | 52 | 157 | 2955 | 3273 | 3195 | 0 | 579 | 0 | 195 | 1311 | 0 | 458 | 1200 | 0 | 462 | 0 | 0 | 0 | 0 | 0 | 0 | 0 | 0 | 0
2040-06-04 | 1 | 27.96 | -13535 | -625 | -735 | 0 | 0 | -901 | 528 | 0 | 0 | 537 | 52 | 317 | 3991 | 3273 | 2538 | 0 | 538 | 0 | 199 | 1254 | 0 | 906 | 1200 | 0 | 462 | 0 | 0 | 0 | 0 | 0 | 0 | 0 | 0 | 0
2040-06-04 | 2 | 27.96 | -13211 | -705 | -657 | 0 | 0 | -895 | 528 | 0 | 0 | 537 | 52 | 332 | 3991 | 3273 | 2274 | 0 | 521 | 0 | 196 | 1205 | 0 | 895 | 1200 | 0 | 462 | 0 | 0 | 0 | 0 | 0 | 0 | 0 | 0 | 0
2040-06-04 | 3 | 27.96 | -13143 | -746 | -578 | 0 | 0 | -267 | 528 | 0 | 0 | 561 | 52 | 335 | 4190 | 3273 | 1394 | 0 | 492 | 0 | 194 | 1184 | 0 | 868 | 1200 | 0 | 462 | 0 | 0 | 0 | 0 | 0 | 0 | 0 | 0 | 0
2040-06-04 | 4 | 33.08 | -13589 | -786 | -551 | 0 | 0 | 0 | 528 | 0 | 0 | 628 | 52 | 335 | 5443 | 3273 | 691 | 0 | 488 | 0 | 189 | 1169 | 0 | 466 | 1200 | 0 | 462 | 0 | 0 | 0 | 0 | 0 | 0 | 0 | 0 | 0
2040-06-04 | 5 | 35.93 | -14779 | -786 | -525 | 0 | 0 | 0 | 528 | 0 | 0 | 869 | 52 | 335 | 6660 | 3273 | 412 | 0 | 495 | 0 | 187 | 1161 | 0 | 456 | 1200 | 0 | 462 | 0 | 0 | 0 | 0 | 0 | 0 | 0 | 0 | 0
2040-06-04 | 6 | 37.79 | -16953 | -786 | -551 | 0 | 0 | 924 | 528 | 0 | 0 | 1218 | 52 | 335 | 7731 | 3273 | 228 | 0 | 447 | 123 | 190 | 1167 | 0 | 412 | 1200 | 0 | 462 | 0 | 0 | 0 | 0 | 0 | 0 | 0 | 0 | 0
2040-06-04 | 7 | 37.79 | -18576 | -831 | -709 | 0 | 0 | 603 | 1955 | 0 | 80 | 1126 | 52 | 335 | 7833 | 3273 | 172 | 0 | 411 | 895 | 189 | 1172 | 0 | 358 | 1200 | 0 | 462 | 0 | 0 | 0 | 0 | 0 | 0 | 0 | 0 | 0
2040-06-04 | 8 | 35.62 | -19221 | -665 | -867 | 0 | 0 | 0 | 3054 | 0 | 80 | 869 | 52 | 332 | 6608 | 3273 | 137 | 0 | 385 | 2602 | 192 | 1190 | 0 | 317 | 1200 | 0 | 462 | 0 | 0 | 0 | 0 | 0 | 0 | 0 | 0 | 0
2040-06-04 | 9 | 20.92 | -19735 | -553 | -1050 | 0 | 0 | 0 | 3519 | 0 | 80 | 523 | 52 | 173 | 4519 | 3273 | 96 | 0 | 380 | 5357 | 193 | 1209 | 0 | 302 | 1200 | 0 | 462 | 0 | 0 | 0 | 0 | 0 | 0 | 0 | 0 | 0
2040-06-04 | 10 | 14.21 | -20471 | -427 | -1234 | 0 | 0 | -835 | 3905 | 0 | 80 | 523 | 52 | 157 | 2815 | 3273 | 95 | 0 | 424 | 8247 | 195 | 1251 | 0 | 287 | 1200 | 0 | 462 | 0 | 0 | 0 | 0 | 0 | 0 | 0 | 0 | 0
2040-06-04 | 11 | 14.21 | -21192 | -368 | -1182 | 0 | 0 | -784 | 4338 | 0 | 80 | 523 | 52 | 157 | 935 | 3273 | 255 | 0 | 512 | 9996 | 195 | 1277 | 0 | 271 | 1200 | 0 | 462 | 0 | 0 | 0 | 0 | 0 | 0 | 0 | 0 | 0
2040-06-04 | 12 | 14.21 | -20936 | -292 | -1024 | 0 | 0 | -1666 | 4671 | 0 | 80 | 523 | 52 | 157 | 592 | 3273 | 532 | 0 | 550 | 10058 | 195 | 1293 | 0 | 279 | 1200 | 0 | 462 | 0 | 0 | 0 | 0 | 0 | 0 | 0 | 0 | 0
2040-06-04 | 13 | 14.21 | -21072 | -292 | -1339 | 0 | 0 | -1620 | 4687 | 0 | 80 | 523 | 52 | 157 | 408 | 3273 | 784 | 0 | 556 | 10344 | 196 | 1310 | 0 | 290 | 1200 | 0 | 462 | 0 | 0 | 0 | 0 | 0 | 0 | 0 | 0 | 0
2040-06-04 | 14 | 13.89 | -21090 | -270 | -1313 | 0 | -528 | -1859 | 4756 | 0 | 80 | 523 | 52 | 157 | 408 | 3273 | 1178 | 0 | 563 | 10584 | 196 | 1319 | 0 | 309 | 1200 | 0 | 462 | 0 | 0 | 0 | 0 | 0 | 0 | 0 | 0 | 0
2040-06-04 | 15 | 13.89 | -20582 | -211 | -1182 | 0 | -554 | -1859 | 4639 | 0 | 80 | 523 | 52 | 157 | 15 | 3273 | 1582 | 0 | 580 | 9985 | 194 | 1320 | 0 | 325 | 1200 | 0 | 462 | 0 | 0 | 0 | 0 | 0 | 0 | 0 | 0 | 0
2040-06-04 | 16 | 14.21 | -20104 | -193 | -1549 | 0 | 0 | -468 | 4513 | 0 | 80 | 523 | 52 | 157 | 15 | 3273 | 1853 | 0 | 564 | 7783 | 197 | 1323 | 0 | 320 | 1200 | 0 | 462 | 0 | 0 | 0 | 0 | 0 | 0 | 0 | 0 | 0
2040-06-04 | 17 | 19.2 | -19802 | -211 | -1996 | 0 | 0 | 32 | 4491 | 0 | 80 | 523 | 52 | 157 | 1985 | 3273 | 2134 | 0 | 584 | 5144 | 198 | 1341 | 0 | 352 | 1200 | 0 | 462 | 0 | 0 | 0 | 0 | 0 | 0 | 0 | 0 | 0
2040-06-04 | 18 | 19.2 | -19679 | -211 | -2390 | 0 | 0 | 1337 | 4550 | 0 | 80 | 523 | 52 | 157 | 2475 | 3273 | 2609 | 0 | 577 | 3041 | 198 | 1349 | 0 | 397 | 1200 | 0 | 462 | 0 | 0 | 0 | 0 | 0 | 0 | 0 | 0 | 0
2040-06-04 | 19 | 22.64 | -20046 | -229 | -2285 | 0 | 354 | 1859 | 4412 | 0 | 80 | 826 | 52 | 168 | 2943 | 3273 | 3022 | 0 | 535 | 1399 | 198 | 1349 | 0 | 427 | 1200 | 0 | 462 | 0 | 0 | 0 | 0 | 0 | 0 | 0 | 0 | 0
2040-06-04 | 20 | 22.64 | -20138 | -247 | -1602 | 0 | 577 | 1859 | 4232 | 0 | 80 | 875 | 52 | 168 | 3318 | 3273 | 3047 | 0 | 458 | 396 | 199 | 1349 | 0 | 440 | 1200 | 0 | 462 | 0 | 0 | 0 | 0 | 0 | 0 | 0 | 0 | 0
2040-06-04 | 21 | 19.2 | -19292 | -270 | -1471 | 0 | 0 | 1372 | 4217 | 0 | 80 | 716 | 52 | 157 | 3251 | 3273 | 3860 | 0 | 397 | 15 | 199 | 1346 | 0 | 434 | 1200 | 0 | 462 | 0 | 0 | 0 | 0 | 0 | 0 | 0 | 0 | 0
2040-06-04 | 22 | 19.2 | -17505 | -315 | -1234 | 0 | 0 | 268 | 3493 | 0 | 80 | 537 | 52 | 157 | 2864 | 3273 | 4323 | 0 | 337 | 0 | 199 | 1352 | 0 | 456 | 1200 | 0 | 462 | 0 | 0 | 0 | 0 | 0 | 0 | 0 | 0 | 0
2040-06-04 | 23 | 10 | -15826 | -368 | -1024 | 0 | 0 | 0 | 2151 | 0 | 80 | 523 | 52 | 157 | 2722 | 3273 | 4554 | 0 | 312 | 0 | 198 | 1338 | 0 | 195 | 1200 | 0 | 462 | 0 | 0 | 0 | 0 | 0 | 0 | 299 | 0 | 0
2040-06-04 | 24 | 10 | -14683 | -368 | -840 | 0 | 0 | 0 | 877 | 0 | 80 | 523 | 52 | 157 | 2732 | 3273 | 4668 | 0 | 270 | 0 | 195 | 1311 | 0 | 91 | 1200 | 0 | 462 | 0 | 0 | 0 | 0 | 0 | 0 | 367 | 0 | 0
2040-06-05 | 1 | 19.93 | -14066 | -395 | -735 | 0 | 0 | -1465 | 528 | 0 | 80 | 523 | 52 | 157 | 3021 | 3273 | 4710 | 0 | 296 | 0 | 199 | 1254 | 0 | 906 | 1200 | 0 | 462 | 0 | 0 | 0 | 0 | 0 | 0 | 0 | 0 | 0
2040-06-05 | 2 | 19.93 | -13764 | -395 | -657 | 0 | 0 | -1405 | 528 | 0 | 80 | 523 | 52 | 157 | 2563 | 3273 | 4817 | 0 | 268 | 0 | 196 | 1205 | 0 | 895 | 1200 | 0 | 462 | 0 | 0 | 0 | 0 | 0 | 0 | 0 | 0 | 0
2040-06-05 | 3 | 19.93 | -13762 | -427 | -578 | 0 | 0 | -1087 | 528 | 0 | 80 | 523 | 52 | 157 | 2235 | 3273 | 4849 | 0 | 247 | 0 | 194 | 1184 | 0 | 868 | 1200 | 0 | 462 | 0 | 0 | 0 | 0 | 0 | 0 | 0 | 0 | 0
2040-06-05 | 4 | 19.93 | -14236 | -395 | -551 | 0 | 0 | -565 | 528 | 0 | 80 | 523 | 52 | 157 | 2545 | 3273 | 4858 | 0 | 244 | 0 | 189 | 1169 | 0 | 466 | 1200 | 0 | 462 | 0 | 0 | 0 | 0 | 0 | 0 | 0 | 0 | 0
2040-06-05 | 5 | 24.21 | -15472 | -395 | -525 | 0 | 0 | 0 | 528 | 0 | 80 | 560 | 52 | 251 | 3083 | 3273 | 4863 | 0 | 237 | 0 | 187 | 1161 | 0 | 456 | 1200 | 0 | 462 | 0 | 0 | 0 | 0 | 0 | 0 | 0 | 0 | 0
2040-06-05 | 6 | 26.93 | -17832 | -395 | -551 | 0 | 0 | 1079 | 528 | 0 | 300 | 902 | 52 | 332 | 3695 | 3273 | 4869 | 0 | 222 | 93 | 190 | 1167 | 0 | 412 | 1200 | 0 | 462 | 0 | 0 | 0 | 0 | 0 | 0 | 0 | 0 | 0
2040-06-05 | 7 | 26.93 | -19596 | -368 | -709 | 0 | 0 | 1797 | 904 | 0 | 300 | 1035 | 52 | 332 | 3790 | 3273 | 4869 | 0 | 190 | 750 | 189 | 1172 | 0 | 358 | 1200 | 0 | 462 | 0 | 0 | 0 | 0 | 0 | 0 | 0 | 0 | 0
2040-06-05 | 8 | 26.93 | -20413 | -368 | -867 | 0 | 0 | 470 | 2071 | 0 | 220 | 861 | 52 | 317 | 4066 | 3273 | 4869 | 0 | 157 | 1930 | 192 | 1190 | 0 | 317 | 1200 | 0 | 462 | 0 | 0 | 0 | 0 | 0 | 0 | 0 | 0 | 0
2040-06-05 | 9 | 18.03 | -20982 | -315 | -1050 | 0 | 0 | -348 | 2642 | 0 | 220 | 628 | 52 | 157 | 3936 | 3273 | 4867 | 0 | 125 | 3427 | 193 | 1209 | 0 | 302 | 1200 | 0 | 462 | 0 | 0 | 0 | 0 | 0 | 0 | 0 | 0 | 0
2040-06-05 | 10 | 18.03 | -21804 | -270 | -1234 | 0 | 0 | -1376 | 3070 | 0 | 220 | 523 | 52 | 157 | 3716 | 3273 | 4859 | 0 | 110 | 5308 | 195 | 1251 | 0 | 287 | 1200 | 0 | 462 | 0 | 0 | 0 | 0 | 0 | 0 | 0 | 0 | 0
2040-06-05 | 11 | 17.48 | -22699 | -229 | -1182 | 0 | 0 | -1859 | 3519 | 0 | 220 | 523 | 52 | 157 | 1831 | 3273 | 4885 | 0 | 100 | 8003 | 195 | 1277 | 0 | 271 | 1200 | 0 | 462 | 0 | 0 | 0 | 0 | 0 | 0 | 0 | 0 | 0
2040-06-05 | 12 | 12.58 | -22974 | -162 | -1024 | -597 | -610 | -1859 | 3937 | 0 | 220 | 523 | 52 | 157 | 1445 | 3273 | 4886 | 0 | 88 | 9216 | 195 | 1293 | 0 | 279 | 1200 | 0 | 462 | 0 | 0 | 0 | 0 | 0 | 0 | 0 | 0 | 0
2040-06-05 | 13 | 12.58 | -23530 | -121 | -1339 | -669 | -610 | -1859 | 4259 | 0 | 220 | 523 | 52 | 157 | 1445 | 3273 | 4878 | 0 | 82 | 9782 | 196 | 1310 | 0 | 290 | 1200 | 0 | 462 | 0 | 0 | 0 | 0 | 0 | 0 | 0 | 0 | 0
2040-06-05 | 14 | 17.09 | -23782 | -103 | -1313 | 0 | 0 | -1859 | 4576 | 0 | 220 | 523 | 52 | 157 | 1269 | 3273 | 4880 | 0 | 75 | 8546 | 196 | 1319 | 0 | 309 | 1200 | 0 | 462 | 0 | 0 | 0 | 0 | 0 | 0 | 0 | 0 | 0
2040-06-05 | 15 | 18.03 | -23478 | -94 | -1182 | 0 | 0 | -868 | 4645 | 0 | 220 | 523 | 52 | 157 | 1096 | 3273 | 4881 | 0 | 98 | 7175 | 194 | 1320 | 0 | 325 | 1200 | 0 | 462 | 0 | 0 | 0 | 0 | 0 | 0 | 0 | 0 | 0
2040-06-05 | 16 | 24.36 | -23188 | -94 | -1549 | 0 | 0 | 329 | 4666 | 0 | 220 | 523 | 52 | 317 | 881 | 3273 | 4881 | 0 | 109 | 6078 | 197 | 1323 | 0 | 320 | 1200 | 0 | 462 | 0 | 0 | 0 | 0 | 0 | 0 | 0 | 0 | 0
2040-06-05 | 17 | 24.36 | -22685 | -94 | -1996 | 0 | 0 | 381 | 4756 | 0 | 220 | 523 | 52 | 332 | 1994 | 3273 | 4886 | 0 | 117 | 4688 | 198 | 1341 | 0 | 352 | 1200 | 0 | 462 | 0 | 0 | 0 | 0 | 0 | 0 | 0 | 0 | 0
2040-06-05 | 18 | 24.36 | -22287 | -112 | -2390 | 0 | 0 | 1549 | 4687 | 0 | 220 | 869 | 52 | 335 | 2739 | 3273 | 4907 | 0 | 120 | 2432 | 198 | 1349 | 0 | 397 | 1200 | 0 | 462 | 0 | 0 | 0 | 0 | 0 | 0 | 0 | 0 | 0
2040-06-05 | 19 | 24.36 | -22531 | -135 | -2285 | 694 | 508 | 1664 | 4396 | 0 | 220 | 1039 | 52 | 335 | 2975 | 3273 | 4907 | 0 | 127 | 1123 | 198 | 1349 | 0 | 427 | 1200 | 0 | 462 | 0 | 0 | 0 | 0 | 0 | 0 | 0 | 0 | 0
2040-06-05 | 20 | 24.36 | -22512 | -144 | -1602 | 392 | 439 | 1638 | 4159 | 0 | 220 | 1126 | 52 | 335 | 3678 | 3273 | 4937 | 0 | 147 | 212 | 199 | 1349 | 0 | 440 | 1200 | 0 | 462 | 0 | 0 | 0 | 0 | 0 | 0 | 0 | 0 | 0
2040-06-05 | 21 | 24.36 | -21572 | -175 | -1471 | 4 | 0 | 1618 | 4085 | 0 | 220 | 1035 | 52 | 332 | 3818 | 3273 | 4945 | 0 | 181 | 13 | 199 | 1346 | 0 | 434 | 1200 | 0 | 462 | 0 | 0 | 0 | 0 | 0 | 0 | 0 | 0 | 0
2040-06-05 | 22 | 24.36 | -19655 | -193 | -1234 | 0 | 102 | 241 | 3361 | 0 | 220 | 869 | 52 | 317 | 3843 | 3273 | 4945 | 0 | 191 | 0 | 199 | 1352 | 0 | 456 | 1200 | 0 | 462 | 0 | 0 | 0 | 0 | 0 | 0 | 0 | 0 | 0
2040-06-05 | 23 | 22.64 | -17811 | -211 | -1024 | 0 | 0 | 0 | 2050 | 0 | 220 | 654 | 52 | 168 | 3813 | 3273 | 4952 | 0 | 171 | 0 | 198 | 1338 | 0 | 494 | 1200 | 0 | 462 | 0 | 0 | 0 | 0 | 0 | 0 | 0 | 0 | 0
2040-06-05 | 24 | 24.21 | -16554 | -247 | -840 | 0 | 0 | 0 | 830 | 0 | 220 | 640 | 52 | 235 | 3680 | 3273 | 4930 | 0 | 155 | 0 | 195 | 1311 | 0 | 458 | 1200 | 0 | 462 | 0 | 0 | 0 | 0 | 0 | 0 | 0 | 0 | 0
2040-06-06 | 1 | 26.67 | -15842 | -247 | -735 | 0 | 0 | -1004 | 528 | 0 | 220 | 628 | 52 | 322 | 3720 | 3273 | 4921 | 0 | 141 | 0 | 199 | 1254 | 0 | 906 | 1200 | 0 | 462 | 0 | 0 | 0 | 0 | 0 | 0 | 0 | 0 | 0
2040-06-06 | 2 | 26.67 | -15520 | -247 | -657 | 0 | 0 | -1263 | 528 | 0 | 220 | 561 | 52 | 335 | 3720 | 3273 | 4921 | 0 | 117 | 0 | 196 | 1205 | 0 | 895 | 1200 | 0 | 462 | 0 | 0 | 0 | 0 | 0 | 0 | 0 | 0 | 0
2040-06-06 | 3 | 26.67 | -15435 | -247 | -578 | 0 | 0 | -1374 | 528 | 0 | 220 | 560 | 52 | 335 | 3720 | 3273 | 4928 | 0 | 109 | 0 | 194 | 1184 | 0 | 868 | 1200 | 0 | 462 | 0 | 0 | 0 | 0 | 0 | 0 | 0 | 0 | 0
2040-06-06 | 4 | 26.67 | -15836 | -229 | -551 | 0 | 0 | -508 | 528 | 0 | 220 | 561 | 52 | 335 | 3625 | 3273 | 4923 | 0 | 120 | 0 | 189 | 1169 | 0 | 466 | 1200 | 0 | 462 | 0 | 0 | 0 | 0 | 0 | 0 | 0 | 0 | 0
2040-06-06 | 5 | 32.3 | -17169 | -247 | -525 | 0 | 0 | 0 | 528 | 0 | 220 | 826 | 52 | 335 | 4205 | 3273 | 4925 | 0 | 111 | 0 | 187 | 1161 | 0 | 456 | 1200 | 0 | 462 | 0 | 0 | 0 | 0 | 0 | 0 | 0 | 0 | 0
2040-06-06 | 6 | 36.05 | -19536 | -229 | -551 | 0 | 0 | 164 | 528 | 0 | 220 | 1088 | 52 | 335 | 6105 | 3273 | 4928 | 0 | 128 | 64 | 190 | 1167 | 0 | 412 | 1200 | 0 | 462 | 0 | 0 | 0 | 0 | 0 | 0 | 0 | 0 | 0
2040-06-06 | 7 | 36.05 | -21500 | -247 | -709 | 0 | 0 | 1011 | 1231 | 0 | 220 | 1282 | 52 | 335 | 6105 | 3273 | 4915 | 0 | 151 | 500 | 189 | 1172 | 0 | 358 | 1200 | 0 | 462 | 0 | 0 | 0 | 0 | 0 | 0 | 0 | 0 | 0
2040-06-06 | 8 | 36.05 | -22608 | -247 | -867 | 0 | 0 | 97 | 2462 | 0 | 220 | 1126 | 52 | 335 | 6300 | 3273 | 4871 | 0 | 138 | 1487 | 192 | 1190 | 0 | 317 | 1200 | 0 | 462 | 0 | 0 | 0 | 0 | 0 | 0 | 0 | 0 | 0
2040-06-06 | 9 | 33.6 | -23276 | -211 | -1050 | 0 | 0 | 0 | 3181 | 0 | 220 | 1035 | 52 | 335 | 5440 | 3273 | 4848 | 0 | 134 | 2653 | 193 | 1209 | 0 | 302 | 1200 | 0 | 462 | 0 | 0 | 0 | 0 | 0 | 0 | 0 | 0 | 0
2040-06-06 | 10 | 26.67 | -24025 | -162 | -1234 | 0 | 0 | -194 | 3641 | 0 | 0 | 826 | 52 | 335 | 4653 | 3273 | 4804 | 0 | 130 | 4505 | 195 | 1251 | 0 | 287 | 1200 | 0 | 462 | 0 | 0 | 0 | 0 | 0 | 0 | 0 | 0 | 0
2040-06-06 | 11 | 26.67 | -24722 | -135 | -1182 | 0 | 0 | -1541 | 4032 | 0 | 0 | 523 | 52 | 335 | 4231 | 3273 | 4707 | 0 | 136 | 6885 | 195 | 1277 | 0 | 271 | 1200 | 0 | 462 | 0 | 0 | 0 | 0 | 0 | 0 | 0 | 0 | 0
2040-06-06 | 12 | 23.61 | -24690 | -144 | -1024 | -526 | -454 | -1859 | 4354 | 0 | 0 | 523 | 52 | 227 | 3903 | 3273 | 4321 | 0 | 147 | 8466 | 195 | 1293 | 0 | 279 | 1200 | 0 | 462 | 0 | 0 | 0 | 0 | 0 | 0 | 0 | 0 | 0
2040-06-06 | 13 | 23.61 | -25055 | -135 | -1339 | -333 | -315 | -1859 | 4497 | 0 | 0 | 523 | 52 | 211 | 3768 | 3273 | 3673 | 0 | 164 | 9416 | 196 | 1310 | 0 | 290 | 1200 | 0 | 462 | 0 | 0 | 0 | 0 | 0 | 0 | 0 | 0 | 0
2040-06-06 | 14 | 23.61 | -25275 | -121 | -1313 | -255 | -593 | -1859 | 4697 | 0 | 0 | 523 | 52 | 211 | 3764 | 3273 | 3192 | 0 | 156 | 10061 | 196 | 1319 | 0 | 309 | 1200 | 0 | 462 | 0 | 0 | 0 | 0 | 0 | 0 | 0 | 0 | 0
2040-06-06 | 15 | 23.61 | -24969 | -112 | -1182 | -82 | -57 | -1859 | 4740 | 0 | 0 | 523 | 52 | 227 | 3738 | 3273 | 2667 | 0 | 153 | 9386 | 194 | 1320 | 0 | 325 | 1200 | 0 | 462 | 0 | 0 | 0 | 0 | 0 | 0 | 0 | 0 | 0
2040-06-06 | 16 | 26.67 | -24484 | -103 | -1549 | 0 | 0 | -658 | 4756 | 0 | 0 | 523 | 52 | 335 | 3804 | 3273 | 2526 | 0 | 151 | 7873 | 197 | 1323 | 0 | 320 | 1200 | 0 | 462 | 0 | 0 | 0 | 0 | 0 | 0 | 0 | 0 | 0
2040-06-06 | 17 | 33.08 | -23926 | -103 | -1996 | 0 | 0 | 0 | 4724 | 0 | 0 | 826 | 52 | 335 | 5079 | 3273 | 2039 | 0 | 160 | 5984 | 198 | 1341 | 0 | 352 | 1200 | 0 | 462 | 0 | 0 | 0 | 0 | 0 | 0 | 0 | 0 | 0
2040-06-06 | 18 | 36.05 | -23457 | -103 | -2390 | 0 | 0 | 1333 | 4618 | 0 | 80 | 1126 | 52 | 335 | 5994 | 3273 | 1809 | 0 | 175 | 3548 | 198 | 1349 | 0 | 397 | 1200 | 0 | 462 | 0 | 0 | 0 | 0 | 0 | 0 | 0 | 0 | 0
2040-06-06 | 19 | 37.19 | -23466 | -112 | -2285 | 483 | 510 | 1859 | 4291 | 0 | 80 | 1373 | 52 | 335 | 6445 | 3273 | 1654 | 0 | 179 | 1693 | 198 | 1349 | 0 | 427 | 1200 | 0 | 462 | 0 | 0 | 0 | 0 | 0 | 0 | 0 | 0 | 0
2040-06-06 | 20 | 37.19 | -23174 | -121 | -1602 | 545 | 576 | 1859 | 3926 | 0 | 80 | 1414 | 52 | 335 | 6856 | 3273 | 1679 | 0 | 181 | 470 | 199 | 1349 | 0 | 440 | 1200 | 0 | 462 | 0 | 0 | 0 | 0 | 0 | 0 | 0 | 0 | 0
2040-06-06 | 21 | 37.19 | -22280 | -144 | -1471 | 0 | 134 | 1859 | 3688 | 0 | 80 | 1414 | 52 | 335 | 7361 | 3273 | 1774 | 0 | 258 | 24 | 199 | 1346 | 0 | 434 | 1200 | 0 | 462 | 0 | 0 | 0 | 0 | 0 | 0 | 0 | 0 | 0
2040-06-06 | 22 | 36.05 | -20263 | -193 | -1234 | 0 | 0 | 779 | 3054 | 0 | 80 | 1282 | 52 | 335 | 6946 | 3273 | 1818 | 0 | 402 | 0 | 199 | 1352 | 0 | 456 | 1200 | 0 | 462 | 0 | 0 | 0 | 0 | 0 | 0 | 0 | 0 | 0
2040-06-06 | 23 | 36.05 | -18226 | -229 | -1024 | 0 | 0 | 641 | 1760 | 0 | 80 | 1039 | 52 | 335 | 6921 | 3273 | 1313 | 0 | 373 | 0 | 198 | 1338 | 0 | 494 | 1200 | 0 | 462 | 0 | 0 | 0 | 0 | 0 | 0 | 0 | 0 | 0
2040-06-06 | 24 | 36.05 | -16610 | -247 | -840 | 0 | 0 | 740 | 528 | 0 | 80 | 1039 | 52 | 335 | 6903 | 3273 | 774 | 0 | 347 | 0 | 195 | 1311 | 0 | 458 | 1200 | 0 | 462 | 0 | 0 | 0 | 0 | 0 | 0 | 0 | 0 | 0
2040-06-07 | 1 | 35.37 | -15648 | -292 | -735 | 0 | 0 | 0 | 528 | 0 | 80 | 1031 | 52 | 335 | 6471 | 3273 | 564 | 0 | 320 | 0 | 199 | 1254 | 0 | 906 | 1200 | 0 | 462 | 0 | 0 | 0 | 0 | 0 | 0 | 0 | 0 | 0
2040-06-07 | 2 | 34.83 | -15123 | -315 | -657 | 0 | 0 | 0 | 528 | 0 | 80 | 902 | 52 | 335 | 6208 | 3273 | 496 | 0 | 262 | 0 | 196 | 1205 | 0 | 895 | 1200 | 0 | 462 | 0 | 0 | 0 | 0 | 0 | 0 | 0 | 0 | 0
2040-06-07 | 3 | 34.45 | -14815 | -341 | -578 | 0 | 0 | 0 | 528 | 0 | 80 | 869 | 52 | 335 | 5848 | 3273 | 643 | 0 | 197 | 0 | 194 | 1184 | 0 | 868 | 1200 | 0 | 462 | 0 | 0 | 0 | 0 | 0 | 0 | 0 | 0 | 0
2040-06-07 | 4 | 35.52 | -15046 | -368 | -551 | 0 | 0 | 0 | 528 | 0 | 80 | 875 | 52 | 335 | 6216 | 3273 | 967 | 0 | 153 | 0 | 189 | 1169 | 0 | 466 | 1200 | 0 | 462 | 0 | 0 | 0 | 0 | 0 | 0 | 0 | 0 | 0
2040-06-07 | 5 | 37.46 | -15992 | -395 | -525 | 0 | 0 | 0 | 528 | 0 | 80 | 1035 | 52 | 335 | 7042 | 3273 | 969 | 0 | 132 | 0 | 187 | 1161 | 0 | 456 | 1200 | 0 | 462 | 0 | 0 | 0 | 0 | 0 | 0 | 0 | 0 | 0
2040-06-07 | 6 | 40.99 | -18189 | -427 | -551 | 0 | 0 | 0 | 528 | 0 | 80 | 1283 | 52 | 335 | 9196 | 3273 | 760 | 0 | 114 | 114 | 190 | 1167 | 0 | 412 | 1200 | 0 | 462 | 0 | 0 | 0 | 0 | 0 | 0 | 0 | 0 | 0
2040-06-07 | 7 | 44.07 | -20040 | -427 | -709 | 0 | 0 | 0 | 861 | 0 | 80 | 1414 | 52 | 335 | 10122 | 3273 | 684 | 0 | 79 | 893 | 189 | 1172 | 0 | 358 | 1200 | 0 | 462 | 0 | 0 | 0 | 0 | 0 | 0 | 0 | 0 | 0
2040-06-07 | 8 | 40.12 | -21121 | -341 | -867 | 0 | 0 | 0 | 2008 | 0 | 80 | 1282 | 52 | 335 | 9064 | 3273 | 437 | 0 | 50 | 2387 | 192 | 1190 | 0 | 317 | 1200 | 0 | 462 | 0 | 0 | 0 | 0 | 0 | 0 | 0 | 0 | 0
2040-06-07 | 9 | 35.7 | -22007 | -247 | -1050 | 0 | 0 | 0 | 2695 | 0 | 80 | 1031 | 52 | 335 | 6882 | 3273 | 601 | 0 | 29 | 4960 | 193 | 1209 | 0 | 302 | 1200 | 0 | 462 | 0 | 0 | 0 | 0 | 0 | 0 | 0 | 0 | 0
2040-06-07 | 10 | 29.97 | -23029 | -193 | -1234 | 0 | 0 | 0 | 3297 | 0 | 80 | 628 | 52 | 335 | 5127 | 3273 | 577 | 0 | 24 | 7667 | 195 | 1251 | 0 | 287 | 1200 | 0 | 462 | 0 | 0 | 0 | 0 | 0 | 0 | 0 | 0 | 0
2040-06-07 | 11 | 28.05 | -23899 | -162 | -1182 | 0 | 0 | -704 | 3863 | 0 | 80 | 523 | 52 | 335 | 4240 | 3273 | 714 | 0 | 42 | 9419 | 195 | 1277 | 0 | 271 | 1200 | 0 | 462 | 0 | 0 | 0 | 0 | 0 | 0 | 0 | 0 | 0
2040-06-07 | 12 | 27.02 | -23990 | -135 | -1024 | 0 | -295 | -1859 | 4275 | 0 | 80 | 523 | 52 | 335 | 4053 | 3273 | 544 | 0 | 68 | 10671 | 195 | 1293 | 0 | 279 | 1200 | 0 | 462 | 0 | 0 | 0 | 0 | 0 | 0 | 0 | 0 | 0
2040-06-07 | 13 | 27.02 | -24342 | -121 | -1339 | 0 | -460 | -1859 | 4491 | 0 | 80 | 523 | 52 | 335 | 4053 | 3273 | 530 | 0 | 105 | 11220 | 196 | 1310 | 0 | 290 | 1200 | 0 | 462 | 0 | 0 | 0 | 0 | 0 | 0 | 0 | 0 | 0
2040-06-07 | 14 | 27.02 | -24592 | -121 | -1313 | 0 | -78 | -1859 | 4692 | 0 | 80 | 523 | 52 | 335 | 4045 | 3273 | 622 | 0 | 141 | 10714 | 196 | 1319 | 0 | 309 | 1200 | 0 | 462 | 0 | 0 | 0 | 0 | 0 | 0 | 0 | 0 | 0
2040-06-07 | 15 | 28.05 | -24190 | -103 | -1182 | 0 | 0 | -1468 | 4756 | 0 | 80 | 523 | 52 | 335 | 4096 | 3273 | 610 | 0 | 206 | 9512 | 194 | 1320 | 0 | 325 | 1200 | 0 | 462 | 0 | 0 | 0 | 0 | 0 | 0 | 0 | 0 | 0
2040-06-07 | 16 | 31.49 | -23610 | -112 | -1549 | 0 | 0 | 0 | 4719 | 0 | 80 | 523 | 52 | 335 | 4339 | 3273 | 581 | 0 | 258 | 7609 | 197 | 1323 | 0 | 320 | 1200 | 0 | 462 | 0 | 0 | 0 | 0 | 0 | 0 | 0 | 0 | 0
2040-06-07 | 17 | 36.05 | -22798 | -103 | -1996 | 0 | 0 | 0 | 4624 | 0 | 300 | 826 | 52 | 335 | 5555 | 3273 | 551 | 0 | 302 | 5527 | 198 | 1341 | 0 | 352 | 1200 | 0 | 462 | 0 | 0 | 0 | 0 | 0 | 0 | 0 | 0 | 0
2040-06-07 | 18 | 37.91 | -22198 | -103 | -2390 | 0 | 0 | 1098 | 4365 | 0 | 300 | 1039 | 52 | 335 | 6530 | 3273 | 403 | 0 | 348 | 3341 | 198 | 1349 | 0 | 397 | 1200 | 0 | 462 | 0 | 0 | 0 | 0 | 0 | 0 | 0 | 0 | 0
2040-06-07 | 19 | 37.91 | -22032 | -112 | -2285 | 0 | 51 | 1287 | 3952 | 0 | 300 | 1373 | 52 | 335 | 7975 | 3273 | 279 | 0 | 350 | 1564 | 198 | 1349 | 0 | 427 | 1200 | 0 | 462 | 0 | 0 | 0 | 0 | 0 | 0 | 0 | 0 | 0
2040-06-07 | 20 | 37.91 | -21702 | -121 | -1602 | 0 | 249 | 1541 | 3466 | 0 | 300 | 1414 | 52 | 335 | 8117 | 3273 | 166 | 0 | 324 | 538 | 199 | 1349 | 0 | 440 | 1200 | 0 | 462 | 0 | 0 | 0 | 0 | 0 | 0 | 0 | 0 | 0
2040-06-07 | 21 | 37.91 | -21079 | -144 | -1471 | 0 | 216 | 1498 | 3202 | 0 | 300 | 1414 | 52 | 335 | 8162 | 3273 | 191 | 0 | 380 | 28 | 199 | 1346 | 0 | 434 | 1200 | 0 | 462 | 0 | 0 | 0 | 0 | 0 | 0 | 0 | 0 | 0
2040-06-07 | 22 | 37.91 | -19434 | -211 | -1234 | 0 | 200 | 310 | 2727 | 0 | 300 | 1282 | 52 | 335 | 8154 | 3273 | 139 | 0 | 439 | 0 | 199 | 1352 | 0 | 456 | 1200 | 0 | 462 | 0 | 0 | 0 | 0 | 0 | 0 | 0 | 0 | 0
2040-06-07 | 23 | 37.46 | -17627 | -247 | -1024 | 0 | 0 | 0 | 1627 | 0 | 300 | 1126 | 52 | 335 | 7931 | 3273 | 109 | 0 | 453 | 0 | 198 | 1338 | 0 | 494 | 1200 | 0 | 462 | 0 | 0 | 0 | 0 | 0 | 0 | 0 | 0 | 0
2040-06-07 | 24 | 37.19 | -16139 | -270 | -840 | 0 | 0 | 0 | 528 | 0 | 300 | 1039 | 52 | 335 | 7588 | 3273 | 93 | 0 | 414 | 0 | 195 | 1311 | 0 | 458 | 1200 | 0 | 462 | 0 | 0 | 0 | 0 | 0 | 0 | 0 | 0 | 0
2040-06-08 | 1 | 34.83 | -15144 | -315 | -735 | 0 | 0 | 0 | 713 | 0 | 300 | 902 | 52 | 335 | 6129 | 3273 | 83 | 0 | 385 | 0 | 199 | 1254 | 0 | 906 | 1200 | 0 | 462 | 0 | 0 | 0 | 0 | 0 | 0 | 0 | 0 | 0
2040-06-08 | 2 | 34.68 | -14546 | -341 | -657 | 0 | 0 | 0 | 528 | 0 | 300 | 868 | 52 | 335 | 5811 | 3273 | 65 | 0 | 353 | 0 | 196 | 1205 | 0 | 895 | 1200 | 0 | 462 | 0 | 0 | 0 | 0 | 0 | 0 | 0 | 0 | 0
2040-06-08 | 3 | 33.5 | -14239 | -368 | -578 | 0 | 0 | 0 | 528 | 0 | 300 | 826 | 52 | 335 | 5518 | 3273 | 108 | 0 | 337 | 0 | 194 | 1184 | 0 | 868 | 1200 | 0 | 462 | 0 | 0 | 0 | 0 | 0 | 0 | 0 | 0 | 0
2040-06-08 | 4 | 34.83 | -14211 | -368 | -551 | 0 | 0 | 0 | 528 | 0 | 300 | 783 | 52 | 335 | 5909 | 3273 | 137 | 0 | 327 | 0 | 189 | 1169 | 0 | 466 | 1200 | 0 | 462 | 0 | 0 | 0 | 0 | 0 | 0 | 0 | 0 | 0
2040-06-08 | 5 | 35.49 | -14296 | -395 | -525 | 0 | 0 | 0 | 528 | 0 | 300 | 814 | 52 | 335 | 5948 | 3273 | 188 | 0 | 312 | 0 | 187 | 1161 | 0 | 456 | 1200 | 0 | 462 | 0 | 0 | 0 | 0 | 0 | 0 | 0 | 0 | 0
2040-06-08 | 6 | 37.36 | -15222 | -427 | -551 | 0 | 0 | 0 | 528 | 0 | 300 | 902 | 52 | 335 | 6759 | 3273 | 224 | 0 | 272 | 122 | 190 | 1167 | 0 | 412 | 1200 | 0 | 462 | 0 | 0 | 0 | 0 | 0 | 0 | 0 | 0 | 0
2040-06-08 | 7 | 38.85 | -16604 | -427 | -709 | 0 | 0 | 0 | 528 | 0 | 300 | 1035 | 52 | 335 | 7475 | 3273 | 266 | 0 | 219 | 874 | 189 | 1172 | 0 | 358 | 1200 | 0 | 462 | 0 | 0 | 0 | 0 | 0 | 0 | 0 | 0 | 0
2040-06-08 | 8 | 36.86 | -18160 | -341 | -867 | 0 | 0 | 0 | 1178 | 0 | 300 | 902 | 52 | 335 | 6703 | 3273 | 543 | 0 | 165 | 2555 | 192 | 1190 | 0 | 317 | 1200 | 0 | 462 | 0 | 0 | 0 | 0 | 0 | 0 | 0 | 0 | 0
2040-06-08 | 9 | 24.36 | -19310 | -247 | -1050 | 0 | 0 | 0 | 2277 | 0 | 300 | 523 | 52 | 319 | 3967 | 3273 | 1091 | 0 | 199 | 5240 | 193 | 1209 | 0 | 302 | 1200 | 0 | 462 | 0 | 0 | 0 | 0 | 0 | 0 | 0 | 0 | 0
2040-06-08 | 10 | 22.12 | -20287 | -211 | -1234 | 0 | 0 | -333 | 3133 | 0 | 220 | 523 | 52 | 160 | 1253 | 3273 | 1621 | 0 | 230 | 8205 | 195 | 1251 | 0 | 287 | 1200 | 0 | 462 | 0 | 0 | 0 | 0 | 0 | 0 | 0 | 0 | 0
2040-06-08 | 11 | 17.34 | -21042 | -175 | -1182 | -133 | 0 | -1859 | 3731 | 0 | 220 | 523 | 52 | 157 | 15 | 3273 | 2239 | 0 | 316 | 10460 | 195 | 1277 | 0 | 271 | 1200 | 0 | 462 | 0 | 0 | 0 | 0 | 0 | 0 | 0 | 0 | 0
2040-06-08 | 12 | 5 | -21095 | -144 | -1024 | -908 | -610 | -1859 | 4106 | 0 | 220 | 523 | 52 | 157 | 15 | 3273 | 2520 | 0 | 323 | 11886 | 195 | 708 | 0 | 0 | 1200 | 0 | 462 | 0 | 0 | 0 | 0 | 585 | 0 | 279 | 0 | 0
2040-06-08 | 13 | 5 | -21232 | -135 | -1339 | -908 | -610 | -1859 | 4328 | 0 | 220 | 523 | 52 | 157 | 15 | 3273 | 2992 | 0 | 300 | 12496 | 66 | 0 | 0 | 0 | 1200 | 0 | 462 | 0 | 0 | 0 | 130 | 1310 | 0 | 290 | 0 | 0
2040-06-08 | 14 | 5 | -21425 | -121 | -1313 | -908 | -199 | -1859 | 4396 | 0 | 220 | 523 | 52 | 157 | 15 | 3273 | 2812 | 0 | 305 | 12308 | 101 | 0 | 0 | 0 | 1200 | 0 | 462 | 0 | 0 | 0 | 95 | 1319 | 0 | 309 | 0 | 0
2040-06-08 | 15 | 5 | -21215 | -112 | -1182 | -905 | 0 | -1859 | 4433 | 0 | 220 | 523 | 52 | 157 | 15 | 3273 | 2487 | 0 | 300 | 11125 | 194 | 831 | 0 | 0 | 1200 | 0 | 462 | 0 | 0 | 0 | 0 | 489 | 0 | 325 | 0 | 0
2040-06-08 | 16 | 22.12 | -20997 | -103 | -1549 | 0 | 0 | -1538 | 4518 | 0 | 220 | 523 | 52 | 173 | 15 | 3273 | 2314 | 0 | 280 | 9318 | 197 | 1323 | 0 | 320 | 1200 | 0 | 462 | 0 | 0 | 0 | 0 | 0 | 0 | 0 | 0 | 0
2040-06-08 | 17 | 29.9 | -20757 | -103 | -1996 | 119 | 67 | 0 | 4660 | 0 | 0 | 523 | 52 | 332 | 1043 | 3273 | 2158 | 0 | 259 | 6816 | 198 | 1341 | 0 | 352 | 1200 | 0 | 462 | 0 | 0 | 0 | 0 | 0 | 0 | 0 | 0 | 0
2040-06-08 | 18 | 29.9 | -20622 | -103 | -2390 | 488 | 0 | 23 | 4756 | 0 | 0 | 610 | 52 | 335 | 3519 | 3273 | 2285 | 0 | 241 | 3926 | 198 | 1349 | 0 | 397 | 1200 | 0 | 462 | 0 | 0 | 0 | 0 | 0 | 0 | 0 | 0 | 0
2040-06-08 | 19 | 29.9 | -20504 | -103 | -2285 | 724 | 134 | 1273 | 4597 | 0 | 0 | 1031 | 52 | 335 | 3538 | 3273 | 2332 | 0 | 207 | 1761 | 198 | 1349 | 0 | 427 | 1200 | 0 | 462 | 0 | 0 | 0 | 0 | 0 | 0 | 0 | 0 | 0
2040-06-08 | 20 | 29.9 | -20007 | -112 | -1602 | 661 | 342 | 1549 | 4085 | 0 | 0 | 1035 | 52 | 335 | 3935 | 3273 | 2119 | 0 | 177 | 507 | 199 | 1349 | 0 | 440 | 1200 | 0 | 462 | 0 | 0 | 0 | 0 | 0 | 0 | 0 | 0 | 0
2040-06-08 | 21 | 29.9 | -19476 | -162 | -1471 | 648 | 508 | 1549 | 3694 | 0 | 0 | 1039 | 52 | 335 | 3935 | 3273 | 2239 | 0 | 169 | 27 | 199 | 1346 | 0 | 434 | 1200 | 0 | 462 | 0 | 0 | 0 | 0 | 0 | 0 | 0 | 0 | 0
2040-06-08 | 22 | 29.9 | -18010 | -229 | -1234 | 366 | 0 | 1305 | 3229 | 0 | 0 | 1010 | 52 | 335 | 3935 | 3273 | 2128 | 0 | 172 | 0 | 199 | 1352 | 0 | 456 | 1200 | 0 | 462 | 0 | 0 | 0 | 0 | 0 | 0 | 0 | 0 | 0
2040-06-08 | 23 | 29.9 | -16367 | -292 | -1024 | 107 | 67 | 1449 | 2135 | 0 | 0 | 869 | 52 | 335 | 3935 | 3273 | 1605 | 0 | 165 | 0 | 198 | 1338 | 0 | 494 | 1200 | 0 | 462 | 0 | 0 | 0 | 0 | 0 | 0 | 0 | 0 | 0
2040-06-08 | 24 | 29.9 | -14808 | -368 | -840 | 123 | 102 | 1115 | 967 | 0 | 0 | 820 | 52 | 335 | 4280 | 3273 | 1179 | 0 | 145 | 0 | 195 | 1311 | 0 | 458 | 1200 | 0 | 462 | 0 | 0 | 0 | 0 | 0 | 0 | 0 | 0 | 0
2040-06-09 | 1 | 29.9 | -13975 | -427 | -972 | 0 | 0 | 0 | 528 | 0 | 0 | 813 | 52 | 335 | 5010 | 3273 | 1213 | 0 | 126 | 0 | 199 | 1254 | 0 | 906 | 1200 | 0 | 462 | 0 | 0 | 0 | 0 | 0 | 0 | 0 | 0 | 0
2040-06-09 | 2 | 28.67 | -13396 | -454 | -840 | 0 | 0 | 0 | 528 | 0 | 0 | 640 | 52 | 335 | 4820 | 3273 | 966 | 0 | 118 | 0 | 196 | 1205 | 0 | 895 | 1200 | 0 | 462 | 0 | 0 | 0 | 0 | 0 | 0 | 0 | 0 | 0
2040-06-09 | 3 | 31.75 | -13161 | -521 | -762 | 0 | 0 | 0 | 528 | 0 | 0 | 640 | 52 | 335 | 5202 | 3273 | 420 | 0 | 85 | 0 | 194 | 1184 | 0 | 868 | 1200 | 0 | 462 | 0 | 0 | 0 | 0 | 0 | 0 | 0 | 0 | 0
2040-06-09 | 4 | 33.97 | -13064 | -553 | -683 | 0 | 0 | 0 | 528 | 0 | 0 | 640 | 52 | 335 | 5754 | 3273 | 155 | 0 | 76 | 0 | 189 | 1169 | 0 | 466 | 1200 | 0 | 462 | 0 | 0 | 0 | 0 | 0 | 0 | 0 | 0 | 0
2040-06-09 | 5 | 33.97 | -12989 | -589 | -683 | 0 | 0 | 0 | 528 | 0 | 0 | 640 | 52 | 335 | 5875 | 3273 | 41 | 0 | 50 | 0 | 187 | 1161 | 0 | 456 | 1200 | 0 | 462 | 0 | 0 | 0 | 0 | 0 | 0 | 0 | 0 | 0
2040-06-09 | 6 | 35.41 | -13623 | -625 | -709 | 0 | 0 | 0 | 528 | 0 | 0 | 826 | 52 | 335 | 6326 | 3273 | 22 | 0 | 45 | 118 | 190 | 1167 | 0 | 412 | 1200 | 0 | 462 | 0 | 0 | 0 | 0 | 0 | 0 | 0 | 0 | 0
2040-06-09 | 7 | 36.86 | -14852 | -625 | -788 | 0 | 0 | 0 | 528 | 0 | 0 | 869 | 52 | 335 | 6846 | 3273 | 62 | 0 | 38 | 879 | 189 | 1172 | 0 | 358 | 1200 | 0 | 462 | 0 | 0 | 0 | 0 | 0 | 0 | 0 | 0 | 0
2040-06-09 | 8 | 36.05 | -16378 | -427 | -919 | 0 | 0 | 0 | 528 | 0 | 0 | 843 | 52 | 335 | 6630 | 3273 | 130 | 0 | 24 | 2546 | 192 | 1190 | 0 | 317 | 1200 | 0 | 462 | 0 | 0 | 0 | 0 | 0 | 0 | 0 | 0 | 0
2040-06-09 | 9 | 30.53 | -17727 | -315 | -1103 | 0 | 0 | 0 | 1305 | 0 | 0 | 537 | 52 | 335 | 4767 | 3273 | 253 | 0 | 17 | 5239 | 193 | 1209 | 0 | 302 | 1200 | 0 | 462 | 0 | 0 | 0 | 0 | 0 | 0 | 0 | 0 | 0
2040-06-09 | 10 | 25.56 | -18922 | -247 | -1313 | 0 | 0 | -775 | 2309 | 0 | 0 | 523 | 52 | 335 | 2786 | 3273 | 439 | 0 | 17 | 8128 | 195 | 1251 | 0 | 287 | 1200 | 0 | 462 | 0 | 0 | 0 | 0 | 0 | 0 | 0 | 0 | 0
2040-06-09 | 11 | 25.56 | -19646 | -193 | -1182 | 0 | 0 | -1320 | 2996 | 0 | 0 | 523 | 52 | 319 | 955 | 3273 | 367 | 0 | 22 | 10429 | 195 | 1277 | 0 | 271 | 1200 | 0 | 462 | 0 | 0 | 0 | 0 | 0 | 0 | 0 | 0 | 0
2040-06-09 | 12 | 22.64 | -20063 | -162 | -1313 | 0 | -199 | -1859 | 3540 | 0 | 0 | 523 | 52 | 171 | 415 | 3273 | 532 | 0 | 32 | 11626 | 195 | 1293 | 0 | 279 | 1200 | 0 | 462 | 0 | 0 | 0 | 0 | 0 | 0 | 0 | 0 | 0
2040-06-09 | 13 | 21.34 | -20238 | -135 | -1418 | -84 | -610 | -1859 | 3873 | 0 | 0 | 523 | 52 | 157 | 15 | 3273 | 619 | 0 | 43 | 12330 | 196 | 1310 | 0 | 290 | 1200 | 0 | 462 | 0 | 0 | 0 | 0 | 0 | 0 | 0 | 0 | 0
2040-06-09 | 14 | 21.34 | -20354 | -121 | -1471 | -50 | -610 | -1859 | 4011 | 0 | 0 | 523 | 52 | 160 | 15 | 3273 | 681 | 0 | 54 | 12209 | 196 | 1319 | 0 | 309 | 1200 | 0 | 462 | 0 | 0 | 0 | 0 | 0 | 0 | 0 | 0 | 0
2040-06-09 | 15 | 25.56 | -20655 | -103 | -1523 | 0 | 0 | -1673 | 4106 | 0 | 0 | 523 | 52 | 319 | 15 | 3273 | 723 | 0 | 71 | 11371 | 194 | 1320 | 0 | 325 | 1200 | 0 | 462 | 0 | 0 | 0 | 0 | 0 | 0 | 0 | 0 | 0
2040-06-09 | 16 | 34.54 | -21013 | -103 | -1444 | 0 | 52 | 0 | 4264 | 0 | 0 | 523 | 52 | 335 | 278 | 3273 | 771 | 0 | 82 | 9428 | 197 | 1323 | 0 | 320 | 1200 | 0 | 462 | 0 | 0 | 0 | 0 | 0 | 0 | 0 | 0 | 0
2040-06-09 | 17 | 34.54 | -21354 | -103 | -1444 | 0 | 0 | 680 | 4507 | 0 | 0 | 523 | 52 | 335 | 2316 | 3273 | 752 | 0 | 92 | 6818 | 198 | 1341 | 0 | 352 | 1200 | 0 | 462 | 0 | 0 | 0 | 0 | 0 | 0 | 0 | 0 | 0
2040-06-09 | 18 | 34.54 | -21232 | -103 | -1471 | 0 | 1 | 1426 | 4756 | 0 | 0 | 640 | 52 | 335 | 4009 | 3273 | 677 | 0 | 97 | 3934 | 198 | 1349 | 0 | 397 | 1200 | 0 | 462 | 0 | 0 | 0 | 0 | 0 | 0 | 0 | 0 | 0
2040-06-09 | 19 | 34.54 | -20768 | -112 | -1523 | 69 | 508 | 1683 | 4708 | 0 | 0 | 1035 | 52 | 335 | 4559 | 3273 | 717 | 0 | 108 | 1718 | 198 | 1349 | 0 | 427 | 1200 | 0 | 462 | 0 | 0 | 0 | 0 | 0 | 0 | 0 | 0 | 0
2040-06-09 | 20 | 34.54 | -20437 | -135 | -1418 | 0 | 501 | 1549 | 4333 | 0 | 80 | 1126 | 52 | 335 | 5845 | 3273 | 605 | 0 | 118 | 524 | 199 | 1349 | 0 | 440 | 1200 | 0 | 462 | 0 | 0 | 0 | 0 | 0 | 0 | 0 | 0 | 0
2040-06-09 | 21 | 34.54 | -19635 | -193 | -1339 | 46 | 58 | 1537 | 4100 | 0 | 80 | 1057 | 52 | 335 | 5845 | 3273 | 937 | 0 | 180 | 27 | 199 | 1346 | 0 | 434 | 1200 | 0 | 462 | 0 | 0 | 0 | 0 | 0 | 0 | 0 | 0 | 0
2040-06-09 | 22 | 34.54 | -17669 | -247 | -1208 | 0 | 100 | 41 | 3498 | 0 | 80 | 902 | 52 | 335 | 5845 | 3273 | 1092 | 0 | 237 | 0 | 199 | 1352 | 0 | 456 | 1200 | 0 | 462 | 0 | 0 | 0 | 0 | 0 | 0 | 0 | 0 | 0
2040-06-09 | 23 | 32.2 | -15791 | -292 | -1208 | 0 | 0 | 0 | 2177 | 0 | 80 | 808 | 52 | 335 | 5299 | 3273 | 1284 | 0 | 290 | 0 | 198 | 1338 | 0 | 494 | 1200 | 0 | 462 | 0 | 0 | 0 | 0 | 0 | 0 | 0 | 0 | 0
2040-06-09 | 24 | 31.49 | -14482 | -341 | -1103 | 0 | 0 | 0 | 872 | 0 | 300 | 783 | 52 | 335 | 5032 | 3273 | 1327 | 0 | 326 | 0 | 195 | 1311 | 0 | 458 | 1200 | 0 | 462 | 0 | 0 | 0 | 0 | 0 | 0 | 0 | 0 | 0
2040-06-10 | 1 | 29.43 | -13760 | -395 | -972 | 0 | 0 | -605 | 528 | 0 | 300 | 640 | 52 | 335 | 4837 | 3273 | 1423 | 0 | 322 | 0 | 199 | 1254 | 0 | 906 | 1200 | 0 | 462 | 0 | 0 | 0 | 0 | 0 | 0 | 0 | 0 | 0
2040-06-10 | 2 | 29.43 | -13418 | -454 | -840 | 0 | 0 | -598 | 528 | 0 | 300 | 628 | 52 | 335 | 4702 | 3273 | 1230 | 0 | 302 | 0 | 196 | 1205 | 0 | 895 | 1200 | 0 | 462 | 0 | 0 | 0 | 0 | 0 | 0 | 0 | 0 | 0
2040-06-10 | 3 | 29.43 | -13264 | -454 | -762 | 0 | 0 | -415 | 528 | 0 | 300 | 610 | 52 | 335 | 4308 | 3273 | 1315 | 0 | 265 | 0 | 194 | 1184 | 0 | 868 | 1200 | 0 | 462 | 0 | 0 | 0 | 0 | 0 | 0 | 0 | 0 | 0
2040-06-10 | 4 | 33.5 | -13653 | -553 | -683 | 0 | 0 | 0 | 528 | 0 | 300 | 628 | 52 | 335 | 4790 | 3273 | 1257 | 0 | 238 | 0 | 189 | 1169 | 0 | 466 | 1200 | 0 | 462 | 0 | 0 | 0 | 0 | 0 | 0 | 0 | 0 | 0
2040-06-10 | 5 | 35.52 | -14683 | -553 | -683 | 0 | 0 | 0 | 528 | 0 | 300 | 834 | 52 | 335 | 5470 | 3273 | 1433 | 0 | 227 | 0 | 187 | 1161 | 0 | 456 | 1200 | 0 | 462 | 0 | 0 | 0 | 0 | 0 | 0 | 0 | 0 | 0
2040-06-10 | 6 | 39.77 | -17079 | -589 | -709 | 0 | 0 | 123 | 528 | 0 | 300 | 1172 | 52 | 335 | 7422 | 3273 | 1399 | 0 | 215 | 125 | 190 | 1167 | 0 | 412 | 1200 | 0 | 462 | 0 | 0 | 0 | 0 | 0 | 0 | 0 | 0 | 0
2040-06-10 | 7 | 39.77 | -19036 | -553 | -788 | 0 | 0 | 1075 | 539 | 0 | 300 | 1283 | 52 | 335 | 7433 | 3273 | 1638 | 0 | 166 | 901 | 189 | 1172 | 0 | 358 | 1200 | 0 | 462 | 0 | 0 | 0 | 0 | 0 | 0 | 0 | 0 | 0
2040-06-10 | 8 | 38.77 | -20138 | -454 | -919 | 0 | 0 | 0 | 1744 | 0 | 300 | 1039 | 52 | 335 | 7037 | 3273 | 1737 | 0 | 118 | 2514 | 192 | 1190 | 0 | 317 | 1200 | 0 | 462 | 0 | 0 | 0 | 0 | 0 | 0 | 0 | 0 | 0
2040-06-10 | 9 | 31.49 | -21084 | -341 | -1103 | 0 | 0 | 0 | 2446 | 0 | 300 | 826 | 52 | 335 | 5068 | 3273 | 1872 | 0 | 62 | 4929 | 193 | 1209 | 0 | 302 | 1200 | 0 | 462 | 0 | 0 | 0 | 0 | 0 | 0 | 0 | 0 | 0
2040-06-10 | 10 | 25.49 | -22210 | -270 | -1313 | 0 | 0 | -719 | 3102 | 0 | 300 | 537 | 52 | 335 | 4391 | 3273 | 1744 | 0 | 50 | 7332 | 195 | 1251 | 0 | 287 | 1200 | 0 | 462 | 0 | 0 | 0 | 0 | 0 | 0 | 0 | 0 | 0
2040-06-10 | 11 | 24.21 | -22849 | -211 | -1182 | 0 | 0 | -1859 | 3683 | 0 | 300 | 523 | 52 | 275 | 3251 | 3273 | 2023 | 0 | 51 | 9265 | 195 | 1277 | 0 | 271 | 1200 | 0 | 462 | 0 | 0 | 0 | 0 | 0 | 0 | 0 | 0 | 0
2040-06-10 | 12 | 25.49 | -23229 | -175 | -1313 | 0 | 0 | -1216 | 4116 | 0 | 300 | 523 | 52 | 335 | 982 | 3273 | 2591 | 0 | 61 | 10270 | 195 | 1293 | 0 | 279 | 1200 | 0 | 462 | 0 | 0 | 0 | 0 | 0 | 0 | 0 | 0 | 0
2040-06-10 | 13 | 25.49 | -23597 | -144 | -1418 | 0 | 0 | -1374 | 4391 | 0 | 300 | 523 | 52 | 335 | 955 | 3273 | 3013 | 0 | 104 | 10130 | 196 | 1310 | 0 | 290 | 1200 | 0 | 462 | 0 | 0 | 0 | 0 | 0 | 0 | 0 | 0 | 0
2040-06-10 | 14 | 25.49 | -23723 | -121 | -1471 | 0 | 0 | -1295 | 4634 | 0 | 300 | 523 | 52 | 335 | 951 | 3273 | 3232 | 0 | 144 | 9679 | 196 | 1319 | 0 | 309 | 1200 | 0 | 462 | 0 | 0 | 0 | 0 | 0 | 0 | 0 | 0 | 0
2040-06-10 | 15 | 25.49 | -23840 | -112 | -1523 | 0 | 0 | -488 | 4734 | 0 | 300 | 523 | 52 | 335 | 851 | 3273 | 3653 | 0 | 193 | 8548 | 194 | 1320 | 0 | 325 | 1200 | 0 | 462 | 0 | 0 | 0 | 0 | 0 | 0 | 0 | 0 | 0
2040-06-10 | 16 | 34.45 | -23840 | -103 | -1444 | 0 | 0 | 910 | 4750 | 0 | 300 | 523 | 52 | 335 | 1490 | 3273 | 3605 | 0 | 240 | 6406 | 197 | 1323 | 0 | 320 | 1200 | 0 | 462 | 0 | 0 | 0 | 0 | 0 | 0 | 0 | 0 | 0
2040-06-10 | 17 | 34.45 | -23795 | -112 | -1444 | 0 | 0 | 1776 | 4756 | 0 | 300 | 716 | 52 | 335 | 1978 | 3273 | 3858 | 0 | 298 | 4455 | 198 | 1341 | 0 | 352 | 1200 | 0 | 462 | 0 | 0 | 0 | 0 | 0 | 0 | 0 | 0 | 0
2040-06-10 | 18 | 34.45 | -23404 | -135 | -1471 | 0 | 0 | 472 | 4756 | 0 | 300 | 1031 | 52 | 335 | 4265 | 3273 | 4122 | 0 | 321 | 2478 | 198 | 1349 | 0 | 397 | 1200 | 0 | 462 | 0 | 0 | 0 | 0 | 0 | 0 | 0 | 0 | 0
2040-06-10 | 19 | 34.45 | -22921 | -144 | -1523 | 0 | 0 | 797 | 4550 | 0 | 300 | 1035 | 52 | 335 | 4621 | 3273 | 4475 | 0 | 371 | 1143 | 198 | 1349 | 0 | 427 | 1200 | 0 | 462 | 0 | 0 | 0 | 0 | 0 | 0 | 0 | 0 | 0
2040-06-10 | 20 | 34.45 | -22696 | -193 | -1418 | 0 | 0 | 1171 | 4217 | 0 | 300 | 1104 | 52 | 335 | 4754 | 3273 | 4731 | 0 | 370 | 349 | 199 | 1349 | 0 | 440 | 1200 | 0 | 462 | 0 | 0 | 0 | 0 | 0 | 0 | 0 | 0 | 0
2040-06-10 | 21 | 34.45 | -21610 | -211 | -1339 | 0 | 0 | 19 | 4048 | 0 | 300 | 1035 | 52 | 332 | 5294 | 3273 | 4735 | 0 | 412 | 18 | 199 | 1346 | 0 | 434 | 1200 | 0 | 462 | 0 | 0 | 0 | 0 | 0 | 0 | 0 | 0 | 0
2040-06-10 | 22 | 15.76 | -19492 | -229 | -1208 | 0 | 0 | 0 | 3308 | 0 | 300 | 826 | 52 | 173 | 4100 | 3273 | 4758 | 0 | 470 | 0 | 199 | 1352 | 0 | 456 | 1200 | 0 | 462 | 0 | 0 | 0 | 0 | 0 | 0 | 0 | 0 | 0
2040-06-10 | 23 | 11.19 | -17625 | -247 | -1208 | 0 | 0 | -218 | 2003 | 0 | 220 | 654 | 52 | 157 | 3952 | 3273 | 4822 | 0 | 472 | 0 | 198 | 1338 | 0 | 494 | 1200 | 0 | 462 | 0 | 0 | 0 | 0 | 0 | 0 | 0 | 0 | 0
2040-06-10 | 24 | 15.12 | -16656 | -270 | -1103 | 0 | 0 | 161 | 814 | 0 | 0 | 657 | 52 | 157 | 3927 | 3273 | 4908 | 0 | 453 | 0 | 195 | 1311 | 0 | 458 | 1200 | 0 | 462 | 0 | 0 | 0 | 0 | 0 | 0 | 0 | 0 | 0
2040-06-11 | 1 | 25.14 | -15930 | -247 | -735 | 0 | -118 | -1508 | 528 | 0 | 0 | 584 | 52 | 317 | 4415 | 3273 | 4902 | 0 | 446 | 0 | 199 | 1254 | 0 | 906 | 1200 | 0 | 462 | 0 | 0 | 0 | 0 | 0 | 0 | 0 | 0 | 0
2040-06-11 | 2 | 25.14 | -15639 | -270 | -657 | 0 | 0 | -1520 | 528 | 0 | 0 | 560 | 52 | 332 | 4049 | 3273 | 4884 | 0 | 449 | 0 | 196 | 1205 | 0 | 895 | 1200 | 0 | 462 | 0 | 0 | 0 | 0 | 0 | 0 | 0 | 0 | 0
2040-06-11 | 3 | 25.14 | -15537 | -247 | -578 | 0 | 0 | -1339 | 528 | 0 | 0 | 537 | 52 | 335 | 3729 | 3273 | 4888 | 0 | 450 | 0 | 194 | 1184 | 0 | 868 | 1200 | 0 | 462 | 0 | 0 | 0 | 0 | 0 | 0 | 0 | 0 | 0
2040-06-11 | 4 | 25.14 | -15981 | -247 | -551 | 0 | 0 | -512 | 528 | 0 | 0 | 561 | 52 | 335 | 3729 | 3273 | 4877 | 0 | 449 | 0 | 189 | 1169 | 0 | 466 | 1200 | 0 | 462 | 0 | 0 | 0 | 0 | 0 | 0 | 0 | 0 | 0
2040-06-11 | 5 | 32.2 | -17263 | -247 | -525 | 0 | 0 | 0 | 528 | 0 | 0 | 823 | 52 | 335 | 4255 | 3273 | 4873 | 0 | 430 | 0 | 187 | 1161 | 0 | 456 | 1200 | 0 | 462 | 0 | 0 | 0 | 0 | 0 | 0 | 0 | 0 | 0
2040-06-11 | 6 | 33.97 | -19571 | -247 | -551 | 0 | 0 | 1338 | 528 | 0 | 0 | 1063 | 52 | 335 | 5045 | 3273 | 4860 | 0 | 392 | 52 | 190 | 1167 | 0 | 412 | 1200 | 0 | 462 | 0 | 0 | 0 | 0 | 0 | 0 | 0 | 0 | 0
2040-06-11 | 7 | 33.97 | -21420 | -247 | -709 | 0 | 0 | 1469 | 1981 | 0 | 0 | 1172 | 52 | 335 | 5182 | 3273 | 4864 | 0 | 396 | 269 | 189 | 1172 | 0 | 358 | 1200 | 0 | 462 | 0 | 0 | 0 | 0 | 0 | 0 | 0 | 0 | 0
2040-06-11 | 8 | 33.97 | -22221 | -229 | -867 | 0 | 0 | 788 | 3202 | 0 | 0 | 1039 | 52 | 335 | 5389 | 3273 | 4823 | 0 | 387 | 668 | 192 | 1190 | 0 | 317 | 1200 | 0 | 462 | 0 | 0 | 0 | 0 | 0 | 0 | 0 | 0 | 0
2040-06-11 | 9 | 33.97 | -22642 | -229 | -1050 | 0 | 0 | 0 | 3794 | 0 | 0 | 1035 | 52 | 335 | 5586 | 3273 | 4792 | 0 | 369 | 1318 | 193 | 1209 | 0 | 302 | 1200 | 0 | 462 | 0 | 0 | 0 | 0 | 0 | 0 | 0 | 0 | 0
2040-06-11 | 10 | 33.5 | -23116 | -247 | -1234 | 0 | 0 | 0 | 4169 | 0 | 0 | 1035 | 52 | 335 | 5628 | 3273 | 4706 | 0 | 362 | 1642 | 195 | 1251 | 0 | 287 | 1200 | 0 | 462 | 0 | 0 | 0 | 0 | 0 | 0 | 0 | 0 | 0
2040-06-11 | 11 | 26.7 | -23402 | -247 | -1182 | 0 | 0 | 0 | 4433 | 0 | 0 | 834 | 52 | 335 | 4656 | 3273 | 4621 | 0 | 392 | 2829 | 195 | 1277 | 0 | 271 | 1200 | 0 | 462 | 0 | 0 | 0 | 0 | 0 | 0 | 0 | 0 | 0
2040-06-11 | 12 | 25.14 | -23289 | -229 | -1024 | 0 | 0 | -1323 | 4502 | 0 | 0 | 523 | 52 | 335 | 3402 | 3273 | 4513 | 0 | 400 | 5436 | 195 | 1293 | 0 | 279 | 1200 | 0 | 462 | 0 | 0 | 0 | 0 | 0 | 0 | 0 | 0 | 0
2040-06-11 | 13 | 25.14 | -23587 | -211 | -1339 | 0 | 0 | -1014 | 4602 | 0 | 0 | 523 | 52 | 335 | 2449 | 3273 | 3834 | 0 | 432 | 7192 | 196 | 1310 | 0 | 290 | 1200 | 0 | 462 | 0 | 0 | 0 | 0 | 0 | 0 | 0 | 0 | 0
2040-06-11 | 14 | 25.14 | -23660 | -175 | -1313 | 0 | -118 | -1168 | 4756 | 0 | 0 | 523 | 52 | 335 | 2117 | 3273 | 3521 | 0 | 476 | 7895 | 196 | 1319 | 0 | 309 | 1200 | 0 | 462 | 0 | 0 | 0 | 0 | 0 | 0 | 0 | 0 | 0
2040-06-11 | 15 | 25.14 | -23322 | -162 | -1182 | 0 | 0 | -1756 | 4708 | 0 | 0 | 523 | 52 | 335 | 1922 | 3273 | 3278 | 0 | 523 | 8307 | 194 | 1320 | 0 | 325 | 1200 | 0 | 462 | 0 | 0 | 0 | 0 | 0 | 0 | 0 | 0 | 0
2040-06-11 | 16 | 25.14 | -22994 | -135 | -1549 | 0 | -194 | -1637 | 4697 | 0 | 0 | 523 | 52 | 335 | 1896 | 3273 | 3402 | 0 | 578 | 8250 | 197 | 1323 | 0 | 320 | 1200 | 0 | 462 | 0 | 0 | 0 | 0 | 0 | 0 | 0 | 0 | 0
2040-06-11 | 17 | 25.14 | -22549 | -121 | -1996 | 0 | -279 | -468 | 4750 | 0 | 0 | 523 | 52 | 335 | 1896 | 3273 | 3661 | 0 | 647 | 6723 | 198 | 1341 | 0 | 352 | 1200 | 0 | 462 | 0 | 0 | 0 | 0 | 0 | 0 | 0 | 0 | 0
2040-06-11 | 18 | 33.97 | -22197 | -112 | -2390 | 0 | 0 | 1120 | 4708 | 0 | 0 | 654 | 52 | 335 | 3298 | 3273 | 2939 | 0 | 688 | 4025 | 198 | 1349 | 0 | 397 | 1200 | 0 | 462 | 0 | 0 | 0 | 0 | 0 | 0 | 0 | 0 | 0
2040-06-11 | 19 | 36.05 | -22017 | -121 | -2285 | 0 | 610 | 1859 | 4433 | 0 | 0 | 1039 | 52 | 335 | 4461 | 3273 | 2233 | 0 | 707 | 1785 | 198 | 1349 | 0 | 427 | 1200 | 0 | 462 | 0 | 0 | 0 | 0 | 0 | 0 | 0 | 0 | 0
2040-06-11 | 20 | 35.62 | -21462 | -144 | -1602 | 0 | 0 | 1859 | 3926 | 0 | 0 | 1039 | 52 | 335 | 5365 | 3273 | 2416 | 0 | 754 | 539 | 199 | 1349 | 0 | 440 | 1200 | 0 | 462 | 0 | 0 | 0 | 0 | 0 | 0 | 0 | 0 | 0
2040-06-11 | 21 | 33.97 | -20565 | -193 | -1471 | 0 | 0 | 629 | 3530 | 0 | 0 | 1035 | 52 | 335 | 5718 | 3273 | 3163 | 0 | 816 | 37 | 199 | 1346 | 0 | 434 | 1200 | 0 | 462 | 0 | 0 | 0 | 0 | 0 | 0 | 0 | 0 | 0
2040-06-11 | 22 | 24.36 | -18609 | -247 | -1234 | 0 | 0 | 0 | 2859 | 0 | 0 | 669 | 52 | 319 | 4462 | 3273 | 3932 | 0 | 855 | 0 | 199 | 1352 | 0 | 456 | 1200 | 0 | 462 | 0 | 0 | 0 | 0 | 0 | 0 | 0 | 0 | 0
2040-06-11 | 23 | 15.76 | -16674 | -270 | -1024 | 0 | 0 | 0 | 1522 | 0 | 0 | 628 | 52 | 160 | 4016 | 3273 | 3752 | 0 | 872 | 0 | 198 | 1338 | 0 | 494 | 1200 | 0 | 462 | 0 | 0 | 0 | 0 | 0 | 0 | 0 | 0 | 0
2040-06-11 | 24 | 10 | -15234 | -315 | -840 | 0 | 0 | 0 | 528 | 0 | 0 | 560 | 52 | 157 | 3491 | 3273 | 3931 | 0 | 798 | 0 | 195 | 1311 | 0 | 430 | 1200 | 0 | 462 | 0 | 0 | 0 | 0 | 0 | 0 | 28 | 0 | 0
2040-06-12 | 1 | 25.77 | -14365 | -368 | -735 | 0 | 0 | -1478 | 528 | 0 | 0 | 523 | 52 | 317 | 4049 | 3273 | 3423 | 0 | 759 | 0 | 199 | 1254 | 0 | 906 | 1200 | 0 | 462 | 0 | 0 | 0 | 0 | 0 | 0 | 0 | 0 | 0
2040-06-12 | 2 | 25.09 | -13893 | -427 | -657 | 0 | -246 | -1859 | 528 | 0 | 0 | 523 | 52 | 332 | 4049 | 3273 | 3685 | 0 | 679 | 0 | 196 | 1205 | 0 | 895 | 1200 | 0 | 462 | 0 | 0 | 0 | 0 | 0 | 0 | 0 | 0 | 0
2040-06-12 | 3 | 25.09 | -13632 | -485 | -578 | 0 | -50 | -1859 | 528 | 0 | 0 | 523 | 52 | 335 | 3854 | 3273 | 3501 | 0 | 629 | 0 | 194 | 1184 | 0 | 868 | 1200 | 0 | 462 | 0 | 0 | 0 | 0 | 0 | 0 | 0 | 0 | 0
2040-06-12 | 4 | 25.77 | -13927 | -553 | -551 | 0 | 0 | -1188 | 528 | 0 | 0 | 523 | 52 | 335 | 3854 | 3273 | 3564 | 0 | 603 | 0 | 189 | 1169 | 0 | 466 | 1200 | 0 | 462 | 0 | 0 | 0 | 0 | 0 | 0 | 0 | 0 | 0
2040-06-12 | 5 | 32.2 | -14988 | -589 | -525 | 0 | 0 | 0 | 528 | 0 | 0 | 610 | 52 | 335 | 4601 | 3273 | 2667 | 0 | 569 | 0 | 187 | 1161 | 0 | 456 | 1200 | 0 | 462 | 0 | 0 | 0 | 0 | 0 | 0 | 0 | 0 | 0
2040-06-12 | 6 | 34.83 | -17172 | -589 | -551 | 0 | 0 | 1176 | 528 | 0 | 0 | 1035 | 52 | 335 | 5606 | 3273 | 2210 | 0 | 549 | 116 | 190 | 1167 | 0 | 412 | 1200 | 0 | 462 | 0 | 0 | 0 | 0 | 0 | 0 | 0 | 0 | 0
2040-06-12 | 7 | 35.67 | -18973 | -589 | -709 | 0 | 254 | 1859 | 904 | 0 | 220 | 1252 | 52 | 335 | 5888 | 3273 | 1458 | 0 | 496 | 898 | 189 | 1172 | 0 | 358 | 1200 | 0 | 462 | 0 | 0 | 0 | 0 | 0 | 0 | 0 | 0 | 0
2040-06-12 | 8 | 34.83 | -19982 | -454 | -867 | 0 | 0 | 1073 | 2045 | 0 | 220 | 1035 | 52 | 335 | 5711 | 3273 | 1249 | 0 | 409 | 2538 | 192 | 1190 | 0 | 317 | 1200 | 0 | 462 | 0 | 0 | 0 | 0 | 0 | 0 | 0 | 0 | 0
2040-06-12 | 9 | 29.9 | -20778 | -315 | -1050 | 0 | 0 | 0 | 2690 | 0 | 220 | 628 | 52 | 335 | 4809 | 3273 | 1274 | 0 | 335 | 5160 | 193 | 1209 | 0 | 302 | 1200 | 0 | 462 | 0 | 0 | 0 | 0 | 0 | 0 | 0 | 0 | 0
2040-06-12 | 10 | 25.77 | -21649 | -247 | -1234 | 0 | 0 | -1093 | 3255 | 0 | 220 | 523 | 52 | 332 | 3857 | 3273 | 961 | 0 | 339 | 8016 | 195 | 1251 | 0 | 287 | 1200 | 0 | 462 | 0 | 0 | 0 | 0 | 0 | 0 | 0 | 0 | 0
2040-06-12 | 11 | 24.22 | -22407 | -211 | -1182 | 0 | 0 | -1859 | 3752 | 0 | 220 | 523 | 52 | 303 | 3138 | 3273 | 532 | 0 | 371 | 10091 | 195 | 1277 | 0 | 271 | 1200 | 0 | 462 | 0 | 0 | 0 | 0 | 0 | 0 | 0 | 0 | 0
2040-06-12 | 12 | 22.63 | -22516 | -175 | -1024 | -469 | -610 | -1859 | 4106 | 0 | 220 | 523 | 52 | 168 | 2974 | 3273 | 224 | 0 | 351 | 11332 | 195 | 1293 | 0 | 279 | 1200 | 0 | 462 | 0 | 0 | 0 | 0 | 0 | 0 | 0 | 0 | 0
2040-06-12 | 13 | 22.63 | -22887 | -162 | -1339 | -267 | -420 | -1859 | 4349 | 0 | 220 | 523 | 52 | 168 | 2974 | 3273 | 194 | 0 | 303 | 11419 | 196 | 1310 | 0 | 290 | 1200 | 0 | 462 | 0 | 0 | 0 | 0 | 0 | 0 | 0 | 0 | 0
2040-06-12 | 14 | 22.63 | -23148 | -144 | -1313 | -105 | -206 | -1859 | 4560 | 0 | 220 | 523 | 52 | 168 | 2649 | 3273 | 155 | 0 | 250 | 11437 | 196 | 1319 | 0 | 309 | 1200 | 0 | 462 | 0 | 0 | 0 | 0 | 0 | 0 | 0 | 0 | 0
2040-06-12 | 15 | 22.63 | -22913 | -135 | -1182 | 0 | -182 | -1859 | 4639 | 0 | 220 | 523 | 52 | 171 | 2359 | 3273 | 141 | 0 | 263 | 11127 | 194 | 1320 | 0 | 325 | 1200 | 0 | 462 | 0 | 0 | 0 | 0 | 0 | 0 | 0 | 0 | 0
2040-06-12 | 16 | 25.77 | -22578 | -121 | -1549 | 0 | 0 | -764 | 4697 | 0 | 220 | 523 | 52 | 319 | 2492 | 3273 | 161 | 0 | 260 | 9511 | 197 | 1323 | 0 | 320 | 1200 | 0 | 462 | 0 | 0 | 0 | 0 | 0 | 0 | 0 | 0 | 0
2040-06-12 | 17 | 33.01 | -22025 | -121 | -1996 | 0 | 0 | 0 | 4756 | 0 | 220 | 523 | 52 | 335 | 4018 | 3273 | 157 | 0 | 226 | 7028 | 198 | 1341 | 0 | 352 | 1200 | 0 | 462 | 0 | 0 | 0 | 0 | 0 | 0 | 0 | 0 | 0
2040-06-12 | 18 | 34.83 | -21648 | -135 | -2390 | 0 | 0 | 1305 | 4655 | 0 | 300 | 902 | 52 | 335 | 5142 | 3273 | 189 | 0 | 247 | 4165 | 198 | 1349 | 0 | 397 | 1200 | 0 | 462 | 0 | 0 | 0 | 0 | 0 | 0 | 0 | 0 | 0
2040-06-12 | 19 | 36.05 | -21507 | -144 | -2285 | 217 | 331 | 1859 | 4365 | 0 | 300 | 1282 | 52 | 335 | 6060 | 3273 | 197 | 0 | 210 | 1820 | 198 | 1349 | 0 | 427 | 1200 | 0 | 462 | 0 | 0 | 0 | 0 | 0 | 0 | 0 | 0 | 0
2040-06-12 | 20 | 36.05 | -20976 | -162 | -1602 | 372 | 508 | 1859 | 3873 | 0 | 300 | 1282 | 52 | 335 | 6250 | 3273 | 211 | 0 | 196 | 578 | 199 | 1349 | 0 | 440 | 1200 | 0 | 462 | 0 | 0 | 0 | 0 | 0 | 0 | 0 | 0 | 0
2040-06-12 | 21 | 36.05 | -20124 | -211 | -1471 | 134 | 381 | 1859 | 3482 | 0 | 300 | 1282 | 52 | 335 | 6522 | 3273 | 241 | 0 | 264 | 40 | 199 | 1346 | 0 | 434 | 1200 | 0 | 462 | 0 | 0 | 0 | 0 | 0 | 0 | 0 | 0 | 0
2040-06-12 | 22 | 34.83 | -18254 | -270 | -1234 | 0 | 0 | 1375 | 2832 | 0 | 300 | 1039 | 52 | 335 | 6114 | 3273 | 415 | 0 | 353 | 0 | 199 | 1352 | 0 | 456 | 1200 | 0 | 462 | 0 | 0 | 0 | 0 | 0 | 0 | 0 | 0 | 0
2040-06-12 | 23 | 34.83 | -16376 | -341 | -1024 | 0 | 0 | 309 | 1553 | 0 | 300 | 1035 | 52 | 335 | 6114 | 3273 | 672 | 0 | 405 | 0 | 198 | 1338 | 0 | 494 | 1200 | 0 | 462 | 0 | 0 | 0 | 0 | 0 | 0 | 0 | 0 | 0
2040-06-12 | 24 | 34.83 | -15042 | -395 | -840 | 0 | 0 | 301 | 528 | 0 | 300 | 938 | 52 | 335 | 5973 | 3273 | 563 | 0 | 388 | 0 | 195 | 1311 | 0 | 458 | 1200 | 0 | 462 | 0 | 0 | 0 | 0 | 0 | 0 | 0 | 0 | 0
2040-06-13 | 1 | 29.97 | -14234 | -427 | -735 | 0 | 0 | 0 | 528 | 0 | 300 | 826 | 52 | 335 | 4963 | 3273 | 723 | 0 | 375 | 0 | 199 | 1254 | 0 | 906 | 1200 | 0 | 462 | 0 | 0 | 0 | 0 | 0 | 0 | 0 | 0 | 0
2040-06-13 | 2 | 30.53 | -13826 | -454 | -657 | 0 | 0 | 0 | 528 | 0 | 300 | 652 | 52 | 335 | 4629 | 3273 | 868 | 0 | 340 | 0 | 196 | 1205 | 0 | 895 | 1200 | 0 | 462 | 0 | 0 | 0 | 0 | 0 | 0 | 0 | 0 | 0
2040-06-13 | 3 | 26.84 | -13645 | -454 | -578 | 0 | 0 | -304 | 528 | 0 | 300 | 610 | 52 | 335 | 4178 | 3273 | 1505 | 0 | 290 | 0 | 194 | 1184 | 0 | 868 | 1200 | 0 | 462 | 0 | 0 | 0 | 0 | 0 | 0 | 0 | 0 | 0
2040-06-13 | 4 | 26.84 | -14012 | -521 | -551 | 0 | 0 | -232 | 528 | 0 | 300 | 628 | 52 | 335 | 4178 | 3273 | 2262 | 0 | 273 | 0 | 189 | 1169 | 0 | 466 | 1200 | 0 | 462 | 0 | 0 | 0 | 0 | 0 | 0 | 0 | 0 | 0
2040-06-13 | 5 | 31.49 | -15113 | -521 | -525 | 0 | 0 | 0 | 528 | 0 | 300 | 783 | 52 | 335 | 4377 | 3273 | 2806 | 0 | 239 | 0 | 187 | 1161 | 0 | 456 | 1200 | 0 | 462 | 0 | 0 | 0 | 0 | 0 | 0 | 0 | 0 | 0
2040-06-13 | 6 | 36.27 | -17140 | -521 | -551 | 0 | 0 | 112 | 555 | 0 | 300 | 1035 | 52 | 335 | 5187 | 3273 | 3652 | 0 | 223 | 57 | 190 | 1167 | 0 | 412 | 1200 | 0 | 462 | 0 | 0 | 0 | 0 | 0 | 0 | 0 | 0 | 0
2040-06-13 | 7 | 35.49 | -18868 | -521 | -709 | 0 | 0 | 0 | 2092 | 0 | 300 | 1031 | 52 | 335 | 4901 | 3273 | 4158 | 0 | 215 | 360 | 189 | 1172 | 0 | 358 | 1200 | 0 | 462 | 0 | 0 | 0 | 0 | 0 | 0 | 0 | 0 | 0
2040-06-13 | 8 | 31.49 | -19600 | -485 | -867 | 0 | 0 | 0 | 3376 | 0 | 300 | 783 | 52 | 335 | 3995 | 3273 | 4586 | 0 | 200 | 689 | 192 | 1190 | 0 | 317 | 1200 | 0 | 462 | 0 | 0 | 0 | 0 | 0 | 0 | 0 | 0 | 0
2040-06-13 | 9 | 26.84 | -19979 | -454 | -1050 | 0 | 0 | -39 | 3974 | 0 | 80 | 628 | 52 | 335 | 3655 | 3273 | 4785 | 0 | 182 | 1191 | 193 | 1209 | 0 | 302 | 1200 | 0 | 462 | 0 | 0 | 0 | 0 | 0 | 0 | 0 | 0 | 0
2040-06-13 | 10 | 26.84 | -20453 | -454 | -1234 | 0 | 0 | -179 | 4359 | 0 | 80 | 561 | 52 | 335 | 3409 | 3273 | 4832 | 0 | 207 | 1817 | 195 | 1251 | 0 | 287 | 1200 | 0 | 462 | 0 | 0 | 0 | 0 | 0 | 0 | 0 | 0 | 0
2040-06-13 | 11 | 26.84 | -20653 | -454 | -1182 | 0 | 0 | -136 | 4655 | 0 | 80 | 560 | 52 | 335 | 3119 | 3273 | 4894 | 0 | 247 | 1804 | 195 | 1277 | 0 | 271 | 1200 | 0 | 462 | 0 | 0 | 0 | 0 | 0 | 0 | 0 | 0 | 0
2040-06-13 | 12 | 26.84 | -20296 | -553 | -1024 | 0 | 0 | -575 | 4756 | 0 | 80 | 523 | 52 | 335 | 2806 | 3273 | 4880 | 0 | 326 | 1989 | 195 | 1293 | 0 | 279 | 1200 | 0 | 462 | 0 | 0 | 0 | 0 | 0 | 0 | 0 | 0 | 0
2040-06-13 | 13 | 26.84 | -20192 | -553 | -1339 | 0 | 0 | -704 | 4708 | 0 | 80 | 523 | 52 | 335 | 2661 | 3273 | 4885 | 0 | 380 | 2433 | 196 | 1310 | 0 | 290 | 1200 | 0 | 462 | 0 | 0 | 0 | 0 | 0 | 0 | 0 | 0 | 0
2040-06-13 | 14 | 26.84 | -20108 | -589 | -1313 | 0 | 0 | -1217 | 4650 | 0 | 80 | 523 | 52 | 335 | 2661 | 3273 | 4884 | 0 | 449 | 2833 | 196 | 1319 | 0 | 309 | 1200 | 0 | 462 | 0 | 0 | 0 | 0 | 0 | 0 | 0 | 0 | 0
2040-06-13 | 15 | 26.84 | -19572 | -589 | -1182 | 0 | 0 | -262 | 4502 | 0 | 80 | 523 | 52 | 335 | 1075 | 3273 | 4886 | 0 | 503 | 2874 | 194 | 1320 | 0 | 325 | 1200 | 0 | 462 | 0 | 0 | 0 | 0 | 0 | 0 | 0 | 0 | 0
2040-06-13 | 16 | 26.84 | -19094 | -589 | -1549 | 0 | 0 | -137 | 4370 | 0 | 80 | 523 | 52 | 335 | 1075 | 3273 | 4895 | 0 | 560 | 2704 | 197 | 1323 | 0 | 320 | 1200 | 0 | 462 | 0 | 0 | 0 | 0 | 0 | 0 | 0 | 0 | 0
2040-06-13 | 17 | 36.27 | -18814 | -589 | -1996 | 0 | 0 | 252 | 4338 | 0 | 80 | 523 | 52 | 335 | 1523 | 3273 | 4902 | 0 | 565 | 2002 | 198 | 1341 | 0 | 352 | 1200 | 0 | 462 | 0 | 0 | 0 | 0 | 0 | 0 | 0 | 0 | 0
2040-06-13 | 18 | 36.27 | -18726 | -589 | -2390 | 0 | 0 | 738 | 4412 | 0 | 0 | 537 | 52 | 335 | 2033 | 3273 | 4902 | 0 | 595 | 1220 | 198 | 1349 | 0 | 397 | 1200 | 0 | 462 | 0 | 0 | 0 | 0 | 0 | 0 | 0 | 0 | 0
2040-06-13 | 19 | 36.27 | -19005 | -589 | -2285 | 0 | 0 | 827 | 4285 | 0 | 0 | 610 | 52 | 335 | 2374 | 3273 | 4919 | 0 | 616 | 951 | 198 | 1349 | 0 | 427 | 1200 | 0 | 462 | 0 | 0 | 0 | 0 | 0 | 0 | 0 | 0 | 0
2040-06-13 | 20 | 36.27 | -18910 | -553 | -1602 | 0 | 0 | 858 | 4000 | 0 | 0 | 610 | 52 | 335 | 2350 | 3273 | 4908 | 0 | 571 | 457 | 199 | 1349 | 0 | 440 | 1200 | 0 | 462 | 0 | 0 | 0 | 0 | 0 | 0 | 0 | 0 | 0
2040-06-13 | 21 | 33.08 | -18228 | -589 | -1471 | 0 | 0 | 14 | 3857 | 0 | 0 | 561 | 52 | 319 | 3061 | 3273 | 4897 | 0 | 576 | 34 | 199 | 1346 | 0 | 434 | 1200 | 0 | 462 | 0 | 0 | 0 | 0 | 0 | 0 | 0 | 0 | 0
2040-06-13 | 22 | 10 | -16668 | -589 | -1234 | 0 | 0 | 0 | 3213 | 0 | 0 | 523 | 52 | 160 | 2329 | 3273 | 4798 | 0 | 507 | 0 | 199 | 1352 | 0 | 423 | 1200 | 0 | 462 | 0 | 0 | 0 | 0 | 0 | 0 | 33 | 0 | 0
2040-06-13 | 23 | 10 | -15192 | -589 | -1024 | 0 | 0 | 0 | 1966 | 0 | 0 | 523 | 52 | 157 | 2329 | 3273 | 4704 | 0 | 452 | 0 | 198 | 1338 | 0 | 150 | 1200 | 0 | 462 | 0 | 0 | 0 | 0 | 0 | 0 | 344 | 0 | 0
2040-06-13 | 24 | 10 | -14109 | -589 | -840 | 0 | 0 | 0 | 814 | 0 | 0 | 523 | 52 | 157 | 2439 | 3273 | 4564 | 0 | 356 | 0 | 195 | 1311 | 0 | 192 | 1200 | 0 | 462 | 0 | 0 | 0 | 0 | 0 | 0 | 266 | 0 | 0
2040-06-14 | 1 | 26.26 | -13483 | -625 | -735 | 0 | 0 | -1539 | 528 | 0 | 0 | 523 | 52 | 317 | 3499 | 3273 | 3860 | 0 | 308 | 0 | 199 | 1254 | 0 | 906 | 1200 | 0 | 462 | 0 | 0 | 0 | 0 | 0 | 0 | 0 | 0 | 0
2040-06-14 | 2 | 26.26 | -13224 | -625 | -657 | 0 | 0 | -1547 | 528 | 0 | 0 | 523 | 52 | 332 | 3499 | 3273 | 3632 | 0 | 254 | 0 | 196 | 1205 | 0 | 895 | 1200 | 0 | 462 | 0 | 0 | 0 | 0 | 0 | 0 | 0 | 0 | 0
2040-06-14 | 3 | 26.26 | -13142 | -625 | -578 | 0 | 0 | -546 | 528 | 0 | 0 | 561 | 52 | 335 | 3655 | 3273 | 2363 | 0 | 214 | 0 | 194 | 1184 | 0 | 868 | 1200 | 0 | 462 | 0 | 0 | 0 | 0 | 0 | 0 | 0 | 0 | 0
2040-06-14 | 4 | 29.9 | -13603 | -625 | -551 | 0 | 0 | 0 | 528 | 0 | 0 | 628 | 52 | 335 | 4358 | 3273 | 1902 | 0 | 216 | 0 | 189 | 1169 | 0 | 466 | 1200 | 0 | 462 | 0 | 0 | 0 | 0 | 0 | 0 | 0 | 0 | 0
2040-06-14 | 5 | 33.86 | -14720 | -589 | -525 | 0 | 0 | 0 | 528 | 0 | 0 | 864 | 52 | 335 | 5692 | 3273 | 1429 | 0 | 194 | 0 | 187 | 1161 | 0 | 456 | 1200 | 0 | 462 | 0 | 0 | 0 | 0 | 0 | 0 | 0 | 0 | 0
2040-06-14 | 6 | 35.49 | -16725 | -589 | -551 | 0 | 0 | 1359 | 528 | 0 | 0 | 1039 | 52 | 335 | 6157 | 3273 | 1394 | 0 | 194 | 102 | 190 | 1167 | 0 | 412 | 1200 | 0 | 462 | 0 | 0 | 0 | 0 | 0 | 0 | 0 | 0 | 0
2040-06-14 | 7 | 35.49 | -18512 | -553 | -709 | 0 | 0 | 1329 | 1490 | 0 | 0 | 1039 | 52 | 335 | 6144 | 3273 | 1776 | 0 | 188 | 766 | 189 | 1172 | 0 | 358 | 1200 | 0 | 462 | 0 | 0 | 0 | 0 | 0 | 0 | 0 | 0 | 0
2040-06-14 | 8 | 34.83 | -19449 | -485 | -867 | 0 | 0 | 0 | 2758 | 0 | 0 | 869 | 52 | 319 | 5910 | 3273 | 1819 | 0 | 182 | 2256 | 192 | 1190 | 0 | 317 | 1200 | 0 | 462 | 0 | 0 | 0 | 0 | 0 | 0 | 0 | 0 | 0
2040-06-14 | 9 | 11.66 | -20163 | -395 | -1050 | 0 | 0 | -417 | 3445 | 0 | 0 | 523 | 52 | 160 | 4085 | 3273 | 2196 | 0 | 186 | 4738 | 193 | 1209 | 0 | 302 | 1200 | 0 | 462 | 0 | 0 | 0 | 0 | 0 | 0 | 0 | 0 | 0
2040-06-14 | 10 | 11.66 | -21024 | -315 | -1234 | 0 | 0 | -624 | 3989 | 0 | 0 | 523 | 52 | 157 | 2518 | 3273 | 1991 | 0 | 176 | 7122 | 195 | 1251 | 0 | 287 | 1200 | 0 | 462 | 0 | 0 | 0 | 0 | 0 | 0 | 0 | 0 | 0
2040-06-14 | 11 | 11.66 | -21588 | -247 | -1182 | 0 | 0 | -1054 | 4497 | 0 | 0 | 523 | 52 | 157 | 1206 | 3273 | 2782 | 0 | 194 | 7981 | 195 | 1277 | 0 | 271 | 1200 | 0 | 462 | 0 | 0 | 0 | 0 | 0 | 0 | 0 | 0 | 0
2040-06-14 | 12 | 10 | -21257 | -229 | -1024 | 0 | -610 | -1859 | 4756 | 0 | 0 | 523 | 52 | 157 | 1007 | 3273 | 3997 | 0 | 247 | 7567 | 195 | 1293 | 0 | 250 | 1200 | 0 | 462 | 0 | 0 | 0 | 0 | 0 | 0 | 29 | 0 | 0
2040-06-14 | 13 | 11.66 | -21269 | -211 | -1339 | 0 | 0 | -1357 | 4708 | 0 | 0 | 523 | 52 | 157 | 245 | 3273 | 4258 | 0 | 296 | 7206 | 196 | 1310 | 0 | 290 | 1200 | 0 | 462 | 0 | 0 | 0 | 0 | 0 | 0 | 0 | 0 | 0
2040-06-14 | 14 | 10 | -21222 | -193 | -1313 | 0 | 0 | -1859 | 4697 | 0 | 0 | 523 | 52 | 157 | 245 | 3273 | 4642 | 0 | 353 | 7444 | 196 | 1319 | 0 | 23 | 1200 | 0 | 462 | 0 | 0 | 0 | 0 | 0 | 0 | 286 | 0 | 0
2040-06-14 | 15 | 10 | -20625 | -175 | -1182 | 0 | -226 | -1859 | 4565 | 0 | 0 | 523 | 52 | 157 | 115 | 3273 | 4669 | 0 | 368 | 6990 | 194 | 1320 | 0 | 178 | 1200 | 0 | 462 | 0 | 0 | 0 | 0 | 0 | 0 | 147 | 0 | 0
2040-06-14 | 16 | 11.66 | -19997 | -175 | -1549 | 0 | 0 | -1266 | 4391 | 0 | 0 | 523 | 52 | 157 | 15 | 3273 | 4716 | 0 | 382 | 5977 | 197 | 1323 | 0 | 320 | 1200 | 0 | 462 | 0 | 0 | 0 | 0 | 0 | 0 | 0 | 0 | 0
2040-06-14 | 17 | 15.76 | -19284 | -175 | -1996 | 0 | 0 | 182 | 4254 | 0 | 0 | 523 | 52 | 157 | 15 | 3273 | 4569 | 0 | 380 | 4497 | 198 | 1341 | 0 | 352 | 1200 | 0 | 462 | 0 | 0 | 0 | 0 | 0 | 0 | 0 | 0 | 0
2040-06-14 | 18 | 15.76 | -18877 | -211 | -2390 | 0 | 0 | 668 | 4053 | 0 | 0 | 523 | 52 | 157 | 1002 | 3273 | 4511 | 0 | 434 | 3199 | 198 | 1349 | 0 | 397 | 1200 | 0 | 462 | 0 | 0 | 0 | 0 | 0 | 0 | 0 | 0 | 0
2040-06-14 | 19 | 15.76 | -18996 | -229 | -2285 | 0 | 0 | 1662 | 3725 | 0 | 0 | 626 | 52 | 157 | 1772 | 3273 | 4508 | 0 | 443 | 1654 | 198 | 1349 | 0 | 427 | 1200 | 0 | 462 | 0 | 0 | 0 | 0 | 0 | 0 | 0 | 0 | 0
2040-06-14 | 20 | 18.12 | -18858 | -247 | -1602 | 0 | 426 | 1859 | 3382 | 0 | 0 | 680 | 52 | 157 | 1823 | 3273 | 4434 | 0 | 447 | 523 | 199 | 1349 | 0 | 440 | 1200 | 0 | 462 | 0 | 0 | 0 | 0 | 0 | 0 | 0 | 0 | 0
2040-06-14 | 21 | 18.12 | -18480 | -292 | -1471 | 0 | 293 | 1859 | 3223 | 0 | 0 | 679 | 52 | 157 | 1956 | 3273 | 4580 | 0 | 493 | 34 | 199 | 1346 | 0 | 434 | 1200 | 0 | 462 | 0 | 0 | 0 | 0 | 0 | 0 | 0 | 0 | 0
2040-06-14 | 22 | 15.76 | -17085 | -315 | -1234 | 0 | 0 | 769 | 2827 | 0 | 0 | 561 | 52 | 157 | 2330 | 3273 | 4499 | 0 | 495 | 0 | 199 | 1352 | 0 | 456 | 1200 | 0 | 462 | 0 | 0 | 0 | 0 | 0 | 0 | 0 | 0 | 0
2040-06-14 | 23 | 15.76 | -15549 | -368 | -1024 | 0 | 0 | 439 | 1760 | 0 | 0 | 536 | 52 | 157 | 2274 | 3273 | 4279 | 0 | 480 | 0 | 198 | 1338 | 0 | 494 | 1200 | 0 | 462 | 0 | 0 | 0 | 0 | 0 | 0 | 0 | 0 | 0
2040-06-14 | 24 | 15.76 | -14348 | -395 | -840 | 0 | 0 | 181 | 608 | 0 | 0 | 523 | 52 | 157 | 2487 | 3273 | 4212 | 0 | 464 | 0 | 195 | 1311 | 0 | 458 | 1200 | 0 | 462 | 0 | 0 | 0 | 0 | 0 | 0 | 0 | 0 | 0
2040-06-15 | 1 | 19.75 | -13637 | -454 | -735 | 0 | 0 | -997 | 528 | 0 | 0 | 523 | 52 | 157 | 3021 | 3273 | 3756 | 0 | 491 | 0 | 199 | 1254 | 0 | 906 | 1200 | 0 | 462 | 0 | 0 | 0 | 0 | 0 | 0 | 0 | 0 | 0
2040-06-15 | 2 | 19.75 | -13277 | -454 | -657 | 0 | 0 | -678 | 528 | 0 | 0 | 523 | 52 | 157 | 3021 | 3273 | 3079 | 0 | 472 | 0 | 196 | 1205 | 0 | 895 | 1200 | 0 | 462 | 0 | 0 | 0 | 0 | 0 | 0 | 0 | 0 | 0
2040-06-15 | 3 | 20.92 | -13074 | -454 | -578 | 0 | 0 | 0 | 528 | 0 | 0 | 523 | 52 | 157 | 3044 | 3273 | 2159 | 0 | 460 | 0 | 194 | 1184 | 0 | 868 | 1200 | 0 | 462 | 0 | 0 | 0 | 0 | 0 | 0 | 0 | 0 | 0
2040-06-15 | 4 | 24.21 | -13110 | -485 | -551 | 0 | 0 | 0 | 528 | 0 | 0 | 523 | 52 | 278 | 3484 | 3273 | 2057 | 0 | 465 | 0 | 189 | 1169 | 0 | 466 | 1200 | 0 | 462 | 0 | 0 | 0 | 0 | 0 | 0 | 0 | 0 | 0
2040-06-15 | 5 | 21.71 | -13301 | -521 | -525 | 0 | 0 | 0 | 528 | 0 | 0 | 523 | 52 | 158 | 3926 | 3273 | 1979 | 0 | 442 | 0 | 187 | 1161 | 0 | 456 | 1200 | 0 | 462 | 0 | 0 | 0 | 0 | 0 | 0 | 0 | 0 | 0
2040-06-15 | 6 | 26.7 | -14203 | -553 | -551 | 0 | 0 | 1 | 528 | 0 | 300 | 610 | 52 | 317 | 4384 | 3273 | 1884 | 0 | 401 | 125 | 190 | 1167 | 0 | 412 | 1200 | 0 | 462 | 0 | 0 | 0 | 0 | 0 | 0 | 0 | 0 | 0
2040-06-15 | 7 | 26.7 | -15588 | -521 | -709 | 0 | 0 | 595 | 528 | 0 | 300 | 692 | 52 | 332 | 4405 | 3273 | 2004 | 0 | 352 | 902 | 189 | 1172 | 0 | 358 | 1200 | 0 | 462 | 0 | 0 | 0 | 0 | 0 | 0 | 0 | 0 | 0
2040-06-15 | 8 | 26.7 | -17024 | -395 | -867 | 0 | 0 | 643 | 1289 | 0 | 300 | 628 | 52 | 317 | 4266 | 3273 | 1537 | 0 | 264 | 2355 | 192 | 1190 | 0 | 317 | 1200 | 0 | 462 | 0 | 0 | 0 | 0 | 0 | 0 | 0 | 0 | 0
2040-06-15 | 9 | 10 | -18145 | -315 | -1050 | 0 | 0 | 0 | 2383 | 0 | 300 | 523 | 52 | 157 | 3841 | 3273 | 1262 | 0 | 201 | 4374 | 193 | 1209 | 0 | 79 | 1200 | 0 | 462 | 0 | 0 | 0 | 0 | 0 | 0 | 223 | 0 | 0
2040-06-15 | 10 | 7.4 | -19177 | -229 | -1234 | 0 | 0 | -184 | 3244 | 0 | 300 | 523 | 52 | 157 | 1467 | 3273 | 1040 | 0 | 182 | 7476 | 195 | 1251 | 0 | 0 | 1200 | 0 | 462 | 0 | 0 | 0 | 0 | 0 | 0 | 287 | 0 | 0
2040-06-15 | 11 | 5 | -19913 | -144 | -1182 | 0 | 0 | -1481 | 3878 | 0 | 300 | 523 | 52 | 157 | 789 | 3273 | 874 | 0 | 250 | 9488 | 195 | 1277 | 0 | 0 | 1200 | 0 | 462 | 0 | 0 | 0 | 0 | 0 | 0 | 271 | 0 | 0
2040-06-15 | 12 | 2 | -19880 | -121 | -1024 | 0 | 0 | -1859 | 4275 | 0 | 300 | 523 | 52 | 157 | 604 | 3273 | 982 | 0 | 331 | 11354 | 0 | 0 | 0 | 0 | 572 | 0 | 462 | 0 | 0 | 0 | 195 | 1293 | 0 | 279 | 628 | 0
2040-06-15 | 13 | 0.23 | -19963 | -94 | -1339 | -260 | -121 | -1859 | 4439 | 0 | 300 | 523 | 52 | 157 | 604 | 3273 | 1513 | 0 | 390 | 11946 | 0 | 0 | 0 | 0 | 0 | 0 | 438 | 0 | 0 | 0 | 196 | 1310 | 0 | 290 | 1200 | 0
2040-06-15 | 14 | 0 | -20128 | -94 | -1313 | -908 | -610 | -1859 | 4476 | 0 | 300 | 386 | 48 | 157 | 509 | 3273 | 3021 | 0 | 472 | 11963 | 0 | 0 | 0 | 0 | 0 | 0 | 308 | 0 | 0 | 0 | 196 | 1319 | 0 | 309 | 1200 | 0
2040-06-15 | 15 | -30 | -19871 | -85 | -1182 | -908 | -610 | -1859 | 4502 | 0 | 300 | 295 | 48 | 157 | 509 | 3273 | 3610 | 0 | 342 | 11198 | 0 | 0 | 0 | 0 | 0 | 0 | 282 | 0 | 172 | 0 | 194 | 1320 | 0 | 325 | 1200 | 0
2040-06-15 | 16 | 0.23 | -19592 | -85 | -1549 | -888 | -78 | -1859 | 4565 | 0 | 300 | 523 | 52 | 157 | 509 | 3273 | 4645 | 0 | 503 | 9110 | 0 | 0 | 0 | 0 | 0 | 0 | 413 | 0 | 0 | 0 | 197 | 1323 | 0 | 320 | 1200 | 0
2040-06-15 | 17 | 5 | -19321 | -85 | -1996 | 0 | 0 | -1616 | 4671 | 0 | 300 | 523 | 52 | 157 | 180 | 3273 | 4790 | 0 | 538 | 6404 | 198 | 278 | 0 | 0 | 1200 | 0 | 453 | 0 | 0 | 0 | 0 | 1063 | 0 | 352 | 0 | 0
2040-06-15 | 18 | 10 | -19183 | -90 | -2390 | 0 | 0 | 0 | 4756 | 0 | 300 | 523 | 52 | 157 | 180 | 3273 | 4923 | 0 | 558 | 3697 | 198 | 1349 | 0 | 35 | 1200 | 0 | 462 | 0 | 0 | 0 | 0 | 0 | 0 | 362 | 0 | 0
2040-06-15 | 19 | 10 | -19383 | -94 | -2285 | 588 | 0 | 1549 | 4592 | 0 | 300 | 523 | 52 | 157 | 0 | 3273 | 4927 | 0 | 545 | 1619 | 198 | 1349 | 0 | 427 | 1200 | 0 | 462 | 0 | 0 | 0 | 0 | 0 | 0 | 0 | 0 | 0
2040-06-15 | 20 | 10 | -19341 | -121 | -1602 | 708 | 508 | 1549 | 4285 | 0 | 300 | 561 | 52 | 157 | 0 | 3273 | 4954 | 0 | 539 | 526 | 199 | 1349 | 0 | 440 | 1200 | 0 | 462 | 0 | 0 | 0 | 0 | 0 | 0 | 0 | 0 | 0
2040-06-15 | 21 | 10 | -19053 | -144 | -1471 | 766 | 508 | 1726 | 4174 | 0 | 300 | 561 | 52 | 157 | 0 | 3273 | 4931 | 0 | 542 | 34 | 199 | 1346 | 0 | 434 | 1200 | 0 | 462 | 0 | 0 | 0 | 0 | 0 | 0 | 0 | 0 | 0
2040-06-15 | 22 | 10 | -17936 | -162 | -1234 | 441 | 102 | 1549 | 3815 | 0 | 300 | 523 | 52 | 157 | 0 | 3273 | 4924 | 0 | 526 | 0 | 199 | 1352 | 0 | 456 | 1200 | 0 | 462 | 0 | 0 | 0 | 0 | 0 | 0 | 0 | 0 | 0
2040-06-15 | 23 | 10 | -16582 | -175 | -1024 | 0 | 0 | 1441 | 2869 | 0 | 300 | 523 | 52 | 157 | 0 | 3273 | 4924 | 0 | 549 | 0 | 198 | 1338 | 0 | 494 | 1200 | 0 | 462 | 0 | 0 | 0 | 0 | 0 | 0 | 0 | 0 | 0
2040-06-15 | 24 | 10 | -15247 | -211 | -840 | 0 | 0 | 1432 | 1791 | 0 | 300 | 523 | 48 | 157 | 0 | 3273 | 4924 | 0 | 581 | 0 | 195 | 1311 | 0 | 147 | 1200 | 0 | 415 | 0 | 0 | 0 | 0 | 0 | 0 | 311 | 0 | 0
2040-06-16 | 1 | 10 | -14554 | -211 | -972 | 0 | 0 | -427 | 1057 | 0 | 300 | 523 | 52 | 157 | 1479 | 3273 | 4924 | 0 | 593 | 0 | 199 | 1254 | 0 | 690 | 1200 | 0 | 462 | 0 | 0 | 0 | 0 | 0 | 0 | 216 | 0 | 0
2040-06-16 | 2 | 12.94 | -14128 | -211 | -840 | 0 | 0 | -1020 | 528 | 0 | 300 | 523 | 52 | 157 | 1919 | 3273 | 4924 | 0 | 565 | 0 | 196 | 1205 | 0 | 895 | 1200 | 0 | 462 | 0 | 0 | 0 | 0 | 0 | 0 | 0 | 0 | 0
2040-06-16 | 3 | 12.94 | -13888 | -229 | -762 | 0 | 0 | -1253 | 528 | 0 | 300 | 523 | 52 | 157 | 1919 | 3273 | 4923 | 0 | 547 | 0 | 194 | 1184 | 0 | 868 | 1200 | 0 | 462 | 0 | 0 | 0 | 0 | 0 | 0 | 0 | 0 | 0
2040-06-16 | 4 | 12.94 | -13793 | -247 | -683 | 0 | 0 | -927 | 528 | 0 | 300 | 523 | 52 | 157 | 1919 | 3273 | 4915 | 0 | 495 | 0 | 189 | 1169 | 0 | 466 | 1200 | 0 | 462 | 0 | 0 | 0 | 0 | 0 | 0 | 0 | 0 | 0
2040-06-16 | 5 | 12.94 | -13888 | -292 | -683 | 0 | 0 | -1393 | 528 | 0 | 300 | 523 | 52 | 157 | 2589 | 3273 | 4914 | 0 | 452 | 0 | 187 | 1161 | 0 | 456 | 1200 | 0 | 462 | 0 | 0 | 0 | 0 | 0 | 0 | 0 | 0 | 0
2040-06-16 | 6 | 12.94 | -14422 | -292 | -709 | 0 | 0 | -625 | 528 | 0 | 0 | 523 | 52 | 157 | 2722 | 3273 | 4913 | 0 | 369 | 78 | 190 | 1167 | 0 | 412 | 1200 | 0 | 462 | 0 | 0 | 0 | 0 | 0 | 0 | 0 | 0 | 0
2040-06-16 | 7 | 17.48 | -15414 | -292 | -788 | 0 | 0 | 60 | 528 | 0 | 0 | 523 | 52 | 157 | 2854 | 3273 | 4918 | 0 | 338 | 408 | 189 | 1172 | 0 | 358 | 1200 | 0 | 462 | 0 | 0 | 0 | 0 | 0 | 0 | 0 | 0 | 0
2040-06-16 | 8 | 17.48 | -16756 | -292 | -919 | 0 | 0 | 112 | 1236 | 0 | 0 | 523 | 52 | 157 | 2854 | 3273 | 4919 | 0 | 264 | 1215 | 192 | 1190 | 0 | 317 | 1200 | 0 | 462 | 0 | 0 | 0 | 0 | 0 | 0 | 0 | 0 | 0
2040-06-16 | 9 | 17.48 | -17959 | -270 | -1103 | 0 | 0 | 0 | 2325 | 0 | 0 | 523 | 52 | 157 | 2817 | 3273 | 4850 | 0 | 211 | 1756 | 193 | 1209 | 0 | 302 | 1200 | 0 | 462 | 0 | 0 | 0 | 0 | 0 | 0 | 0 | 0 | 0
2040-06-16 | 10 | 12.94 | -18984 | -229 | -1313 | 0 | 0 | -47 | 3308 | 0 | 0 | 523 | 52 | 157 | 2554 | 3273 | 4828 | 0 | 172 | 2310 | 195 | 1251 | 0 | 287 | 1200 | 0 | 462 | 0 | 0 | 0 | 0 | 0 | 0 | 0 | 0 | 0
2040-06-16 | 11 | 12.94 | -19447 | -229 | -1182 | 0 | 0 | -567 | 3952 | 0 | 0 | 523 | 52 | 157 | 2554 | 3273 | 4830 | 0 | 146 | 2531 | 195 | 1277 | 0 | 271 | 1200 | 0 | 462 | 0 | 0 | 0 | 0 | 0 | 0 | 0 | 0 | 0
2040-06-16 | 12 | 12.94 | -19652 | -211 | -1313 | 0 | 0 | -1102 | 4359 | 0 | 0 | 523 | 52 | 157 | 2554 | 3273 | 4816 | 0 | 110 | 3004 | 195 | 1293 | 0 | 279 | 1200 | 0 | 462 | 0 | 0 | 0 | 0 | 0 | 0 | 0 | 0 | 0
2040-06-16 | 13 | 12.94 | -19645 | -211 | -1418 | 0 | 0 | -719 | 4571 | 0 | 0 | 523 | 52 | 157 | 1631 | 3273 | 4811 | 0 | 93 | 3424 | 196 | 1310 | 0 | 290 | 1200 | 0 | 462 | 0 | 0 | 0 | 0 | 0 | 0 | 0 | 0 | 0
2040-06-16 | 14 | 12.94 | -19496 | -193 | -1471 | 0 | 0 | -182 | 4592 | 0 | 0 | 523 | 52 | 157 | 1191 | 3273 | 4801 | 0 | 78 | 3187 | 196 | 1319 | 0 | 309 | 1200 | 0 | 462 | 0 | 0 | 0 | 0 | 0 | 0 | 0 | 0 | 0
2040-06-16 | 15 | 17.48 | -19475 | -193 | -1523 | 0 | 0 | 520 | 4513 | 0 | 0 | 523 | 52 | 157 | 1323 | 3273 | 4807 | 0 | 77 | 2444 | 194 | 1320 | 0 | 325 | 1200 | 0 | 462 | 0 | 0 | 0 | 0 | 0 | 0 | 0 | 0 | 0
2040-06-16 | 16 | 17.48 | -19618 | -211 | -1444 | 0 | 0 | 1044 | 4460 | 0 | 0 | 523 | 52 | 157 | 1313 | 3273 | 4784 | 0 | 79 | 2085 | 197 | 1323 | 0 | 320 | 1200 | 0 | 462 | 0 | 0 | 0 | 0 | 0 | 0 | 0 | 0 | 0
2040-06-16 | 17 | 17.48 | -19821 | -211 | -1444 | 0 | 0 | 670 | 4565 | 0 | 0 | 523 | 52 | 157 | 1425 | 3273 | 4724 | 0 | 93 | 2440 | 198 | 1341 | 0 | 352 | 1200 | 0 | 462 | 0 | 0 | 0 | 0 | 0 | 0 | 0 | 0 | 0
2040-06-16 | 18 | 17.48 | -19789 | -229 | -1471 | 0 | 0 | 1756 | 4745 | 0 | 0 | 561 | 52 | 157 | 1491 | 3273 | 4724 | 0 | 100 | 1022 | 198 | 1349 | 0 | 397 | 1200 | 0 | 462 | 0 | 0 | 0 | 0 | 0 | 0 | 0 | 0 | 0
2040-06-16 | 19 | 17.48 | -19734 | -229 | -1523 | 0 | 0 | 596 | 4756 | 0 | 0 | 610 | 52 | 157 | 2858 | 3273 | 4801 | 0 | 116 | 629 | 198 | 1349 | 0 | 427 | 1200 | 0 | 462 | 0 | 0 | 0 | 0 | 0 | 0 | 0 | 0 | 0
2040-06-16 | 20 | 17.48 | -19792 | -247 | -1418 | 0 | 0 | 1032 | 4655 | 0 | 0 | 640 | 52 | 157 | 2858 | 3273 | 4805 | 0 | 127 | 207 | 199 | 1349 | 0 | 440 | 1200 | 0 | 462 | 0 | 0 | 0 | 0 | 0 | 0 | 0 | 0 | 0
2040-06-16 | 21 | 17.48 | -19149 | -229 | -1339 | 46 | 102 | 386 | 4629 | 0 | 0 | 569 | 52 | 157 | 2858 | 3273 | 4811 | 0 | 173 | 19 | 199 | 1346 | 0 | 434 | 1200 | 0 | 462 | 0 | 0 | 0 | 0 | 0 | 0 | 0 | 0 | 0
2040-06-16 | 22 | 10 | -17580 | -247 | -1208 | 0 | 0 | 0 | 4074 | 0 | 0 | 523 | 52 | 157 | 2602 | 3273 | 4788 | 0 | 163 | 0 | 199 | 1352 | 0 | 189 | 1200 | 0 | 462 | 0 | 0 | 0 | 0 | 0 | 0 | 267 | 0 | 0
2040-06-16 | 23 | 10 | -16092 | -270 | -1208 | 0 | 0 | 0 | 2943 | 0 | 0 | 523 | 52 | 157 | 2221 | 3273 | 4795 | 0 | 196 | 0 | 198 | 1338 | 0 | 210 | 1200 | 0 | 462 | 0 | 0 | 0 | 0 | 0 | 0 | 284 | 0 | 0
2040-06-16 | 24 | 10 | -15089 | -270 | -1103 | 0 | 0 | 0 | 1797 | 0 | 0 | 523 | 52 | 157 | 2086 | 3273 | 4780 | 0 | 239 | 0 | 195 | 1311 | 0 | 386 | 1200 | 0 | 462 | 0 | 0 | 0 | 0 | 0 | 0 | 72 | 0 | 0
2040-06-17 | 1 | 28.65 | -14556 | -270 | -972 | 0 | 0 | -864 | 528 | 0 | 0 | 523 | 52 | 317 | 2921 | 3273 | 4759 | 0 | 267 | 0 | 199 | 1254 | 0 | 906 | 1200 | 0 | 462 | 0 | 0 | 0 | 0 | 0 | 0 | 0 | 0 | 0
2040-06-17 | 2 | 28.65 | -14239 | -270 | -840 | 0 | 0 | -1243 | 528 | 0 | 0 | 523 | 52 | 332 | 2921 | 3273 | 4746 | 0 | 258 | 0 | 196 | 1205 | 0 | 895 | 1200 | 0 | 462 | 0 | 0 | 0 | 0 | 0 | 0 | 0 | 0 | 0
2040-06-17 | 3 | 28.65 | -14188 | -270 | -762 | 0 | 0 | -1242 | 528 | 0 | 0 | 523 | 52 | 335 | 2921 | 3273 | 4633 | 0 | 288 | 0 | 194 | 1184 | 0 | 868 | 1200 | 0 | 462 | 0 | 0 | 0 | 0 | 0 | 0 | 0 | 0 | 0
2040-06-17 | 4 | 28.65 | -14549 | -292 | -683 | 0 | 0 | -394 | 528 | 0 | 0 | 537 | 52 | 335 | 3221 | 3273 | 4189 | 0 | 296 | 0 | 189 | 1169 | 0 | 466 | 1200 | 0 | 462 | 0 | 0 | 0 | 0 | 0 | 0 | 0 | 0 | 0
2040-06-17 | 5 | 28.65 | -15674 | -315 | -683 | 0 | 0 | -252 | 528 | 0 | 0 | 783 | 52 | 335 | 4521 | 3273 | 3654 | 0 | 309 | 0 | 187 | 1161 | 0 | 456 | 1200 | 0 | 462 | 0 | 0 | 0 | 0 | 0 | 0 | 0 | 0 | 0
2040-06-17 | 6 | 36.77 | -17882 | -315 | -709 | 0 | 0 | 0 | 528 | 0 | 0 | 1114 | 52 | 335 | 6539 | 3273 | 3200 | 0 | 318 | 114 | 190 | 1167 | 0 | 412 | 1200 | 0 | 462 | 0 | 0 | 0 | 0 | 0 | 0 | 0 | 0 | 0
2040-06-17 | 7 | 38.72 | -19815 | -315 | -788 | 0 | 0 | 380 | 898 | 0 | 0 | 1283 | 52 | 335 | 8315 | 3273 | 1856 | 0 | 278 | 865 | 189 | 1172 | 0 | 358 | 1200 | 0 | 462 | 0 | 0 | 0 | 0 | 0 | 0 | 0 | 0 | 0
2040-06-17 | 8 | 37.91 | -20952 | -270 | -919 | 0 | 0 | 0 | 2129 | 0 | 0 | 1129 | 52 | 335 | 7844 | 3273 | 1421 | 0 | 188 | 2407 | 192 | 1190 | 0 | 317 | 1200 | 0 | 462 | 0 | 0 | 0 | 0 | 0 | 0 | 0 | 0 | 0
2040-06-17 | 9 | 34.95 | -21877 | -229 | -1103 | 0 | 0 | 0 | 2896 | 0 | 0 | 869 | 52 | 335 | 6462 | 3273 | 947 | 0 | 140 | 4869 | 193 | 1209 | 0 | 302 | 1200 | 0 | 462 | 0 | 0 | 0 | 0 | 0 | 0 | 0 | 0 | 0
2040-06-17 | 10 | 29.97 | -22978 | -175 | -1313 | 0 | 0 | 0 | 3556 | 0 | 0 | 561 | 52 | 335 | 5108 | 3273 | 755 | 0 | 145 | 7286 | 195 | 1251 | 0 | 287 | 1200 | 0 | 462 | 0 | 0 | 0 | 0 | 0 | 0 | 0 | 0 | 0
2040-06-17 | 11 | 28.65 | -23474 | -162 | -1182 | 0 | 0 | -869 | 4143 | 0 | 0 | 523 | 52 | 335 | 4734 | 3273 | 589 | 0 | 155 | 8477 | 195 | 1277 | 0 | 271 | 1200 | 0 | 462 | 0 | 0 | 0 | 0 | 0 | 0 | 0 | 0 | 0
2040-06-17 | 12 | 28.65 | -23594 | -162 | -1313 | 0 | 0 | -1255 | 4518 | 0 | 0 | 523 | 52 | 335 | 4702 | 3273 | 404 | 0 | 207 | 8881 | 195 | 1293 | 0 | 279 | 1200 | 0 | 462 | 0 | 0 | 0 | 0 | 0 | 0 | 0 | 0 | 0
2040-06-17 | 13 | 28.65 | -23737 | -144 | -1418 | 0 | 0 | -755 | 4639 | 0 | 220 | 523 | 52 | 335 | 4299 | 3273 | 233 | 0 | 229 | 8792 | 196 | 1310 | 0 | 290 | 1200 | 0 | 462 | 0 | 0 | 0 | 0 | 0 | 0 | 0 | 0 | 0
2040-06-17 | 14 | 28.65 | -23617 | -144 | -1471 | 0 | 0 | -585 | 4756 | 0 | 220 | 523 | 52 | 335 | 4295 | 3273 | 149 | 0 | 245 | 8482 | 196 | 1319 | 0 | 309 | 1200 | 0 | 462 | 0 | 0 | 0 | 0 | 0 | 0 | 0 | 0 | 0
2040-06-17 | 15 | 32.2 | -23623 | -135 | -1523 | 0 | 0 | 0 | 4703 | 0 | 220 | 559 | 52 | 335 | 4669 | 3273 | 112 | 0 | 263 | 7594 | 194 | 1320 | 0 | 325 | 1200 | 0 | 462 | 0 | 0 | 0 | 0 | 0 | 0 | 0 | 0 | 0
2040-06-17 | 16 | 35.41 | -23654 | -135 | -1444 | 0 | 0 | 0 | 4666 | 0 | 300 | 628 | 52 | 335 | 5359 | 3273 | 51 | 0 | 257 | 6809 | 197 | 1323 | 0 | 320 | 1200 | 0 | 462 | 0 | 0 | 0 | 0 | 0 | 0 | 0 | 0 | 0
2040-06-17 | 17 | 37.56 | -23750 | -121 | -1444 | 0 | 0 | 0 | 4676 | 0 | 300 | 869 | 52 | 335 | 6287 | 3273 | 32 | 0 | 269 | 5669 | 198 | 1341 | 0 | 352 | 1200 | 0 | 462 | 0 | 0 | 0 | 0 | 0 | 0 | 0 | 0 | 0
2040-06-17 | 18 | 38.72 | -23403 | -112 | -1471 | 0 | 0 | 786 | 4745 | 0 | 300 | 1035 | 52 | 335 | 6689 | 3273 | 25 | 0 | 261 | 3879 | 198 | 1349 | 0 | 397 | 1200 | 0 | 462 | 0 | 0 | 0 | 0 | 0 | 0 | 0 | 0 | 0
2040-06-17 | 19 | 38.72 | -22923 | -121 | -1523 | 0 | 0 | 1291 | 4560 | 0 | 300 | 1282 | 52 | 335 | 7735 | 3273 | 50 | 0 | 234 | 1818 | 198 | 1349 | 0 | 427 | 1200 | 0 | 462 | 0 | 0 | 0 | 0 | 0 | 0 | 0 | 0 | 0
2040-06-17 | 20 | 38.85 | -22506 | -121 | -1418 | 0 | 0 | 1859 | 4201 | 0 | 300 | 1414 | 52 | 335 | 8080 | 3273 | 84 | 0 | 208 | 588 | 199 | 1349 | 0 | 440 | 1200 | 0 | 462 | 0 | 0 | 0 | 0 | 0 | 0 | 0 | 0 | 0
2040-06-17 | 21 | 38.72 | -21675 | -144 | -1339 | 0 | 0 | 1204 | 3915 | 0 | 300 | 1393 | 52 | 335 | 8681 | 3273 | 113 | 0 | 208 | 42 | 199 | 1346 | 0 | 434 | 1200 | 0 | 462 | 0 | 0 | 0 | 0 | 0 | 0 | 0 | 0 | 0
2040-06-17 | 22 | 38.02 | -19538 | -193 | -1208 | 0 | 0 | 0 | 3350 | 0 | 300 | 1263 | 52 | 335 | 8329 | 3273 | 140 | 0 | 227 | 0 | 199 | 1352 | 0 | 456 | 1200 | 0 | 462 | 0 | 0 | 0 | 0 | 0 | 0 | 0 | 0 | 0
2040-06-17 | 23 | 37.44 | -17549 | -211 | -1208 | 0 | 0 | 0 | 2034 | 0 | 300 | 1078 | 52 | 335 | 7893 | 3273 | 121 | 0 | 190 | 0 | 198 | 1338 | 0 | 494 | 1200 | 0 | 462 | 0 | 0 | 0 | 0 | 0 | 0 | 0 | 0 | 0
2040-06-17 | 24 | 37.56 | -16354 | -247 | -1103 | 0 | 0 | 0 | 771 | 0 | 300 | 1103 | 52 | 335 | 7989 | 3273 | 79 | 0 | 175 | 0 | 195 | 1311 | 0 | 458 | 1200 | 0 | 462 | 0 | 0 | 0 | 0 | 0 | 0 | 0 | 0 | 0
2040-06-18 | 1 | 35.49 | -15561 | -270 | -735 | 0 | 0 | 0 | 528 | 0 | 300 | 1035 | 52 | 335 | 6762 | 3273 | 76 | 0 | 183 | 0 | 199 | 1254 | 0 | 906 | 1200 | 0 | 462 | 0 | 0 | 0 | 0 | 0 | 0 | 0 | 0 | 0
2040-06-18 | 2 | 34.68 | -15140 | -270 | -657 | 0 | 0 | 0 | 528 | 0 | 300 | 1031 | 52 | 335 | 6288 | 3273 | 134 | 0 | 167 | 0 | 196 | 1205 | 0 | 895 | 1200 | 0 | 462 | 0 | 0 | 0 | 0 | 0 | 0 | 0 | 0 | 0
2040-06-18 | 3 | 34.45 | -14957 | -270 | -578 | 0 | 0 | 0 | 528 | 0 | 300 | 902 | 52 | 335 | 6034 | 3273 | 286 | 0 | 185 | 0 | 194 | 1184 | 0 | 868 | 1200 | 0 | 462 | 0 | 0 | 0 | 0 | 0 | 0 | 0 | 0 | 0
2040-06-18 | 4 | 35.68 | -15284 | -292 | -551 | 0 | 0 | 0 | 528 | 0 | 300 | 963 | 52 | 335 | 6582 | 3273 | 440 | 0 | 168 | 0 | 189 | 1169 | 0 | 466 | 1200 | 0 | 462 | 0 | 0 | 0 | 0 | 0 | 0 | 0 | 0 | 0
2040-06-18 | 5 | 37.91 | -16342 | -292 | -525 | 0 | 0 | 0 | 528 | 0 | 300 | 1039 | 52 | 335 | 7677 | 3273 | 348 | 0 | 141 | 0 | 187 | 1161 | 0 | 456 | 1200 | 0 | 462 | 0 | 0 | 0 | 0 | 0 | 0 | 0 | 0 | 0
2040-06-18 | 6 | 41.3 | -18308 | -292 | -551 | 0 | 0 | 0 | 528 | 0 | 300 | 1372 | 52 | 335 | 9587 | 3273 | 68 | 0 | 113 | 92 | 190 | 1167 | 0 | 412 | 1200 | 0 | 462 | 0 | 0 | 0 | 0 | 0 | 0 | 0 | 0 | 0
2040-06-18 | 7 | 42.26 | -20088 | -292 | -709 | 0 | 0 | 0 | 1580 | 0 | 300 | 1373 | 52 | 335 | 10038 | 3273 | 45 | 0 | 80 | 631 | 189 | 1172 | 0 | 358 | 1200 | 0 | 462 | 0 | 0 | 0 | 0 | 0 | 0 | 0 | 0 | 0
2040-06-18 | 8 | 41.3 | -21128 | -292 | -867 | 0 | 0 | 0 | 2811 | 0 | 300 | 1283 | 52 | 335 | 9592 | 3273 | 30 | 0 | 46 | 1203 | 192 | 1190 | 0 | 317 | 1200 | 0 | 462 | 0 | 0 | 0 | 0 | 0 | 0 | 0 | 0 | 0
2040-06-18 | 9 | 38.8 | -21754 | -247 | -1050 | 0 | 0 | 0 | 3546 | 0 | 300 | 1282 | 52 | 335 | 9083 | 3273 | 78 | 0 | 31 | 1705 | 193 | 1209 | 0 | 302 | 1200 | 0 | 462 | 0 | 0 | 0 | 0 | 0 | 0 | 0 | 0 | 0
2040-06-18 | 10 | 38.48 | -22411 | -229 | -1234 | 0 | 0 | 0 | 4042 | 0 | 300 | 1282 | 52 | 335 | 8849 | 3273 | 136 | 0 | 19 | 2192 | 195 | 1251 | 0 | 287 | 1200 | 0 | 462 | 0 | 0 | 0 | 0 | 0 | 0 | 0 | 0 | 0
2040-06-18 | 11 | 37.1 | -23009 | -229 | -1182 | 0 | 0 | 0 | 4428 | 0 | 300 | 1039 | 52 | 335 | 7719 | 3273 | 240 | 0 | 22 | 3606 | 195 | 1277 | 0 | 271 | 1200 | 0 | 462 | 0 | 0 | 0 | 0 | 0 | 0 | 0 | 0 | 0
2040-06-18 | 12 | 35.37 | -22810 | -211 | -1024 | 0 | 0 | 0 | 4703 | 0 | 300 | 1031 | 52 | 335 | 6668 | 3273 | 398 | 0 | 35 | 3822 | 195 | 1293 | 0 | 279 | 1200 | 0 | 462 | 0 | 0 | 0 | 0 | 0 | 0 | 0 | 0 | 0
2040-06-18 | 13 | 36.41 | -22799 | -211 | -1339 | 0 | 0 | 0 | 4756 | 0 | 300 | 1035 | 52 | 335 | 7373 | 3273 | 498 | 0 | 42 | 3227 | 196 | 1310 | 0 | 290 | 1200 | 0 | 462 | 0 | 0 | 0 | 0 | 0 | 0 | 0 | 0 | 0
2040-06-18 | 14 | 36.41 | -22697 | -229 | -1313 | 0 | 0 | 0 | 4750 | 0 | 300 | 1039 | 52 | 335 | 7276 | 3273 | 604 | 0 | 52 | 3072 | 196 | 1319 | 0 | 309 | 1200 | 0 | 462 | 0 | 0 | 0 | 0 | 0 | 0 | 0 | 0 | 0
2040-06-18 | 15 | 35.62 | -22126 | -211 | -1182 | 0 | 0 | 0 | 4592 | 0 | 300 | 1035 | 52 | 335 | 6830 | 3273 | 663 | 0 | 67 | 2871 | 194 | 1320 | 0 | 325 | 1200 | 0 | 462 | 0 | 0 | 0 | 0 | 0 | 0 | 0 | 0 | 0
2040-06-18 | 16 | 35.7 | -21646 | -229 | -1549 | 0 | 0 | 0 | 4454 | 0 | 300 | 1035 | 52 | 335 | 6939 | 3273 | 870 | 0 | 93 | 2570 | 197 | 1323 | 0 | 320 | 1200 | 0 | 462 | 0 | 0 | 0 | 0 | 0 | 0 | 0 | 0 | 0
2040-06-18 | 17 | 36.51 | -21277 | -229 | -1996 | 0 | 0 | 0 | 4428 | 0 | 300 | 1039 | 52 | 335 | 7378 | 3273 | 941 | 0 | 91 | 2111 | 198 | 1341 | 0 | 352 | 1200 | 0 | 462 | 0 | 0 | 0 | 0 | 0 | 0 | 0 | 0 | 0
2040-06-18 | 18 | 36.86 | -21026 | -211 | -2390 | 0 | 0 | 0 | 4428 | 0 | 300 | 1263 | 52 | 335 | 7532 | 3273 | 1156 | 0 | 107 | 1574 | 198 | 1349 | 0 | 397 | 1200 | 0 | 462 | 0 | 0 | 0 | 0 | 0 | 0 | 0 | 0 | 0
2040-06-18 | 19 | 38.04 | -21230 | -247 | -2285 | 0 | 0 | 0 | 4222 | 0 | 300 | 1282 | 52 | 335 | 8383 | 3273 | 1255 | 0 | 118 | 906 | 198 | 1349 | 0 | 427 | 1200 | 0 | 462 | 0 | 0 | 0 | 0 | 0 | 0 | 0 | 0 | 0
2040-06-18 | 20 | 37.79 | -20996 | -270 | -1602 | 0 | 0 | 0 | 3958 | 0 | 300 | 1282 | 52 | 335 | 8029 | 3273 | 1465 | 0 | 155 | 368 | 199 | 1349 | 0 | 440 | 1200 | 0 | 462 | 0 | 0 | 0 | 0 | 0 | 0 | 0 | 0 | 0
2040-06-18 | 21 | 37.19 | -20275 | -270 | -1471 | 0 | 0 | 0 | 3715 | 0 | 300 | 1282 | 52 | 335 | 7683 | 3273 | 1503 | 0 | 197 | 35 | 199 | 1346 | 0 | 434 | 1200 | 0 | 462 | 0 | 0 | 0 | 0 | 0 | 0 | 0 | 0 | 0
2040-06-18 | 22 | 34.68 | -18599 | -292 | -1234 | 0 | 0 | 0 | 3118 | 0 | 300 | 1035 | 52 | 335 | 6189 | 3273 | 1900 | 0 | 254 | 0 | 199 | 1352 | 0 | 456 | 1200 | 0 | 462 | 0 | 0 | 0 | 0 | 0 | 0 | 0 | 0 | 0
2040-06-18 | 23 | 32.2 | -16945 | -315 | -1024 | 0 | 0 | 0 | 1918 | 0 | 300 | 970 | 52 | 335 | 5093 | 3273 | 2376 | 0 | 274 | 0 | 198 | 1338 | 0 | 494 | 1200 | 0 | 462 | 0 | 0 | 0 | 0 | 0 | 0 | 0 | 0 | 0
2040-06-18 | 24 | 30.53 | -15739 | -292 | -840 | 0 | 0 | 0 | 734 | 0 | 300 | 902 | 52 | 335 | 4608 | 3273 | 2781 | 0 | 259 | 0 | 195 | 1311 | 0 | 458 | 1200 | 0 | 462 | 0 | 0 | 0 | 0 | 0 | 0 | 0 | 0 | 0
2040-06-19 | 1 | 29.69 | -15027 | -315 | -735 | 0 | 0 | -722 | 528 | 0 | 300 | 829 | 52 | 335 | 4472 | 3273 | 2765 | 0 | 223 | 0 | 199 | 1254 | 0 | 906 | 1200 | 0 | 462 | 0 | 0 | 0 | 0 | 0 | 0 | 0 | 0 | 0
2040-06-19 | 2 | 29.69 | -14664 | -315 | -657 | 0 | 0 | -652 | 528 | 0 | 300 | 768 | 52 | 335 | 4372 | 3273 | 2497 | 0 | 203 | 0 | 196 | 1205 | 0 | 895 | 1200 | 0 | 462 | 0 | 0 | 0 | 0 | 0 | 0 | 0 | 0 | 0
2040-06-19 | 3 | 29.69 | -14548 | -315 | -578 | 0 | 0 | -338 | 528 | 0 | 300 | 764 | 52 | 335 | 4273 | 3273 | 2158 | 0 | 186 | 0 | 194 | 1184 | 0 | 868 | 1200 | 0 | 462 | 0 | 0 | 0 | 0 | 0 | 0 | 0 | 0 | 0
2040-06-19 | 4 | 35.68 | -14937 | -315 | -551 | 0 | 0 | 0 | 528 | 0 | 300 | 834 | 52 | 335 | 5145 | 3273 | 1699 | 0 | 150 | 0 | 189 | 1169 | 0 | 466 | 1200 | 0 | 462 | 0 | 0 | 0 | 0 | 0 | 0 | 0 | 0 | 0
2040-06-19 | 5 | 37.44 | -16022 | -315 | -525 | 0 | 0 | 0 | 528 | 0 | 300 | 1035 | 52 | 335 | 6470 | 3273 | 1299 | 0 | 103 | 0 | 187 | 1161 | 0 | 456 | 1200 | 0 | 462 | 0 | 0 | 0 | 0 | 0 | 0 | 0 | 0 | 0
2040-06-19 | 6 | 40.12 | -17976 | -315 | -551 | 0 | 0 | 48 | 528 | 0 | 300 | 1282 | 52 | 335 | 8450 | 3273 | 967 | 0 | 79 | 97 | 190 | 1167 | 0 | 412 | 1200 | 0 | 462 | 0 | 0 | 0 | 0 | 0 | 0 | 0 | 0 | 0
2040-06-19 | 7 | 40.12 | -19797 | -315 | -709 | 0 | 0 | 893 | 941 | 0 | 300 | 1414 | 52 | 335 | 8626 | 3273 | 887 | 0 | 64 | 655 | 189 | 1172 | 0 | 358 | 1200 | 0 | 462 | 0 | 0 | 0 | 0 | 0 | 0 | 0 | 0 | 0
2040-06-19 | 8 | 39.77 | -20911 | -292 | -867 | 0 | 0 | 0 | 2140 | 0 | 300 | 1283 | 52 | 335 | 8981 | 3273 | 742 | 0 | 40 | 1561 | 192 | 1190 | 0 | 317 | 1200 | 0 | 462 | 0 | 0 | 0 | 0 | 0 | 0 | 0 | 0 | 0
2040-06-19 | 9 | 38.83 | -21672 | -270 | -1050 | 0 | 0 | 0 | 2911 | 0 | 300 | 1263 | 52 | 335 | 8461 | 3273 | 402 | 0 | 33 | 2596 | 193 | 1209 | 0 | 302 | 1200 | 0 | 462 | 0 | 0 | 0 | 0 | 0 | 0 | 0 | 0 | 0
2040-06-19 | 10 | 37.91 | -22553 | -229 | -1234 | 0 | 0 | 0 | 3461 | 0 | 300 | 1039 | 52 | 335 | 8032 | 3273 | 295 | 0 | 29 | 3805 | 195 | 1251 | 0 | 287 | 1200 | 0 | 462 | 0 | 0 | 0 | 0 | 0 | 0 | 0 | 0 | 0
2040-06-19 | 11 | 35.62 | -23212 | -211 | -1182 | 0 | 0 | 0 | 3958 | 0 | 300 | 1031 | 52 | 335 | 6907 | 3273 | 208 | 0 | 29 | 5107 | 195 | 1277 | 0 | 271 | 1200 | 0 | 462 | 0 | 0 | 0 | 0 | 0 | 0 | 0 | 0 | 0
2040-06-19 | 12 | 32.92 | -23287 | -193 | -1024 | 0 | 0 | 0 | 4259 | 0 | 300 | 729 | 52 | 335 | 5849 | 3273 | 217 | 0 | 42 | 6019 | 195 | 1293 | 0 | 279 | 1200 | 0 | 462 | 0 | 0 | 0 | 0 | 0 | 0 | 0 | 0 | 0
2040-06-19 | 13 | 32.2 | -23794 | -175 | -1339 | 0 | 0 | 0 | 4470 | 0 | 300 | 640 | 52 | 335 | 5585 | 3273 | 200 | 0 | 70 | 6924 | 196 | 1310 | 0 | 290 | 1200 | 0 | 462 | 0 | 0 | 0 | 0 | 0 | 0 | 0 | 0 | 0
2040-06-19 | 14 | 29.97 | -23942 | -144 | -1313 | 0 | 0 | 0 | 4756 | 0 | 300 | 561 | 52 | 335 | 4859 | 3273 | 165 | 0 | 97 | 7514 | 196 | 1319 | 0 | 309 | 1200 | 0 | 462 | 0 | 0 | 0 | 0 | 0 | 0 | 0 | 0 | 0
2040-06-19 | 15 | 31.49 | -23517 | -135 | -1182 | 0 | 0 | 0 | 4756 | 0 | 300 | 610 | 52 | 335 | 5034 | 3273 | 206 | 0 | 124 | 6643 | 194 | 1320 | 0 | 325 | 1200 | 0 | 462 | 0 | 0 | 0 | 0 | 0 | 0 | 0 | 0 | 0
2040-06-19 | 16 | 33.6 | -23031 | -144 | -1549 | 0 | 0 | 0 | 4708 | 0 | 300 | 640 | 52 | 335 | 5471 | 3273 | 344 | 0 | 157 | 5941 | 197 | 1323 | 0 | 320 | 1200 | 0 | 462 | 0 | 0 | 0 | 0 | 0 | 0 | 0 | 0 | 0
2040-06-19 | 17 | 36.77 | -22386 | -121 | -1996 | 0 | 0 | 0 | 4660 | 0 | 300 | 1000 | 52 | 335 | 6491 | 3273 | 400 | 0 | 178 | 4260 | 198 | 1341 | 0 | 352 | 1200 | 0 | 462 | 0 | 0 | 0 | 0 | 0 | 0 | 0 | 0 | 0
2040-06-19 | 18 | 38.83 | -21921 | -135 | -2390 | 0 | 0 | 0 | 4507 | 0 | 300 | 1126 | 52 | 335 | 7872 | 3273 | 489 | 0 | 188 | 2697 | 198 | 1349 | 0 | 397 | 1200 | 0 | 462 | 0 | 0 | 0 | 0 | 0 | 0 | 0 | 0 | 0
2040-06-19 | 19 | 40.12 | -22020 | -175 | -2285 | 0 | 0 | 23 | 4185 | 0 | 300 | 1373 | 52 | 335 | 9187 | 3273 | 514 | 0 | 195 | 1406 | 198 | 1349 | 0 | 427 | 1200 | 0 | 462 | 0 | 0 | 0 | 0 | 0 | 0 | 0 | 0 | 0
2040-06-19 | 20 | 40.12 | -21894 | -175 | -1602 | 0 | 0 | 303 | 3847 | 0 | 300 | 1414 | 52 | 335 | 9330 | 3273 | 522 | 0 | 202 | 443 | 199 | 1349 | 0 | 440 | 1200 | 0 | 462 | 0 | 0 | 0 | 0 | 0 | 0 | 0 | 0 | 0
2040-06-19 | 21 | 39.31 | -21159 | -193 | -1471 | 0 | 0 | 0 | 3699 | 0 | 300 | 1373 | 52 | 335 | 9374 | 3273 | 527 | 0 | 214 | 34 | 199 | 1346 | 0 | 434 | 1200 | 0 | 462 | 0 | 0 | 0 | 0 | 0 | 0 | 0 | 0 | 0
2040-06-19 | 22 | 37.44 | -19408 | -229 | -1234 | 0 | 0 | 0 | 3118 | 0 | 300 | 1263 | 52 | 335 | 8057 | 3273 | 577 | 0 | 227 | 0 | 199 | 1352 | 0 | 456 | 1200 | 0 | 462 | 0 | 0 | 0 | 0 | 0 | 0 | 0 | 0 | 0
2040-06-19 | 23 | 36.03 | -17627 | -229 | -1024 | 0 | 0 | 0 | 1897 | 0 | 300 | 1039 | 52 | 335 | 7159 | 3273 | 888 | 0 | 244 | 0 | 198 | 1338 | 0 | 494 | 1200 | 0 | 462 | 0 | 0 | 0 | 0 | 0 | 0 | 0 | 0 | 0
2040-06-19 | 24 | 35.52 | -16336 | -247 | -840 | 0 | 0 | 0 | 708 | 0 | 300 | 1039 | 52 | 335 | 6805 | 3273 | 1045 | 0 | 240 | 0 | 195 | 1311 | 0 | 458 | 1200 | 0 | 462 | 0 | 0 | 0 | 0 | 0 | 0 | 0 | 0 | 0
2040-06-20 | 1 | 32.34 | -15518 | -247 | -735 | 0 | 0 | 0 | 528 | 0 | 300 | 1031 | 52 | 335 | 5612 | 3273 | 1125 | 0 | 223 | 0 | 199 | 1254 | 0 | 906 | 1200 | 0 | 462 | 0 | 0 | 0 | 0 | 0 | 0 | 0 | 0 | 0
2040-06-20 | 2 | 31.49 | -15126 | -270 | -657 | 0 | 0 | 0 | 528 | 0 | 300 | 869 | 52 | 335 | 5163 | 3273 | 1383 | 0 | 190 | 0 | 196 | 1205 | 0 | 895 | 1200 | 0 | 462 | 0 | 0 | 0 | 0 | 0 | 0 | 0 | 0 | 0
2040-06-20 | 3 | 30.7 | -14923 | -270 | -578 | 0 | 0 | -130 | 528 | 0 | 300 | 834 | 52 | 335 | 5106 | 3273 | 1384 | 0 | 180 | 0 | 194 | 1184 | 0 | 868 | 1200 | 0 | 462 | 0 | 0 | 0 | 0 | 0 | 0 | 0 | 0 | 0
2040-06-20 | 4 | 35.37 | -15254 | -292 | -551 | 0 | 0 | 0 | 528 | 0 | 300 | 902 | 52 | 335 | 6060 | 3273 | 1009 | 0 | 151 | 0 | 189 | 1169 | 0 | 466 | 1200 | 0 | 462 | 0 | 0 | 0 | 0 | 0 | 0 | 0 | 0 | 0
2040-06-20 | 5 | 37.19 | -16274 | -292 | -525 | 0 | 0 | 0 | 528 | 0 | 300 | 1035 | 52 | 335 | 6861 | 3273 | 1110 | 0 | 130 | 0 | 187 | 1161 | 0 | 456 | 1200 | 0 | 462 | 0 | 0 | 0 | 0 | 0 | 0 | 0 | 0 | 0
2040-06-20 | 6 | 39.74 | -18131 | -315 | -551 | 0 | 0 | 0 | 528 | 0 | 300 | 1282 | 52 | 335 | 8402 | 3273 | 1219 | 0 | 103 | 71 | 190 | 1167 | 0 | 412 | 1200 | 0 | 462 | 0 | 0 | 0 | 0 | 0 | 0 | 0 | 0 | 0
2040-06-20 | 7 | 41.48 | -19912 | -315 | -709 | 0 | 0 | 96 | 1517 | 0 | 300 | 1373 | 52 | 335 | 9234 | 3273 | 950 | 0 | 94 | 330 | 189 | 1172 | 0 | 358 | 1200 | 0 | 462 | 0 | 0 | 0 | 0 | 0 | 0 | 0 | 0 | 0
2040-06-20 | 8 | 40.58 | -20900 | -292 | -867 | 0 | 0 | 0 | 2737 | 0 | 300 | 1283 | 52 | 335 | 9274 | 3273 | 740 | 0 | 80 | 622 | 192 | 1190 | 0 | 317 | 1200 | 0 | 462 | 0 | 0 | 0 | 0 | 0 | 0 | 0 | 0 | 0
2040-06-20 | 9 | 38.83 | -21564 | -315 | -1050 | 0 | 0 | 0 | 3487 | 0 | 300 | 1282 | 52 | 335 | 9124 | 3273 | 701 | 0 | 83 | 924 | 193 | 1209 | 0 | 302 | 1200 | 0 | 462 | 0 | 0 | 0 | 0 | 0 | 0 | 0 | 0 | 0
2040-06-20 | 10 | 38.38 | -22226 | -292 | -1234 | 0 | 0 | 0 | 4011 | 0 | 300 | 1282 | 52 | 335 | 8733 | 3273 | 1044 | 0 | 73 | 1254 | 195 | 1251 | 0 | 287 | 1200 | 0 | 462 | 0 | 0 | 0 | 0 | 0 | 0 | 0 | 0 | 0
2040-06-20 | 11 | 38.02 | -22694 | -270 | -1182 | 0 | 0 | 0 | 4386 | 0 | 300 | 1282 | 52 | 335 | 8484 | 3273 | 1086 | 0 | 85 | 1457 | 195 | 1277 | 0 | 271 | 1200 | 0 | 462 | 0 | 0 | 0 | 0 | 0 | 0 | 0 | 0 | 0
2040-06-20 | 12 | 36.03 | -22501 | -270 | -1024 | 0 | 0 | 0 | 4587 | 0 | 300 | 1035 | 52 | 335 | 6967 | 3273 | 1622 | 0 | 92 | 2102 | 195 | 1293 | 0 | 279 | 1200 | 0 | 462 | 0 | 0 | 0 | 0 | 0 | 0 | 0 | 0 | 0
2040-06-20 | 13 | 36.35 | -22671 | -270 | -1339 | 0 | 0 | 0 | 4645 | 0 | 300 | 1039 | 52 | 335 | 7157 | 3273 | 1633 | 0 | 106 | 2281 | 196 | 1310 | 0 | 290 | 1200 | 0 | 462 | 0 | 0 | 0 | 0 | 0 | 0 | 0 | 0 | 0
2040-06-20 | 14 | 35.41 | -22731 | -247 | -1313 | 0 | 0 | 0 | 4729 | 0 | 300 | 1035 | 52 | 335 | 6505 | 3273 | 2025 | 0 | 98 | 2451 | 196 | 1319 | 0 | 309 | 1200 | 0 | 462 | 0 | 0 | 0 | 0 | 0 | 0 | 0 | 0 | 0
2040-06-20 | 15 | 31.49 | -22315 | -229 | -1182 | 0 | 0 | 0 | 4671 | 0 | 300 | 875 | 52 | 335 | 5191 | 3273 | 3104 | 0 | 113 | 2311 | 194 | 1320 | 0 | 325 | 1200 | 0 | 462 | 0 | 0 | 0 | 0 | 0 | 0 | 0 | 0 | 0
2040-06-20 | 16 | 26.93 | -22025 | -211 | -1549 | 0 | 0 | 0 | 4613 | 0 | 300 | 826 | 52 | 335 | 4590 | 3273 | 3982 | 0 | 124 | 2187 | 197 | 1323 | 0 | 320 | 1200 | 0 | 462 | 0 | 0 | 0 | 0 | 0 | 0 | 0 | 0 | 0
2040-06-20 | 17 | 24.36 | -21756 | -193 | -1996 | 0 | 0 | -134 | 4697 | 0 | 300 | 826 | 52 | 335 | 4398 | 3273 | 4552 | 0 | 162 | 1931 | 198 | 1341 | 0 | 352 | 1200 | 0 | 462 | 0 | 0 | 0 | 0 | 0 | 0 | 0 | 0 | 0
2040-06-20 | 18 | 29.9 | -21644 | -175 | -2390 | 0 | 0 | 0 | 4756 | 0 | 300 | 902 | 52 | 335 | 4623 | 3273 | 4696 | 0 | 181 | 1485 | 198 | 1349 | 0 | 397 | 1200 | 0 | 462 | 0 | 0 | 0 | 0 | 0 | 0 | 0 | 0 | 0
2040-06-20 | 19 | 32.93 | -21983 | -175 | -2285 | 0 | 0 | 98 | 4624 | 0 | 300 | 1035 | 52 | 335 | 5202 | 3273 | 4798 | 0 | 185 | 905 | 198 | 1349 | 0 | 427 | 1200 | 0 | 462 | 0 | 0 | 0 | 0 | 0 | 0 | 0 | 0 | 0
2040-06-20 | 20 | 32.93 | -21821 | -175 | -1602 | 0 | 0 | 2 | 4423 | 0 | 300 | 1035 | 52 | 335 | 5097 | 3273 | 4847 | 0 | 188 | 396 | 199 | 1349 | 0 | 440 | 1200 | 0 | 462 | 0 | 0 | 0 | 0 | 0 | 0 | 0 | 0 | 0
2040-06-20 | 21 | 32.2 | -21185 | -193 | -1471 | 0 | 0 | 0 | 4243 | 0 | 300 | 1031 | 52 | 335 | 4925 | 3273 | 4829 | 0 | 185 | 34 | 199 | 1346 | 0 | 434 | 1200 | 0 | 462 | 0 | 0 | 0 | 0 | 0 | 0 | 0 | 0 | 0
2040-06-20 | 22 | 24.21 | -19618 | -193 | -1234 | 0 | 0 | 0 | 3678 | 0 | 220 | 826 | 52 | 269 | 4042 | 3273 | 4826 | 0 | 191 | 0 | 199 | 1352 | 0 | 456 | 1200 | 0 | 462 | 0 | 0 | 0 | 0 | 0 | 0 | 0 | 0 | 0
2040-06-20 | 23 | 22.28 | -17985 | -193 | -1024 | 0 | 0 | -38 | 2531 | 0 | 0 | 640 | 52 | 185 | 3848 | 3273 | 4850 | 0 | 168 | 0 | 198 | 1338 | 0 | 494 | 1200 | 0 | 462 | 0 | 0 | 0 | 0 | 0 | 0 | 0 | 0 | 0
2040-06-20 | 24 | 30.11 | -16722 | -193 | -840 | 0 | 0 | 28 | 1369 | 0 | 0 | 628 | 52 | 335 | 3424 | 3273 | 4848 | 0 | 172 | 0 | 195 | 1311 | 0 | 458 | 1200 | 0 | 462 | 0 | 0 | 0 | 0 | 0 | 0 | 0 | 0 | 0
2040-06-21 | 1 | 27.53 | -15895 | -211 | -735 | 0 | 0 | -609 | 750 | 0 | 0 | 561 | 52 | 335 | 3411 | 3273 | 4845 | 0 | 202 | 0 | 199 | 1254 | 0 | 906 | 1200 | 0 | 462 | 0 | 0 | 0 | 0 | 0 | 0 | 0 | 0 | 0
2040-06-21 | 2 | 27.53 | -15369 | -211 | -657 | 0 | 0 | -877 | 528 | 0 | 0 | 543 | 52 | 335 | 3411 | 3273 | 4792 | 0 | 220 | 0 | 196 | 1205 | 0 | 895 | 1200 | 0 | 462 | 0 | 0 | 0 | 0 | 0 | 0 | 0 | 0 | 0
2040-06-21 | 3 | 27.53 | -15080 | -229 | -578 | 0 | 0 | -1095 | 528 | 0 | 0 | 523 | 52 | 335 | 3411 | 3273 | 4690 | 0 | 262 | 0 | 194 | 1184 | 0 | 868 | 1200 | 0 | 462 | 0 | 0 | 0 | 0 | 0 | 0 | 0 | 0 | 0
2040-06-21 | 4 | 29.9 | -15267 | -247 | -551 | 0 | 0 | 0 | 528 | 0 | 0 | 571 | 52 | 335 | 3425 | 3273 | 4120 | 0 | 274 | 0 | 189 | 1169 | 0 | 466 | 1200 | 0 | 462 | 0 | 0 | 0 | 0 | 0 | 0 | 0 | 0 | 0
2040-06-21 | 5 | 36.05 | -16239 | -292 | -525 | 0 | 0 | 0 | 528 | 0 | 0 | 834 | 52 | 335 | 4738 | 3273 | 3519 | 0 | 310 | 0 | 187 | 1161 | 0 | 456 | 1200 | 0 | 462 | 0 | 0 | 0 | 0 | 0 | 0 | 0 | 0 | 0
2040-06-21 | 6 | 37.19 | -17892 | -292 | -551 | 0 | 0 | 0 | 528 | 0 | 0 | 1078 | 52 | 335 | 6649 | 3273 | 2983 | 0 | 345 | 61 | 190 | 1167 | 0 | 412 | 1200 | 0 | 462 | 0 | 0 | 0 | 0 | 0 | 0 | 0 | 0 | 0
2040-06-21 | 7 | 37.2 | -19526 | -292 | -709 | 0 | 0 | 499 | 1596 | 0 | 0 | 1263 | 52 | 335 | 6863 | 3273 | 2563 | 0 | 388 | 314 | 189 | 1172 | 0 | 358 | 1200 | 0 | 462 | 0 | 0 | 0 | 0 | 0 | 0 | 0 | 0 | 0
2040-06-21 | 8 | 37.2 | -20636 | -315 | -867 | 0 | 0 | 698 | 2779 | 0 | 0 | 1126 | 52 | 335 | 7232 | 3273 | 1654 | 0 | 405 | 901 | 192 | 1190 | 0 | 317 | 1200 | 0 | 462 | 0 | 0 | 0 | 0 | 0 | 0 | 0 | 0 | 0
2040-06-21 | 9 | 37.2 | -21332 | -292 | -1050 | 0 | 0 | 713 | 3598 | 0 | 0 | 1039 | 52 | 335 | 7217 | 3273 | 1149 | 0 | 444 | 1488 | 193 | 1209 | 0 | 302 | 1200 | 0 | 462 | 0 | 0 | 0 | 0 | 0 | 0 | 0 | 0 | 0
2040-06-21 | 10 | 37.19 | -21885 | -270 | -1234 | 0 | 0 | 0 | 4153 | 0 | 0 | 1035 | 52 | 335 | 7207 | 3273 | 1109 | 0 | 493 | 2335 | 195 | 1251 | 0 | 287 | 1200 | 0 | 462 | 0 | 0 | 0 | 0 | 0 | 0 | 0 | 0 | 0
2040-06-21 | 11 | 33.08 | -22429 | -247 | -1182 | 0 | 0 | 0 | 4460 | 0 | 0 | 826 | 52 | 335 | 5725 | 3273 | 1667 | 0 | 620 | 3495 | 195 | 1277 | 0 | 271 | 1200 | 0 | 462 | 0 | 0 | 0 | 0 | 0 | 0 | 0 | 0 | 0
2040-06-21 | 12 | 23.37 | -22225 | -229 | -1024 | 0 | 0 | 0 | 4703 | 0 | 0 | 537 | 52 | 216 | 4426 | 3273 | 1532 | 0 | 675 | 4635 | 195 | 1293 | 0 | 279 | 1200 | 0 | 462 | 0 | 0 | 0 | 0 | 0 | 0 | 0 | 0 | 0
2040-06-21 | 13 | 23.3 | -22263 | -211 | -1339 | 0 | 0 | -107 | 4745 | 0 | 0 | 523 | 52 | 171 | 4399 | 3273 | 1514 | 0 | 708 | 5077 | 196 | 1310 | 0 | 290 | 1200 | 0 | 462 | 0 | 0 | 0 | 0 | 0 | 0 | 0 | 0 | 0
2040-06-21 | 14 | 23.3 | -22163 | -211 | -1313 | 0 | 0 | -117 | 4756 | 0 | 0 | 523 | 52 | 168 | 4260 | 3273 | 1893 | 0 | 712 | 4681 | 196 | 1319 | 0 | 309 | 1200 | 0 | 462 | 0 | 0 | 0 | 0 | 0 | 0 | 0 | 0 | 0
2040-06-21 | 15 | 23.3 | -21480 | -193 | -1182 | 0 | 0 | -651 | 4597 | 0 | 0 | 523 | 52 | 168 | 4034 | 3273 | 2448 | 0 | 722 | 4186 | 194 | 1320 | 0 | 325 | 1200 | 0 | 462 | 0 | 0 | 0 | 0 | 0 | 0 | 0 | 0 | 0
2040-06-21 | 16 | 23.3 | -20880 | -211 | -1549 | 0 | 0 | -86 | 4380 | 0 | 0 | 534 | 52 | 168 | 4034 | 3273 | 2713 | 0 | 748 | 3321 | 197 | 1323 | 0 | 320 | 1200 | 0 | 462 | 0 | 0 | 0 | 0 | 0 | 0 | 0 | 0 | 0
2040-06-21 | 17 | 23.3 | -20336 | -175 | -1996 | 0 | 0 | -24 | 4248 | 0 | 0 | 537 | 52 | 171 | 4034 | 3273 | 2922 | 0 | 736 | 3005 | 198 | 1341 | 0 | 352 | 1200 | 0 | 462 | 0 | 0 | 0 | 0 | 0 | 0 | 0 | 0 | 0
2040-06-21 | 18 | 24.36 | -19978 | -162 | -2390 | 0 | 0 | 0 | 4137 | 0 | 0 | 610 | 52 | 319 | 4201 | 3273 | 3221 | 0 | 724 | 2384 | 198 | 1349 | 0 | 397 | 1200 | 0 | 462 | 0 | 0 | 0 | 0 | 0 | 0 | 0 | 0 | 0
2040-06-21 | 19 | 31.49 | -20048 | -144 | -2285 | 0 | 0 | 489 | 3826 | 0 | 0 | 716 | 52 | 335 | 4441 | 3273 | 3470 | 0 | 708 | 1531 | 198 | 1349 | 0 | 427 | 1200 | 0 | 462 | 0 | 0 | 0 | 0 | 0 | 0 | 0 | 0 | 0
2040-06-21 | 20 | 31.49 | -19813 | -144 | -1602 | 0 | 0 | 240 | 3445 | 0 | 0 | 826 | 52 | 335 | 4533 | 3273 | 3951 | 0 | 662 | 591 | 199 | 1349 | 0 | 440 | 1200 | 0 | 462 | 0 | 0 | 0 | 0 | 0 | 0 | 0 | 0 | 0
2040-06-21 | 21 | 29.97 | -19372 | -175 | -1471 | 0 | 0 | 0 | 3229 | 0 | 0 | 828 | 52 | 332 | 4675 | 3273 | 4311 | 0 | 637 | 39 | 199 | 1346 | 0 | 434 | 1200 | 0 | 462 | 0 | 0 | 0 | 0 | 0 | 0 | 0 | 0 | 0
2040-06-21 | 22 | 24.21 | -18032 | -229 | -1234 | 0 | 0 | 0 | 2822 | 0 | 0 | 630 | 52 | 262 | 4368 | 3273 | 3798 | 0 | 621 | 0 | 199 | 1352 | 0 | 456 | 1200 | 0 | 462 | 0 | 0 | 0 | 0 | 0 | 0 | 0 | 0 | 0
2040-06-21 | 23 | 17.91 | -16440 | -229 | -1024 | 0 | 0 | -102 | 1797 | 0 | 0 | 628 | 52 | 157 | 3876 | 3273 | 3711 | 0 | 607 | 0 | 198 | 1338 | 0 | 494 | 1200 | 0 | 462 | 0 | 0 | 0 | 0 | 0 | 0 | 0 | 0 | 0
2040-06-21 | 24 | 24.21 | -15138 | -247 | -840 | 0 | 0 | 75 | 650 | 0 | 0 | 610 | 52 | 266 | 4016 | 3273 | 3024 | 0 | 632 | 0 | 195 | 1311 | 0 | 458 | 1200 | 0 | 462 | 0 | 0 | 0 | 0 | 0 | 0 | 0 | 0 | 0
2040-06-22 | 1 | 25.66 | -14261 | -270 | -735 | 0 | 0 | -946 | 671 | 0 | 0 | 523 | 52 | 332 | 3561 | 3273 | 3145 | 0 | 633 | 0 | 199 | 1254 | 0 | 906 | 1200 | 0 | 462 | 0 | 0 | 0 | 0 | 0 | 0 | 0 | 0 | 0
2040-06-22 | 2 | 25.66 | -13761 | -292 | -657 | 0 | 0 | -527 | 528 | 0 | 0 | 523 | 52 | 335 | 3051 | 3273 | 2888 | 0 | 627 | 0 | 196 | 1205 | 0 | 895 | 1200 | 0 | 462 | 0 | 0 | 0 | 0 | 0 | 0 | 0 | 0 | 0
2040-06-22 | 3 | 25.66 | -13463 | -341 | -578 | 0 | 0 | -463 | 528 | 0 | 0 | 523 | 52 | 335 | 2851 | 3273 | 2744 | 0 | 631 | 0 | 194 | 1184 | 0 | 868 | 1200 | 0 | 462 | 0 | 0 | 0 | 0 | 0 | 0 | 0 | 0 | 0
2040-06-22 | 4 | 25.66 | -13441 | -368 | -551 | 0 | 0 | -98 | 528 | 0 | 0 | 523 | 52 | 335 | 2756 | 3273 | 2891 | 0 | 615 | 0 | 189 | 1169 | 0 | 466 | 1200 | 0 | 462 | 0 | 0 | 0 | 0 | 0 | 0 | 0 | 0 | 0
2040-06-22 | 5 | 33.97 | -13612 | -395 | -525 | 0 | 0 | 0 | 528 | 0 | 0 | 523 | 52 | 335 | 2989 | 3273 | 2744 | 0 | 622 | 0 | 187 | 1161 | 0 | 456 | 1200 | 0 | 462 | 0 | 0 | 0 | 0 | 0 | 0 | 0 | 0 | 0
2040-06-22 | 6 | 34.68 | -14314 | -395 | -551 | 0 | 0 | 320 | 528 | 0 | 220 | 537 | 52 | 335 | 3124 | 3273 | 2684 | 0 | 635 | 121 | 190 | 1167 | 0 | 412 | 1200 | 0 | 462 | 0 | 0 | 0 | 0 | 0 | 0 | 0 | 0 | 0
2040-06-22 | 7 | 34.68 | -15610 | -427 | -709 | 0 | 0 | 991 | 528 | 0 | 220 | 640 | 52 | 335 | 3715 | 3273 | 2126 | 0 | 596 | 888 | 189 | 1172 | 0 | 358 | 1200 | 0 | 462 | 0 | 0 | 0 | 0 | 0 | 0 | 0 | 0 | 0
2040-06-22 | 8 | 34.68 | -17072 | -341 | -867 | 0 | 0 | 194 | 1199 | 0 | 220 | 610 | 52 | 319 | 4127 | 3273 | 2000 | 0 | 520 | 2402 | 192 | 1190 | 0 | 317 | 1200 | 0 | 462 | 0 | 0 | 0 | 0 | 0 | 0 | 0 | 0 | 0
2040-06-22 | 9 | 12.94 | -18262 | -247 | -1050 | 0 | 0 | -646 | 2299 | 0 | 220 | 523 | 52 | 160 | 3109 | 3273 | 1929 | 0 | 477 | 4798 | 193 | 1209 | 0 | 302 | 1200 | 0 | 462 | 0 | 0 | 0 | 0 | 0 | 0 | 0 | 0 | 0
2040-06-22 | 10 | 12.94 | -19363 | -193 | -1234 | 0 | 0 | -626 | 3223 | 0 | 220 | 523 | 52 | 157 | 850 | 3273 | 1466 | 0 | 527 | 7729 | 195 | 1251 | 0 | 287 | 1200 | 0 | 462 | 0 | 0 | 0 | 0 | 0 | 0 | 0 | 0 | 0
2040-06-22 | 11 | 6.67 | -20218 | -144 | -1182 | -535 | -126 | -1859 | 3931 | 0 | 220 | 523 | 52 | 157 | 735 | 3273 | 1210 | 0 | 674 | 10153 | 195 | 1277 | 0 | 0 | 1200 | 0 | 462 | 0 | 0 | 0 | 0 | 0 | 0 | 271 | 0 | 0
2040-06-22 | 12 | 5 | -20320 | -112 | -1024 | -908 | -610 | -1859 | 4407 | 0 | 220 | 523 | 52 | 157 | 515 | 3273 | 906 | 0 | 777 | 11364 | 195 | 782 | 0 | 0 | 1200 | 0 | 462 | 0 | 0 | 0 | 0 | 511 | 0 | 279 | 0 | 0
2040-06-22 | 13 | 6.67 | -20472 | -103 | -1339 | -858 | -589 | -1859 | 4676 | 0 | 220 | 523 | 52 | 157 | 489 | 3273 | 767 | 0 | 828 | 11067 | 196 | 1310 | 0 | 0 | 1200 | 0 | 462 | 0 | 0 | 0 | 0 | 0 | 0 | 290 | 0 | 0
2040-06-22 | 14 | 6.67 | -20457 | -90 | -1313 | -639 | -94 | -1859 | 4756 | 0 | 220 | 523 | 52 | 157 | 489 | 3273 | 582 | 0 | 853 | 10370 | 196 | 1319 | 0 | 0 | 1200 | 0 | 462 | 0 | 0 | 0 | 0 | 0 | 0 | 309 | 0 | 0
2040-06-22 | 15 | 12.94 | -19837 | -85 | -1182 | 0 | 0 | -1613 | 4650 | 0 | 220 | 523 | 52 | 157 | 489 | 3273 | 604 | 0 | 838 | 8409 | 194 | 1320 | 0 | 325 | 1200 | 0 | 462 | 0 | 0 | 0 | 0 | 0 | 0 | 0 | 0 | 0
2040-06-22 | 16 | 17.48 | -19360 | -85 | -1549 | 5 | 0 | 42 | 4449 | 0 | 220 | 523 | 52 | 157 | 438 | 3273 | 704 | 0 | 861 | 6769 | 197 | 1323 | 0 | 320 | 1200 | 0 | 462 | 0 | 0 | 0 | 0 | 0 | 0 | 0 | 0 | 0
2040-06-22 | 17 | 17.48 | -19081 | -121 | -1996 | 54 | 0 | 74 | 4444 | 0 | 220 | 523 | 52 | 157 | 583 | 3273 | 1259 | 0 | 852 | 6153 | 198 | 1341 | 0 | 352 | 1200 | 0 | 462 | 0 | 0 | 0 | 0 | 0 | 0 | 0 | 0 | 0
2040-06-22 | 18 | 17.48 | -18968 | -103 | -2390 | 33 | 0 | 956 | 4507 | 0 | 220 | 523 | 52 | 157 | 1322 | 3273 | 2093 | 0 | 818 | 3900 | 198 | 1349 | 0 | 397 | 1200 | 0 | 462 | 0 | 0 | 0 | 0 | 0 | 0 | 0 | 0 | 0
2040-06-22 | 19 | 17.48 | -18973 | -112 | -2285 | 607 | 238 | 1306 | 4370 | 0 | 220 | 537 | 52 | 157 | 1563 | 3273 | 2824 | 0 | 777 | 1809 | 198 | 1349 | 0 | 427 | 1200 | 0 | 462 | 0 | 0 | 0 | 0 | 0 | 0 | 0 | 0 | 0
2040-06-22 | 20 | 17.48 | -18723 | -135 | -1602 | 721 | 164 | 1549 | 3921 | 0 | 220 | 628 | 52 | 157 | 1563 | 3273 | 3391 | 0 | 585 | 584 | 199 | 1349 | 0 | 440 | 1200 | 0 | 462 | 0 | 0 | 0 | 0 | 0 | 0 | 0 | 0 | 0
2040-06-22 | 21 | 17.48 | -18420 | -175 | -1471 | 518 | 362 | 1549 | 3678 | 0 | 220 | 640 | 52 | 157 | 1563 | 3273 | 3855 | 0 | 511 | 44 | 199 | 1346 | 0 | 434 | 1200 | 0 | 462 | 0 | 0 | 0 | 0 | 0 | 0 | 0 | 0 | 0
2040-06-22 | 22 | 17.48 | -17269 | -229 | -1234 | 236 | 187 | 1255 | 3334 | 0 | 220 | 561 | 52 | 157 | 1563 | 3273 | 3660 | 0 | 564 | 0 | 199 | 1352 | 0 | 456 | 1200 | 0 | 462 | 0 | 0 | 0 | 0 | 0 | 0 | 0 | 0 | 0
2040-06-22 | 23 | 17.48 | -15848 | -247 | -1024 | 355 | 168 | 671 | 2373 | 0 | 220 | 523 | 52 | 157 | 1563 | 3273 | 3472 | 0 | 598 | 0 | 198 | 1338 | 0 | 494 | 1200 | 0 | 462 | 0 | 0 | 0 | 0 | 0 | 0 | 0 | 0 | 0
2040-06-22 | 24 | 17.48 | -14488 | -292 | -840 | 0 | 102 | 235 | 1263 | 0 | 220 | 523 | 52 | 157 | 2067 | 3273 | 3490 | 0 | 611 | 0 | 195 | 1311 | 0 | 458 | 1200 | 0 | 462 | 0 | 0 | 0 | 0 | 0 | 0 | 0 | 0 | 0
2040-06-23 | 1 | 11.5 | -13768 | -292 | -972 | 0 | 0 | -279 | 528 | 0 | 220 | 523 | 52 | 157 | 2777 | 3273 | 3116 | 0 | 643 | 0 | 199 | 1254 | 0 | 906 | 1200 | 0 | 462 | 0 | 0 | 0 | 0 | 0 | 0 | 0 | 0 | 0
2040-06-23 | 2 | 11.5 | -13255 | -292 | -840 | 0 | 0 | -511 | 528 | 0 | 220 | 523 | 52 | 157 | 2777 | 3273 | 2771 | 0 | 638 | 0 | 196 | 1205 | 0 | 895 | 1200 | 0 | 462 | 0 | 0 | 0 | 0 | 0 | 0 | 0 | 0 | 0
2040-06-23 | 3 | 11.5 | -12996 | -341 | -762 | 0 | 0 | -935 | 528 | 0 | 220 | 523 | 52 | 157 | 2609 | 3273 | 3112 | 0 | 650 | 0 | 194 | 1184 | 0 | 868 | 1200 | 0 | 462 | 0 | 0 | 0 | 0 | 0 | 0 | 0 | 0 | 0
2040-06-23 | 4 | 11.5 | -12873 | -368 | -683 | 0 | 0 | -850 | 528 | 0 | 220 | 523 | 52 | 157 | 2464 | 3273 | 3421 | 0 | 648 | 0 | 189 | 1169 | 0 | 466 | 1200 | 0 | 462 | 0 | 0 | 0 | 0 | 0 | 0 | 0 | 0 | 0
2040-06-23 | 5 | 11.5 | -12838 | -427 | -683 | 0 | 0 | -897 | 528 | 0 | 220 | 523 | 52 | 157 | 2594 | 3273 | 3378 | 0 | 652 | 0 | 187 | 1161 | 0 | 456 | 1200 | 0 | 462 | 0 | 0 | 0 | 0 | 0 | 0 | 0 | 0 | 0
2040-06-23 | 6 | 15.55 | -13463 | -454 | -709 | 0 | 0 | 37 | 528 | 0 | 0 | 523 | 52 | 157 | 2774 | 3273 | 3077 | 0 | 656 | 115 | 190 | 1167 | 0 | 412 | 1200 | 0 | 462 | 0 | 0 | 0 | 0 | 0 | 0 | 0 | 0 | 0
2040-06-23 | 7 | 15.55 | -14631 | -427 | -788 | 0 | 0 | 586 | 528 | 0 | 0 | 523 | 52 | 157 | 3130 | 3273 | 2743 | 0 | 624 | 846 | 189 | 1172 | 0 | 358 | 1200 | 0 | 462 | 0 | 0 | 0 | 0 | 0 | 0 | 0 | 0 | 0
2040-06-23 | 8 | 15.55 | -16113 | -292 | -919 | 0 | 0 | 1164 | 528 | 0 | 0 | 523 | 52 | 157 | 3075 | 3273 | 2180 | 0 | 587 | 2423 | 192 | 1190 | 0 | 317 | 1200 | 0 | 462 | 0 | 0 | 0 | 0 | 0 | 0 | 0 | 0 | 0
2040-06-23 | 9 | 11.5 | -17455 | -193 | -1103 | 0 | 0 | -77 | 528 | 0 | 0 | 523 | 52 | 157 | 3243 | 3273 | 2089 | 0 | 504 | 5091 | 193 | 1209 | 0 | 302 | 1200 | 0 | 462 | 0 | 0 | 0 | 0 | 0 | 0 | 0 | 0 | 0
2040-06-23 | 10 | 11.5 | -18796 | -144 | -1313 | 0 | 0 | -1031 | 1427 | 0 | 0 | 523 | 52 | 157 | 1735 | 3273 | 2079 | 0 | 586 | 8056 | 195 | 1251 | 0 | 287 | 1200 | 0 | 462 | 0 | 0 | 0 | 0 | 0 | 0 | 0 | 0 | 0
2040-06-23 | 11 | 5 | -19633 | -112 | -1182 | -407 | -190 | -1859 | 2188 | 0 | 0 | 523 | 52 | 157 | 1017 | 3273 | 2017 | 0 | 712 | 10309 | 195 | 1277 | 0 | 0 | 1200 | 0 | 462 | 0 | 0 | 0 | 0 | 0 | 0 | 271 | 0 | 0
2040-06-23 | 12 | 5 | -20183 | -90 | -1313 | -899 | -610 | -1859 | 2790 | 0 | 0 | 523 | 52 | 157 | 1017 | 3273 | 1982 | 0 | 858 | 11553 | 195 | 892 | 0 | 0 | 1200 | 0 | 462 | 0 | 0 | 0 | 0 | 401 | 0 | 279 | 0 | 0
2040-06-23 | 13 | 5 | -20542 | -81 | -1418 | -827 | -610 | -1859 | 3197 | 0 | 0 | 523 | 52 | 157 | 478 | 3273 | 2013 | 0 | 929 | 12351 | 196 | 506 | 0 | 0 | 1200 | 0 | 462 | 0 | 0 | 0 | 0 | 804 | 0 | 290 | 0 | 0
2040-06-23 | 14 | 5 | -20859 | -76 | -1471 | -864 | -8 | -1859 | 3456 | 0 | 0 | 523 | 52 | 157 | 478 | 3273 | 2224 | 0 | 963 | 12152 | 196 | 0 | 0 | 0 | 1200 | 0 | 462 | 0 | 0 | 0 | 0 | 1319 | 0 | 309 | 0 | 0
2040-06-23 | 15 | 5 | -21436 | -76 | -1523 | 0 | 0 | -1859 | 3694 | 0 | 0 | 523 | 52 | 157 | 310 | 3273 | 2514 | 0 | 957 | 11319 | 194 | 239 | 0 | 0 | 1200 | 0 | 462 | 0 | 0 | 0 | 0 | 1081 | 0 | 325 | 0 | 0
2040-06-23 | 16 | 11.5 | -22051 | -76 | -1444 | 0 | 0 | -1570 | 4021 | 0 | 0 | 523 | 52 | 157 | 310 | 3273 | 2758 | 0 | 974 | 9570 | 197 | 1323 | 0 | 320 | 1200 | 0 | 462 | 0 | 0 | 0 | 0 | 0 | 0 | 0 | 0 | 0
2040-06-23 | 17 | 11.5 | -22513 | -76 | -1444 | 0 | 0 | -195 | 4417 | 0 | 0 | 523 | 52 | 157 | 180 | 3273 | 4009 | 0 | 977 | 7086 | 198 | 1341 | 0 | 352 | 1200 | 0 | 462 | 0 | 0 | 0 | 0 | 0 | 0 | 0 | 0 | 0
2040-06-23 | 18 | 15.55 | -22512 | -76 | -1471 | 0 | 0 | 988 | 4729 | 0 | 0 | 523 | 52 | 157 | 1003 | 3273 | 4596 | 0 | 952 | 4179 | 198 | 1349 | 0 | 397 | 1200 | 0 | 462 | 0 | 0 | 0 | 0 | 0 | 0 | 0 | 0 | 0
2040-06-23 | 19 | 15.55 | -22141 | -76 | -1523 | 661 | 0 | 1550 | 4756 | 0 | 0 | 628 | 52 | 157 | 1443 | 3273 | 4876 | 0 | 845 | 1862 | 198 | 1349 | 0 | 427 | 1200 | 0 | 462 | 0 | 0 | 0 | 0 | 0 | 0 | 0 | 0 | 0
2040-06-23 | 20 | 15.76 | -21691 | -76 | -1418 | 885 | 610 | 1859 | 4444 | 0 | 0 | 869 | 52 | 157 | 1283 | 3273 | 4886 | 0 | 642 | 575 | 199 | 1349 | 0 | 440 | 1200 | 0 | 462 | 0 | 0 | 0 | 0 | 0 | 0 | 0 | 0 | 0
2040-06-23 | 21 | 15.55 | -21131 | -85 | -1339 | 727 | 508 | 1847 | 4111 | 0 | 0 | 902 | 52 | 157 | 1884 | 3273 | 4878 | 0 | 530 | 44 | 199 | 1346 | 0 | 434 | 1200 | 0 | 462 | 0 | 0 | 0 | 0 | 0 | 0 | 0 | 0 | 0
2040-06-23 | 22 | 15.55 | -19278 | -112 | -1208 | 258 | 0 | 1624 | 3683 | 0 | 0 | 628 | 52 | 157 | 1884 | 3273 | 4851 | 0 | 518 | 0 | 199 | 1352 | 0 | 456 | 1200 | 0 | 462 | 0 | 0 | 0 | 0 | 0 | 0 | 0 | 0 | 0
2040-06-23 | 23 | 15.55 | -17393 | -135 | -1208 | 0 | 0 | 1281 | 2478 | 0 | 0 | 561 | 52 | 157 | 1884 | 3273 | 4837 | 0 | 519 | 0 | 198 | 1338 | 0 | 494 | 1200 | 0 | 462 | 0 | 0 | 0 | 0 | 0 | 0 | 0 | 0 | 0
2040-06-23 | 24 | 15.55 | -15941 | -144 | -1103 | 46 | 102 | 637 | 1205 | 0 | 0 | 560 | 52 | 157 | 2252 | 3273 | 4823 | 0 | 454 | 0 | 195 | 1311 | 0 | 458 | 1200 | 0 | 462 | 0 | 0 | 0 | 0 | 0 | 0 | 0 | 0 | 0
2040-06-24 | 1 | 29.78 | -15064 | -175 | -972 | 0 | -295 | -1222 | 528 | 0 | 0 | 537 | 52 | 317 | 3929 | 3273 | 4665 | 0 | 405 | 0 | 199 | 1254 | 0 | 906 | 1200 | 0 | 462 | 0 | 0 | 0 | 0 | 0 | 0 | 0 | 0 | 0
2040-06-24 | 2 | 29.78 | -14513 | -211 | -840 | 0 | 0 | -1797 | 528 | 0 | 0 | 523 | 52 | 332 | 3929 | 3273 | 4388 | 0 | 378 | 0 | 196 | 1205 | 0 | 895 | 1200 | 0 | 462 | 0 | 0 | 0 | 0 | 0 | 0 | 0 | 0 | 0
2040-06-24 | 3 | 29.78 | -14297 | -229 | -762 | 0 | 0 | -1309 | 528 | 0 | 0 | 523 | 52 | 335 | 3929 | 3273 | 3690 | 0 | 358 | 0 | 194 | 1184 | 0 | 868 | 1200 | 0 | 462 | 0 | 0 | 0 | 0 | 0 | 0 | 0 | 0 | 0
2040-06-24 | 4 | 29.78 | -14468 | -247 | -683 | 0 | 0 | -287 | 528 | 0 | 0 | 578 | 52 | 335 | 4499 | 3273 | 2586 | 0 | 347 | 0 | 189 | 1169 | 0 | 466 | 1200 | 0 | 462 | 0 | 0 | 0 | 0 | 0 | 0 | 0 | 0 | 0
2040-06-24 | 5 | 32.2 | -15306 | -292 | -683 | 0 | 0 | 0 | 528 | 0 | 80 | 776 | 52 | 335 | 5165 | 3273 | 2287 | 0 | 318 | 0 | 187 | 1161 | 0 | 456 | 1200 | 0 | 462 | 0 | 0 | 0 | 0 | 0 | 0 | 0 | 0 | 0
2040-06-24 | 6 | 36.05 | -17308 | -315 | -709 | 0 | 0 | 0 | 528 | 0 | 80 | 1035 | 52 | 335 | 6772 | 3273 | 2414 | 0 | 294 | 116 | 190 | 1167 | 0 | 412 | 1200 | 0 | 462 | 0 | 0 | 0 | 0 | 0 | 0 | 0 | 0 | 0
2040-06-24 | 7 | 38.39 | -19383 | -341 | -788 | 0 | 0 | 0 | 528 | 0 | 80 | 1282 | 52 | 335 | 8513 | 3273 | 1962 | 0 | 267 | 838 | 189 | 1172 | 0 | 358 | 1200 | 0 | 462 | 0 | 0 | 0 | 0 | 0 | 0 | 0 | 0 | 0
2040-06-24 | 8 | 39.08 | -20918 | -270 | -919 | 0 | 0 | 0 | 835 | 0 | 80 | 1282 | 52 | 335 | 9218 | 3273 | 1064 | 0 | 171 | 2435 | 192 | 1190 | 0 | 317 | 1200 | 0 | 462 | 0 | 0 | 0 | 0 | 0 | 0 | 0 | 0 | 0
2040-06-24 | 9 | 37.19 | -22169 | -162 | -1103 | 0 | 0 | 0 | 1733 | 0 | 80 | 1039 | 52 | 335 | 7691 | 3273 | 728 | 0 | 149 | 4987 | 193 | 1209 | 0 | 302 | 1200 | 0 | 462 | 0 | 0 | 0 | 0 | 0 | 0 | 0 | 0 | 0
2040-06-24 | 10 | 33.86 | -23594 | -121 | -1313 | 0 | 0 | 0 | 2526 | 0 | 80 | 800 | 52 | 335 | 6040 | 3273 | 426 | 0 | 199 | 7902 | 195 | 1251 | 0 | 287 | 1200 | 0 | 462 | 0 | 0 | 0 | 0 | 0 | 0 | 0 | 0 | 0
2040-06-24 | 11 | 29.78 | -24546 | -103 | -1182 | 0 | -99 | -584 | 3250 | 0 | 80 | 523 | 52 | 335 | 4965 | 3273 | 292 | 0 | 249 | 10089 | 195 | 1277 | 0 | 271 | 1200 | 0 | 462 | 0 | 0 | 0 | 0 | 0 | 0 | 0 | 0 | 0
2040-06-24 | 12 | 29.78 | -25122 | -85 | -1313 | 0 | -118 | -1528 | 3836 | 0 | 80 | 523 | 52 | 335 | 4701 | 3273 | 221 | 0 | 250 | 11465 | 195 | 1293 | 0 | 279 | 1200 | 0 | 462 | 0 | 0 | 0 | 0 | 0 | 0 | 0 | 0 | 0
2040-06-24 | 13 | 29.78 | -25708 | -85 | -1418 | 0 | 0 | -1596 | 4211 | 0 | 300 | 523 | 52 | 335 | 4462 | 3273 | 121 | 0 | 224 | 11848 | 196 | 1310 | 0 | 290 | 1200 | 0 | 462 | 0 | 0 | 0 | 0 | 0 | 0 | 0 | 0 | 0
2040-06-24 | 14 | 29.78 | -25956 | -81 | -1471 | 0 | -243 | -877 | 4571 | 0 | 300 | 523 | 52 | 335 | 4355 | 3273 | 120 | 0 | 202 | 11412 | 196 | 1319 | 0 | 309 | 1200 | 0 | 462 | 0 | 0 | 0 | 0 | 0 | 0 | 0 | 0 | 0
2040-06-24 | 15 | 32.3 | -26072 | -76 | -1523 | 0 | 0 | 0 | 4729 | 0 | 300 | 561 | 52 | 335 | 4710 | 3273 | 89 | 0 | 179 | 9941 | 194 | 1320 | 0 | 325 | 1200 | 0 | 462 | 0 | 0 | 0 | 0 | 0 | 0 | 0 | 0 | 0
2040-06-24 | 16 | 38.48 | -25946 | -81 | -1444 | 0 | 0 | 0 | 4756 | 0 | 300 | 875 | 52 | 335 | 6478 | 3273 | 63 | 0 | 157 | 7680 | 197 | 1323 | 0 | 320 | 1200 | 0 | 462 | 0 | 0 | 0 | 0 | 0 | 0 | 0 | 0 | 0
2040-06-24 | 17 | 40.25 | -25679 | -85 | -1444 | 0 | 0 | 942 | 4682 | 0 | 300 | 1078 | 52 | 335 | 7085 | 3273 | 90 | 0 | 147 | 5671 | 198 | 1341 | 0 | 352 | 1200 | 0 | 462 | 0 | 0 | 0 | 0 | 0 | 0 | 0 | 0 | 0
2040-06-24 | 18 | 40.25 | -24965 | -81 | -1471 | 0 | 0 | 1337 | 4539 | 0 | 300 | 1292 | 52 | 335 | 8080 | 3273 | 186 | 0 | 120 | 3396 | 198 | 1349 | 0 | 397 | 1200 | 0 | 462 | 0 | 0 | 0 | 0 | 0 | 0 | 0 | 0 | 0
2040-06-24 | 19 | 41.12 | -24083 | -90 | -1523 | 0 | 38 | 1859 | 4169 | 0 | 300 | 1414 | 52 | 335 | 8538 | 3273 | 295 | 0 | 108 | 1679 | 198 | 1349 | 0 | 427 | 1200 | 0 | 462 | 0 | 0 | 0 | 0 | 0 | 0 | 0 | 0 | 0
2040-06-24 | 20 | 41.69 | -23497 | -112 | -1418 | 0 | 610 | 1859 | 3625 | 0 | 300 | 1414 | 52 | 335 | 8841 | 3273 | 479 | 0 | 90 | 499 | 199 | 1349 | 0 | 440 | 1200 | 0 | 462 | 0 | 0 | 0 | 0 | 0 | 0 | 0 | 0 | 0
2040-06-24 | 21 | 40.25 | -22455 | -135 | -1339 | 0 | 0 | 811 | 3266 | 0 | 300 | 1414 | 52 | 335 | 9854 | 3273 | 819 | 0 | 133 | 32 | 199 | 1346 | 0 | 434 | 1200 | 0 | 462 | 0 | 0 | 0 | 0 | 0 | 0 | 0 | 0 | 0
2040-06-24 | 22 | 38.04 | -20158 | -162 | -1208 | 0 | 0 | 0 | 2616 | 0 | 300 | 1282 | 52 | 335 | 8578 | 3273 | 1298 | 0 | 125 | 0 | 199 | 1352 | 0 | 456 | 1200 | 0 | 462 | 0 | 0 | 0 | 0 | 0 | 0 | 0 | 0 | 0
2040-06-24 | 23 | 35.67 | -18019 | -175 | -1208 | 0 | 0 | 0 | 1316 | 0 | 300 | 1126 | 52 | 335 | 6916 | 3273 | 2246 | 0 | 147 | 0 | 198 | 1338 | 0 | 494 | 1200 | 0 | 462 | 0 | 0 | 0 | 0 | 0 | 0 | 0 | 0 | 0
2040-06-24 | 24 | 35.37 | -16759 | -211 | -1103 | 0 | 0 | 0 | 528 | 0 | 300 | 1035 | 52 | 335 | 6289 | 3273 | 2493 | 0 | 141 | 0 | 195 | 1311 | 0 | 458 | 1200 | 0 | 462 | 0 | 0 | 0 | 0 | 0 | 0 | 0 | 0 | 0
2040-06-25 | 1 | 26.99 | -15777 | -229 | -735 | 0 | 0 | -161 | 528 | 0 | 300 | 869 | 52 | 335 | 4914 | 3273 | 2470 | 0 | 140 | 0 | 199 | 1254 | 0 | 906 | 1200 | 0 | 462 | 0 | 0 | 0 | 0 | 0 | 0 | 0 | 0 | 0
2040-06-25 | 2 | 26.99 | -15224 | -270 | -657 | 0 | 0 | -451 | 528 | 0 | 300 | 721 | 52 | 335 | 4724 | 3273 | 2575 | 0 | 134 | 0 | 196 | 1205 | 0 | 895 | 1200 | 0 | 462 | 0 | 0 | 0 | 0 | 0 | 0 | 0 | 0 | 0
2040-06-25 | 3 | 26.99 | -14980 | -292 | -578 | 0 | 0 | -401 | 528 | 0 | 300 | 654 | 52 | 335 | 4693 | 3273 | 2364 | 0 | 143 | 0 | 194 | 1184 | 0 | 868 | 1200 | 0 | 462 | 0 | 0 | 0 | 0 | 0 | 0 | 0 | 0 | 0
2040-06-25 | 4 | 26.99 | -15259 | -315 | -551 | 0 | 0 | -74 | 528 | 0 | 300 | 743 | 52 | 335 | 4693 | 3273 | 2634 | 0 | 154 | 0 | 189 | 1169 | 0 | 466 | 1200 | 0 | 462 | 0 | 0 | 0 | 0 | 0 | 0 | 0 | 0 | 0
2040-06-25 | 5 | 33.01 | -16170 | -315 | -525 | 0 | 0 | 0 | 528 | 0 | 300 | 875 | 52 | 335 | 5248 | 3273 | 2774 | 0 | 158 | 0 | 187 | 1161 | 0 | 456 | 1200 | 0 | 462 | 0 | 0 | 0 | 0 | 0 | 0 | 0 | 0 | 0
2040-06-25 | 6 | 36.47 | -18120 | -315 | -551 | 0 | 0 | 0 | 528 | 0 | 300 | 1039 | 52 | 335 | 6409 | 3273 | 3353 | 0 | 166 | 99 | 190 | 1167 | 0 | 412 | 1200 | 0 | 462 | 0 | 0 | 0 | 0 | 0 | 0 | 0 | 0 | 0
2040-06-25 | 7 | 36.47 | -20081 | -315 | -709 | 0 | 0 | 775 | 1215 | 0 | 300 | 1282 | 52 | 335 | 6481 | 3273 | 3142 | 0 | 174 | 693 | 189 | 1172 | 0 | 358 | 1200 | 0 | 462 | 0 | 0 | 0 | 0 | 0 | 0 | 0 | 0 | 0
2040-06-25 | 8 | 36.47 | -21252 | -270 | -867 | 0 | 0 | 29 | 2505 | 0 | 300 | 1039 | 52 | 335 | 6477 | 3273 | 3173 | 0 | 161 | 1682 | 192 | 1190 | 0 | 317 | 1200 | 0 | 462 | 0 | 0 | 0 | 0 | 0 | 0 | 0 | 0 | 0
2040-06-25 | 9 | 33.86 | -22037 | -247 | -1050 | 0 | 0 | 0 | 3324 | 0 | 300 | 1035 | 52 | 335 | 5599 | 3273 | 3673 | 0 | 147 | 2230 | 193 | 1209 | 0 | 302 | 1200 | 0 | 462 | 0 | 0 | 0 | 0 | 0 | 0 | 0 | 0 | 0
2040-06-25 | 10 | 32.34 | -22855 | -229 | -1234 | 0 | 0 | 0 | 3910 | 0 | 300 | 1035 | 52 | 335 | 5335 | 3273 | 4047 | 0 | 167 | 2468 | 195 | 1251 | 0 | 287 | 1200 | 0 | 462 | 0 | 0 | 0 | 0 | 0 | 0 | 0 | 0 | 0
2040-06-25 | 11 | 33.6 | -23500 | -229 | -1182 | 0 | 0 | 0 | 4386 | 0 | 300 | 1035 | 52 | 335 | 5505 | 3273 | 3899 | 0 | 218 | 2503 | 195 | 1277 | 0 | 271 | 1200 | 0 | 462 | 0 | 0 | 0 | 0 | 0 | 0 | 0 | 0 | 0
2040-06-25 | 12 | 24.42 | -23281 | -193 | -1024 | 0 | 0 | -1541 | 4671 | 0 | 220 | 537 | 52 | 335 | 4224 | 3273 | 4291 | 0 | 254 | 4753 | 195 | 1293 | 0 | 279 | 1200 | 0 | 462 | 0 | 0 | 0 | 0 | 0 | 0 | 0 | 0 | 0
2040-06-25 | 13 | 33.01 | -23354 | -193 | -1339 | 0 | 0 | 92 | 4708 | 0 | 220 | 940 | 52 | 335 | 4794 | 3273 | 4437 | 0 | 281 | 2297 | 196 | 1310 | 0 | 290 | 1200 | 0 | 462 | 0 | 0 | 0 | 0 | 0 | 0 | 0 | 0 | 0
2040-06-25 | 14 | 33.01 | -23361 | -211 | -1313 | 0 | 0 | 114 | 4756 | 0 | 220 | 1015 | 52 | 335 | 4729 | 3273 | 4502 | 0 | 304 | 2099 | 196 | 1319 | 0 | 309 | 1200 | 0 | 462 | 0 | 0 | 0 | 0 | 0 | 0 | 0 | 0 | 0
2040-06-25 | 15 | 32.34 | -22875 | -193 | -1182 | 0 | 0 | 0 | 4671 | 0 | 220 | 902 | 52 | 335 | 4699 | 3273 | 4255 | 0 | 324 | 2017 | 194 | 1320 | 0 | 325 | 1200 | 0 | 462 | 0 | 0 | 0 | 0 | 0 | 0 | 0 | 0 | 0
2040-06-25 | 16 | 33.01 | -22472 | -175 | -1549 | 0 | 0 | 102 | 4565 | 0 | 220 | 911 | 52 | 335 | 4729 | 3273 | 4224 | 0 | 306 | 1977 | 197 | 1323 | 0 | 320 | 1200 | 0 | 462 | 0 | 0 | 0 | 0 | 0 | 0 | 0 | 0 | 0
2040-06-25 | 17 | 32.34 | -22253 | -175 | -1996 | 0 | 0 | 0 | 4587 | 0 | 220 | 914 | 52 | 335 | 4759 | 3273 | 4311 | 0 | 314 | 2105 | 198 | 1341 | 0 | 352 | 1200 | 0 | 462 | 0 | 0 | 0 | 0 | 0 | 0 | 0 | 0 | 0
2040-06-25 | 18 | 31.49 | -22080 | -175 | -2390 | 0 | 0 | 0 | 4692 | 0 | 220 | 1031 | 52 | 335 | 4806 | 3273 | 4563 | 0 | 307 | 1759 | 198 | 1349 | 0 | 397 | 1200 | 0 | 462 | 0 | 0 | 0 | 0 | 0 | 0 | 0 | 0 | 0
2040-06-25 | 19 | 33.01 | -22278 | -175 | -2285 | 0 | 0 | 434 | 4523 | 0 | 220 | 1039 | 52 | 335 | 5369 | 3273 | 4626 | 0 | 254 | 976 | 198 | 1349 | 0 | 427 | 1200 | 0 | 462 | 0 | 0 | 0 | 0 | 0 | 0 | 0 | 0 | 0
2040-06-25 | 20 | 33.01 | -21974 | -175 | -1602 | 0 | 0 | 143 | 4238 | 0 | 220 | 1039 | 52 | 335 | 5569 | 3273 | 4548 | 0 | 259 | 425 | 199 | 1349 | 0 | 440 | 1200 | 0 | 462 | 0 | 0 | 0 | 0 | 0 | 0 | 0 | 0 | 0
2040-06-25 | 21 | 33.01 | -21311 | -193 | -1471 | 0 | 0 | 257 | 3974 | 0 | 220 | 1039 | 52 | 335 | 5538 | 3273 | 4383 | 0 | 230 | 33 | 199 | 1346 | 0 | 434 | 1200 | 0 | 462 | 0 | 0 | 0 | 0 | 0 | 0 | 0 | 0 | 0
2040-06-25 | 22 | 26.93 | -19685 | -193 | -1234 | 0 | 0 | 0 | 3408 | 0 | 220 | 1008 | 52 | 319 | 4699 | 3273 | 4233 | 0 | 230 | 0 | 199 | 1352 | 0 | 456 | 1200 | 0 | 462 | 0 | 0 | 0 | 0 | 0 | 0 | 0 | 0 | 0
2040-06-25 | 23 | 17.48 | -18041 | -211 | -1024 | 0 | 0 | 0 | 2262 | 0 | 220 | 829 | 52 | 160 | 4270 | 3273 | 4293 | 0 | 224 | 0 | 198 | 1338 | 0 | 494 | 1200 | 0 | 462 | 0 | 0 | 0 | 0 | 0 | 0 | 0 | 0 | 0
2040-06-25 | 24 | 23.36 | -16805 | -211 | -840 | 0 | 0 | 0 | 1120 | 0 | 0 | 826 | 52 | 177 | 4413 | 3273 | 4146 | 0 | 222 | 0 | 195 | 1311 | 0 | 458 | 1200 | 0 | 462 | 0 | 0 | 0 | 0 | 0 | 0 | 0 | 0 | 0
2040-06-26 | 1 | 32.3 | -16025 | -211 | -735 | 0 | 0 | -1501 | 528 | 0 | 0 | 800 | 52 | 317 | 5341 | 3273 | 3912 | 0 | 226 | 0 | 199 | 1254 | 0 | 906 | 1200 | 0 | 462 | 0 | 0 | 0 | 0 | 0 | 0 | 0 | 0 | 0
2040-06-26 | 2 | 32.3 | -15620 | -211 | -657 | 0 | 0 | -1715 | 528 | 0 | 0 | 654 | 52 | 332 | 5341 | 3273 | 3837 | 0 | 227 | 0 | 196 | 1205 | 0 | 895 | 1200 | 0 | 462 | 0 | 0 | 0 | 0 | 0 | 0 | 0 | 0 | 0
2040-06-26 | 3 | 32.3 | -15447 | -211 | -578 | 0 | 0 | -1406 | 528 | 0 | 0 | 737 | 52 | 335 | 5368 | 3273 | 3238 | 0 | 201 | 0 | 194 | 1184 | 0 | 868 | 1200 | 0 | 462 | 0 | 0 | 0 | 0 | 0 | 0 | 0 | 0 | 0
2040-06-26 | 4 | 32.3 | -15774 | -229 | -551 | 0 | 0 | -42 | 528 | 0 | 0 | 875 | 52 | 335 | 5368 | 3273 | 2474 | 0 | 204 | 0 | 189 | 1169 | 0 | 466 | 1200 | 0 | 462 | 0 | 0 | 0 | 0 | 0 | 0 | 0 | 0 | 0
2040-06-26 | 5 | 35.67 | -16737 | -229 | -525 | 0 | 0 | 0 | 528 | 0 | 0 | 1035 | 52 | 335 | 6823 | 3273 | 1768 | 0 | 210 | 0 | 187 | 1161 | 0 | 456 | 1200 | 0 | 462 | 0 | 0 | 0 | 0 | 0 | 0 | 0 | 0 | 0
2040-06-26 | 6 | 38.85 | -18772 | -247 | -551 | 0 | 0 | 0 | 528 | 0 | 0 | 1283 | 52 | 335 | 9331 | 3273 | 1042 | 0 | 208 | 86 | 190 | 1167 | 0 | 412 | 1200 | 0 | 462 | 0 | 0 | 0 | 0 | 0 | 0 | 0 | 0 | 0
2040-06-26 | 7 | 42.12 | -20806 | -229 | -709 | 0 | 0 | 0 | 528 | 0 | 0 | 1414 | 52 | 335 | 10937 | 3273 | 995 | 0 | 171 | 657 | 189 | 1172 | 0 | 358 | 1200 | 0 | 462 | 0 | 0 | 0 | 0 | 0 | 0 | 0 | 0 | 0
2040-06-26 | 8 | 41.76 | -22123 | -193 | -867 | 0 | 0 | 0 | 1025 | 0 | 0 | 1414 | 52 | 335 | 10687 | 3273 | 1037 | 0 | 142 | 1856 | 192 | 1190 | 0 | 317 | 1200 | 0 | 462 | 0 | 0 | 0 | 0 | 0 | 0 | 0 | 0 | 0
2040-06-26 | 9 | 38.8 | -23134 | -162 | -1050 | 0 | 0 | 0 | 1807 | 0 | 0 | 1282 | 52 | 335 | 9147 | 3273 | 963 | 0 | 110 | 4011 | 193 | 1209 | 0 | 302 | 1200 | 0 | 462 | 0 | 0 | 0 | 0 | 0 | 0 | 0 | 0 | 0
2040-06-26 | 10 | 37.46 | -24340 | -135 | -1234 | 0 | 0 | 0 | 2425 | 0 | 0 | 1078 | 52 | 335 | 8123 | 3273 | 845 | 0 | 112 | 6070 | 195 | 1251 | 0 | 287 | 1200 | 0 | 462 | 0 | 0 | 0 | 0 | 0 | 0 | 0 | 0 | 0
2040-06-26 | 11 | 35.41 | -25452 | -112 | -1182 | 0 | 0 | 0 | 3038 | 0 | 0 | 902 | 52 | 335 | 6722 | 3273 | 801 | 0 | 119 | 8098 | 195 | 1277 | 0 | 271 | 1200 | 0 | 462 | 0 | 0 | 0 | 0 | 0 | 0 | 0 | 0 | 0
2040-06-26 | 12 | 32.3 | -25873 | -103 | -1024 | 0 | 0 | -234 | 3551 | 0 | 0 | 628 | 52 | 335 | 5595 | 3273 | 638 | 0 | 132 | 9601 | 195 | 1293 | 0 | 279 | 1200 | 0 | 462 | 0 | 0 | 0 | 0 | 0 | 0 | 0 | 0 | 0
2040-06-26 | 13 | 32.3 | -26558 | -94 | -1339 | 0 | 0 | -413 | 3926 | 0 | 0 | 592 | 52 | 335 | 5555 | 3273 | 500 | 0 | 142 | 10571 | 196 | 1310 | 0 | 290 | 1200 | 0 | 462 | 0 | 0 | 0 | 0 | 0 | 0 | 0 | 0 | 0
2040-06-26 | 14 | 32.3 | -27212 | -90 | -1313 | 0 | 0 | -467 | 4285 | 0 | 0 | 579 | 52 | 335 | 5555 | 3273 | 476 | 0 | 144 | 10895 | 196 | 1319 | 0 | 309 | 1200 | 0 | 462 | 0 | 0 | 0 | 0 | 0 | 0 | 0 | 0 | 0
2040-06-26 | 15 | 32.3 | -27139 | -81 | -1182 | 0 | 0 | -103 | 4565 | 0 | 0 | 628 | 52 | 335 | 5503 | 3273 | 357 | 0 | 139 | 10150 | 194 | 1320 | 0 | 325 | 1200 | 0 | 462 | 0 | 0 | 0 | 0 | 0 | 0 | 0 | 0 | 0
2040-06-26 | 16 | 35.68 | -26808 | -85 | -1549 | 0 | 0 | 0 | 4708 | 0 | 0 | 875 | 52 | 335 | 6720 | 3273 | 224 | 0 | 130 | 8624 | 197 | 1323 | 0 | 320 | 1200 | 0 | 462 | 0 | 0 | 0 | 0 | 0 | 0 | 0 | 0 | 0
2040-06-26 | 17 | 39.04 | -26249 | -81 | -1996 | 0 | 0 | 0 | 4756 | 0 | 0 | 1140 | 52 | 335 | 8347 | 3273 | 227 | 0 | 137 | 6506 | 198 | 1341 | 0 | 352 | 1200 | 0 | 462 | 0 | 0 | 0 | 0 | 0 | 0 | 0 | 0 | 0
2040-06-26 | 18 | 42.77 | -25647 | -85 | -2390 | 0 | 0 | 0 | 4660 | 0 | 13 | 1414 | 52 | 335 | 10498 | 3273 | 256 | 0 | 129 | 3884 | 198 | 1349 | 0 | 397 | 1200 | 0 | 462 | 0 | 0 | 0 | 0 | 0 | 0 | 0 | 0 | 0
2040-06-26 | 19 | 43.65 | -25311 | -94 | -2285 | 0 | 0 | 1385 | 4285 | 0 | 13 | 1414 | 52 | 335 | 11252 | 3273 | 187 | 0 | 135 | 1723 | 198 | 1349 | 0 | 427 | 1200 | 0 | 462 | 0 | 0 | 0 | 0 | 0 | 0 | 0 | 0 | 0
2040-06-26 | 20 | 43.65 | -24570 | -94 | -1602 | 0 | 0 | 1648 | 3752 | 0 | 13 | 1414 | 52 | 335 | 11272 | 3273 | 201 | 0 | 134 | 523 | 199 | 1349 | 0 | 440 | 1200 | 0 | 462 | 0 | 0 | 0 | 0 | 0 | 0 | 0 | 0 | 0
2040-06-26 | 21 | 43.65 | -23550 | -121 | -1471 | 0 | 0 | 1320 | 3292 | 0 | 13 | 1414 | 52 | 335 | 11312 | 3273 | 293 | 0 | 159 | 37 | 199 | 1346 | 0 | 434 | 1200 | 0 | 462 | 0 | 0 | 0 | 0 | 0 | 0 | 0 | 0 | 0
2040-06-26 | 22 | 42.12 | -21470 | -144 | -1234 | 0 | 0 | 0 | 2626 | 0 | 93 | 1414 | 52 | 335 | 10965 | 3273 | 255 | 0 | 165 | 0 | 199 | 1352 | 0 | 456 | 1200 | 0 | 462 | 0 | 0 | 0 | 0 | 0 | 0 | 0 | 0 | 0
2040-06-26 | 23 | 40.25 | -19322 | -175 | -1024 | 0 | 0 | 0 | 1400 | 0 | 93 | 1373 | 52 | 335 | 9916 | 3273 | 213 | 0 | 173 | 0 | 198 | 1338 | 0 | 494 | 1200 | 0 | 462 | 0 | 0 | 0 | 0 | 0 | 0 | 0 | 0 | 0
2040-06-26 | 24 | 38.8 | -17656 | -193 | -840 | 0 | 0 | 0 | 528 | 0 | 93 | 1282 | 52 | 335 | 9135 | 3273 | 193 | 0 | 172 | 0 | 195 | 1311 | 0 | 458 | 1200 | 0 | 462 | 0 | 0 | 0 | 0 | 0 | 0 | 0 | 0 | 0
2040-06-27 | 1 | 37.19 | -16643 | -229 | -735 | 0 | 0 | 0 | 528 | 0 | 93 | 1161 | 52 | 335 | 7845 | 3273 | 131 | 0 | 167 | 0 | 199 | 1254 | 0 | 906 | 1200 | 0 | 462 | 0 | 0 | 0 | 0 | 0 | 0 | 0 | 0 | 0
2040-06-27 | 2 | 36.51 | -16003 | -247 | -657 | 0 | 0 | 0 | 528 | 0 | 80 | 1039 | 52 | 335 | 7424 | 3273 | 70 | 0 | 147 | 0 | 196 | 1205 | 0 | 895 | 1200 | 0 | 462 | 0 | 0 | 0 | 0 | 0 | 0 | 0 | 0 | 0
2040-06-27 | 3 | 36.23 | -15635 | -247 | -578 | 0 | 0 | 0 | 528 | 0 | 80 | 1035 | 52 | 335 | 7033 | 3273 | 71 | 0 | 143 | 0 | 194 | 1184 | 0 | 868 | 1200 | 0 | 462 | 0 | 0 | 0 | 0 | 0 | 0 | 0 | 0 | 0
2040-06-27 | 4 | 37.56 | -15805 | -270 | -551 | 0 | 0 | 0 | 528 | 0 | 80 | 1035 | 52 | 335 | 7683 | 3273 | 36 | 0 | 117 | 0 | 189 | 1169 | 0 | 466 | 1200 | 0 | 462 | 0 | 0 | 0 | 0 | 0 | 0 | 0 | 0 | 0
2040-06-27 | 5 | 38.85 | -16673 | -292 | -525 | 0 | 0 | 0 | 528 | 0 | 80 | 1126 | 52 | 335 | 8467 | 3273 | 43 | 0 | 119 | 0 | 187 | 1161 | 0 | 456 | 1200 | 0 | 462 | 0 | 0 | 0 | 0 | 0 | 0 | 0 | 0 | 0
2040-06-27 | 6 | 42.2 | -18478 | -315 | -551 | 0 | 0 | 0 | 528 | 0 | 80 | 1373 | 52 | 335 | 10015 | 3273 | 43 | 0 | 116 | 97 | 190 | 1167 | 0 | 412 | 1200 | 0 | 462 | 0 | 0 | 0 | 0 | 0 | 0 | 0 | 0 | 0
2040-06-27 | 7 | 46.88 | -20417 | -315 | -709 | 0 | 0 | 0 | 528 | 0 | 300 | 1414 | 52 | 335 | 11378 | 3273 | 31 | 0 | 95 | 652 | 189 | 1172 | 0 | 358 | 1200 | 0 | 462 | 0 | 0 | 0 | 0 | 0 | 0 | 0 | 0 | 0
2040-06-27 | 8 | 45.63 | -21754 | -270 | -867 | 0 | 0 | 0 | 602 | 0 | 300 | 1414 | 52 | 335 | 11633 | 3273 | 86 | 0 | 82 | 1750 | 192 | 1190 | 0 | 317 | 1200 | 0 | 462 | 0 | 0 | 0 | 0 | 0 | 0 | 0 | 0 | 0
2040-06-27 | 9 | 40.99 | -23055 | -211 | -1050 | 0 | 0 | 0 | 1363 | 0 | 300 | 1414 | 52 | 335 | 10284 | 3273 | 145 | 0 | 66 | 3718 | 193 | 1209 | 0 | 302 | 1200 | 0 | 462 | 0 | 0 | 0 | 0 | 0 | 0 | 0 | 0 | 0
2040-06-27 | 10 | 38.04 | -24697 | -144 | -1234 | 0 | 0 | 0 | 2103 | 0 | 300 | 1280 | 52 | 335 | 8580 | 3273 | 149 | 0 | 52 | 6556 | 195 | 1251 | 0 | 287 | 1200 | 0 | 462 | 0 | 0 | 0 | 0 | 0 | 0 | 0 | 0 | 0
2040-06-27 | 11 | 35.68 | -26191 | -112 | -1182 | 0 | 0 | 0 | 2933 | 0 | 300 | 1031 | 52 | 335 | 6968 | 3273 | 178 | 0 | 40 | 8970 | 195 | 1277 | 0 | 271 | 1200 | 0 | 462 | 0 | 0 | 0 | 0 | 0 | 0 | 0 | 0 | 0
2040-06-27 | 12 | 35.09 | -26776 | -94 | -1024 | 0 | -479 | -469 | 3630 | 0 | 300 | 653 | 52 | 335 | 6620 | 3273 | 132 | 0 | 44 | 10374 | 195 | 1293 | 0 | 279 | 1200 | 0 | 462 | 0 | 0 | 0 | 0 | 0 | 0 | 0 | 0 | 0
2040-06-27 | 13 | 35.09 | -27555 | -85 | -1339 | 0 | -275 | -360 | 4079 | 0 | 300 | 773 | 52 | 335 | 6503 | 3273 | 106 | 0 | 53 | 10682 | 196 | 1310 | 0 | 290 | 1200 | 0 | 462 | 0 | 0 | 0 | 0 | 0 | 0 | 0 | 0 | 0
2040-06-27 | 14 | 35.09 | -28158 | -81 | -1313 | 0 | -200 | -187 | 4476 | 0 | 300 | 826 | 52 | 335 | 6478 | 3273 | 39 | 0 | 64 | 10611 | 196 | 1319 | 0 | 309 | 1200 | 0 | 462 | 0 | 0 | 0 | 0 | 0 | 0 | 0 | 0 | 0
2040-06-27 | 15 | 35.09 | -27887 | -76 | -1182 | 0 | -464 | -132 | 4724 | 0 | 300 | 755 | 52 | 335 | 6474 | 3273 | 16 | 0 | 84 | 10226 | 194 | 1320 | 0 | 325 | 1200 | 0 | 462 | 0 | 0 | 0 | 0 | 0 | 0 | 0 | 0 | 0
2040-06-27 | 16 | 36.05 | -27419 | -76 | -1549 | 0 | 0 | 0 | 4756 | 0 | 300 | 1031 | 52 | 335 | 7030 | 3273 | 5 | 0 | 109 | 8652 | 197 | 1323 | 0 | 320 | 1200 | 0 | 462 | 0 | 0 | 0 | 0 | 0 | 0 | 0 | 0 | 0
2040-06-27 | 17 | 38.77 | -26779 | -76 | -1996 | 0 | 0 | 0 | 4734 | 0 | 300 | 1282 | 52 | 335 | 8601 | 3273 | 22 | 0 | 118 | 6579 | 198 | 1341 | 0 | 352 | 1200 | 0 | 462 | 0 | 0 | 0 | 0 | 0 | 0 | 0 | 0 | 0
2040-06-27 | 18 | 43.75 | -26163 | -81 | -2390 | 0 | 0 | 0 | 4597 | 0 | 313 | 1414 | 52 | 335 | 10819 | 3273 | 63 | 0 | 123 | 4038 | 198 | 1349 | 0 | 397 | 1200 | 0 | 462 | 0 | 0 | 0 | 0 | 0 | 0 | 0 | 0 | 0
2040-06-27 | 19 | 47.42 | -25792 | -85 | -2285 | 0 | 592 | 408 | 4222 | 0 | 313 | 1414 | 52 | 335 | 11896 | 3273 | 130 | 0 | 129 | 1760 | 198 | 1349 | 0 | 427 | 1200 | 0 | 462 | 0 | 0 | 0 | 0 | 0 | 0 | 0 | 0 | 0
2040-06-27 | 20 | 47.42 | -24976 | -90 | -1602 | 0 | 508 | 236 | 3688 | 0 | 326 | 1414 | 52 | 335 | 12212 | 3273 | 278 | 0 | 126 | 568 | 199 | 1349 | 0 | 440 | 1200 | 0 | 462 | 0 | 0 | 0 | 0 | 0 | 0 | 0 | 0 | 0
2040-06-27 | 21 | 47.42 | -24005 | -112 | -1471 | 0 | 119 | 205 | 3192 | 0 | 326 | 1414 | 52 | 335 | 12479 | 3273 | 349 | 0 | 160 | 42 | 199 | 1346 | 0 | 434 | 1200 | 0 | 462 | 0 | 0 | 0 | 0 | 0 | 0 | 0 | 0 | 0
2040-06-27 | 22 | 42.77 | -21888 | -144 | -1234 | 0 | 0 | 0 | 2573 | 0 | 326 | 1414 | 52 | 335 | 11182 | 3273 | 266 | 0 | 175 | 0 | 199 | 1352 | 0 | 456 | 1200 | 0 | 462 | 0 | 0 | 0 | 0 | 0 | 0 | 0 | 0 | 0
2040-06-27 | 23 | 40.12 | -19690 | -175 | -1024 | 0 | 0 | 0 | 1353 | 0 | 326 | 1414 | 52 | 335 | 9881 | 3273 | 372 | 0 | 191 | 0 | 198 | 1338 | 0 | 494 | 1200 | 0 | 462 | 0 | 0 | 0 | 0 | 0 | 0 | 0 | 0 | 0
2040-06-27 | 24 | 38.72 | -17976 | -193 | -840 | 0 | 0 | 0 | 528 | 0 | 326 | 1283 | 52 | 335 | 9062 | 3273 | 357 | 0 | 166 | 0 | 195 | 1311 | 0 | 458 | 1200 | 0 | 462 | 0 | 0 | 0 | 0 | 0 | 0 | 0 | 0 | 0
2040-06-28 | 1 | 36.86 | -16847 | -211 | -735 | 0 | -118 | -70 | 528 | 0 | 326 | 1148 | 52 | 335 | 7774 | 3273 | 376 | 0 | 149 | 0 | 199 | 1254 | 0 | 906 | 1200 | 0 | 462 | 0 | 0 | 0 | 0 | 0 | 0 | 0 | 0 | 0
2040-06-28 | 2 | 36.86 | -16108 | -211 | -657 | 0 | -85 | -543 | 528 | 0 | 313 | 1035 | 52 | 335 | 7468 | 3273 | 497 | 0 | 143 | 0 | 196 | 1205 | 0 | 895 | 1200 | 0 | 462 | 0 | 0 | 0 | 0 | 0 | 0 | 0 | 0 | 0
2040-06-28 | 3 | 36.86 | -15724 | -247 | -578 | 0 | -610 | -546 | 528 | 0 | 313 | 1031 | 52 | 335 | 7376 | 3273 | 739 | 0 | 149 | 0 | 194 | 1184 | 0 | 868 | 1200 | 0 | 462 | 0 | 0 | 0 | 0 | 0 | 0 | 0 | 0 | 0
2040-06-28 | 4 | 36.86 | -15834 | -270 | -551 | 0 | -400 | -496 | 528 | 0 | 300 | 1031 | 52 | 335 | 7329 | 3273 | 1045 | 0 | 171 | 0 | 189 | 1169 | 0 | 466 | 1200 | 0 | 462 | 0 | 0 | 0 | 0 | 0 | 0 | 0 | 0 | 0
2040-06-28 | 5 | 36.86 | -16545 | -270 | -525 | 0 | -156 | 0 | 528 | 0 | 300 | 1035 | 52 | 335 | 7236 | 3273 | 1092 | 0 | 178 | 0 | 187 | 1161 | 0 | 456 | 1200 | 0 | 462 | 0 | 0 | 0 | 0 | 0 | 0 | 0 | 0 | 0
2040-06-28 | 6 | 39.51 | -18366 | -292 | -551 | 0 | 0 | 0 | 528 | 0 | 300 | 1282 | 52 | 335 | 8721 | 3273 | 1004 | 0 | 176 | 107 | 190 | 1167 | 0 | 412 | 1200 | 0 | 462 | 0 | 0 | 0 | 0 | 0 | 0 | 0 | 0 | 0
2040-06-28 | 7 | 44.38 | -20455 | -292 | -709 | 0 | 0 | 0 | 528 | 0 | 300 | 1414 | 52 | 335 | 10463 | 3273 | 717 | 0 | 174 | 818 | 189 | 1172 | 0 | 358 | 1200 | 0 | 462 | 0 | 0 | 0 | 0 | 0 | 0 | 0 | 0 | 0
2040-06-28 | 8 | 44.62 | -22193 | -247 | -867 | 0 | 0 | 0 | 528 | 0 | 300 | 1414 | 52 | 335 | 11210 | 3273 | 407 | 0 | 145 | 2280 | 192 | 1190 | 0 | 317 | 1200 | 0 | 462 | 0 | 0 | 0 | 0 | 0 | 0 | 0 | 0 | 0
2040-06-28 | 9 | 40.76 | -23783 | -175 | -1050 | 0 | 0 | 0 | 1110 | 0 | 300 | 1414 | 52 | 335 | 10031 | 3273 | 334 | 0 | 95 | 4697 | 193 | 1209 | 0 | 302 | 1200 | 0 | 462 | 0 | 0 | 0 | 0 | 0 | 0 | 0 | 0 | 0
2040-06-28 | 10 | 38.3 | -25536 | -121 | -1234 | 0 | 0 | 0 | 1976 | 0 | 300 | 1282 | 52 | 335 | 8793 | 3273 | 243 | 0 | 69 | 7174 | 195 | 1251 | 0 | 287 | 1200 | 0 | 462 | 0 | 0 | 0 | 0 | 0 | 0 | 0 | 0 | 0
2040-06-28 | 11 | 36.86 | -27073 | -94 | -1182 | 0 | 0 | 0 | 2827 | 0 | 300 | 1039 | 52 | 335 | 7690 | 3273 | 168 | 0 | 64 | 9195 | 195 | 1277 | 0 | 271 | 1200 | 0 | 462 | 0 | 0 | 0 | 0 | 0 | 0 | 0 | 0 | 0
2040-06-28 | 12 | 36.86 | -27658 | -85 | -1024 | 0 | -49 | -28 | 3519 | 0 | 300 | 1036 | 52 | 335 | 7675 | 3273 | 175 | 0 | 81 | 8968 | 195 | 1293 | 0 | 279 | 1200 | 0 | 462 | 0 | 0 | 0 | 0 | 0 | 0 | 0 | 0 | 0
2040-06-28 | 13 | 37.8 | -28480 | -76 | -1339 | 0 | 0 | 0 | 3958 | 0 | 300 | 1219 | 52 | 335 | 8299 | 3273 | 132 | 0 | 114 | 8755 | 196 | 1310 | 0 | 290 | 1200 | 0 | 462 | 0 | 0 | 0 | 0 | 0 | 0 | 0 | 0 | 0
2040-06-28 | 14 | 38.38 | -29118 | -76 | -1313 | 0 | 0 | 0 | 4365 | 0 | 300 | 1282 | 52 | 335 | 8727 | 3273 | 96 | 0 | 151 | 8440 | 196 | 1319 | 0 | 309 | 1200 | 0 | 462 | 0 | 0 | 0 | 0 | 0 | 0 | 0 | 0 | 0
2040-06-28 | 15 | 38.45 | -28989 | -81 | -1182 | 0 | 0 | 0 | 4624 | 0 | 300 | 1282 | 52 | 335 | 8830 | 3273 | 101 | 0 | 181 | 7773 | 194 | 1320 | 0 | 325 | 1200 | 0 | 462 | 0 | 0 | 0 | 0 | 0 | 0 | 0 | 0 | 0
2040-06-28 | 16 | 37.46 | -28615 | -81 | -1549 | 0 | 0 | 0 | 4724 | 0 | 300 | 1126 | 52 | 335 | 8147 | 3273 | 68 | 0 | 206 | 8512 | 197 | 1323 | 0 | 320 | 1200 | 0 | 462 | 0 | 0 | 0 | 0 | 0 | 0 | 0 | 0 | 0
2040-06-28 | 17 | 40.25 | -28057 | -85 | -1996 | 0 | 0 | 0 | 4756 | 0 | 300 | 1373 | 52 | 335 | 9899 | 3273 | 59 | 0 | 210 | 6327 | 198 | 1341 | 0 | 352 | 1200 | 0 | 462 | 0 | 0 | 0 | 0 | 0 | 0 | 0 | 0 | 0
2040-06-28 | 18 | 44.92 | -27379 | -85 | -2390 | 0 | 0 | 0 | 4660 | 0 | 313 | 1414 | 52 | 335 | 12072 | 3273 | 86 | 0 | 196 | 3846 | 198 | 1349 | 0 | 397 | 1200 | 0 | 462 | 0 | 0 | 0 | 0 | 0 | 0 | 0 | 0 | 0
2040-06-28 | 19 | 49.82 | -26891 | -81 | -2285 | 0 | 502 | 390 | 4264 | 0 | 326 | 1414 | 52 | 350 | 12896 | 3273 | 178 | 0 | 179 | 1796 | 198 | 1349 | 0 | 427 | 1200 | 0 | 462 | 0 | 0 | 0 | 0 | 0 | 0 | 0 | 0 | 0
2040-06-28 | 20 | 49.82 | -25847 | -76 | -1602 | 0 | 375 | 402 | 3683 | 0 | 326 | 1414 | 52 | 350 | 12896 | 3273 | 384 | 0 | 151 | 568 | 199 | 1349 | 0 | 440 | 1200 | 0 | 462 | 0 | 0 | 0 | 0 | 0 | 0 | 0 | 0 | 0
2040-06-28 | 21 | 49.82 | -24918 | -76 | -1471 | 0 | 343 | 453 | 3081 | 0 | 326 | 1414 | 52 | 343 | 12720 | 3273 | 605 | 0 | 174 | 39 | 199 | 1346 | 0 | 434 | 1200 | 0 | 462 | 0 | 0 | 0 | 0 | 0 | 0 | 0 | 0 | 0
2040-06-28 | 22 | 44.62 | -23002 | -94 | -1234 | 0 | 0 | 0 | 2505 | 0 | 326 | 1414 | 52 | 335 | 11793 | 3273 | 784 | 0 | 179 | 0 | 199 | 1352 | 0 | 456 | 1200 | 0 | 462 | 0 | 0 | 0 | 0 | 0 | 0 | 0 | 0 | 0
2040-06-28 | 23 | 40.62 | -20928 | -103 | -1024 | 0 | 0 | 0 | 1421 | 0 | 326 | 1414 | 52 | 335 | 10091 | 3273 | 1268 | 0 | 182 | 0 | 198 | 1338 | 0 | 494 | 1200 | 0 | 462 | 0 | 0 | 0 | 0 | 0 | 0 | 0 | 0 | 0
2040-06-28 | 24 | 38.45 | -19288 | -103 | -840 | 0 | 0 | 0 | 528 | 0 | 326 | 1344 | 52 | 335 | 8832 | 3273 | 1751 | 0 | 164 | 0 | 195 | 1311 | 0 | 458 | 1200 | 0 | 462 | 0 | 0 | 0 | 0 | 0 | 0 | 0 | 0 | 0
2040-06-29 | 1 | 36.47 | -18079 | -112 | -735 | 0 | 0 | 0 | 692 | 0 | 326 | 1159 | 52 | 335 | 7001 | 3273 | 1916 | 0 | 151 | 0 | 199 | 1254 | 0 | 906 | 1200 | 0 | 462 | 0 | 0 | 0 | 0 | 0 | 0 | 0 | 0 | 0
2040-06-29 | 2 | 35.37 | -17331 | -121 | -657 | 0 | 0 | 0 | 528 | 0 | 313 | 1035 | 52 | 335 | 6124 | 3273 | 2345 | 0 | 145 | 0 | 196 | 1205 | 0 | 895 | 1200 | 0 | 462 | 0 | 0 | 0 | 0 | 0 | 0 | 0 | 0 | 0
2040-06-29 | 3 | 32.2 | -16863 | -135 | -578 | 0 | 0 | 0 | 528 | 0 | 300 | 1031 | 52 | 335 | 5372 | 3273 | 2595 | 0 | 181 | 0 | 194 | 1184 | 0 | 868 | 1200 | 0 | 462 | 0 | 0 | 0 | 0 | 0 | 0 | 0 | 0 | 0
2040-06-29 | 4 | 33.5 | -16759 | -135 | -551 | 0 | 0 | 0 | 528 | 0 | 300 | 902 | 52 | 335 | 5621 | 3273 | 2759 | 0 | 188 | 0 | 189 | 1169 | 0 | 466 | 1200 | 0 | 462 | 0 | 0 | 0 | 0 | 0 | 0 | 0 | 0 | 0
2040-06-29 | 5 | 31.49 | -16871 | -135 | -525 | 0 | 0 | 0 | 528 | 0 | 300 | 901 | 52 | 335 | 5067 | 3273 | 3443 | 0 | 165 | 0 | 187 | 1161 | 0 | 456 | 1200 | 0 | 462 | 0 | 0 | 0 | 0 | 0 | 0 | 0 | 0 | 0
2040-06-29 | 6 | 33.01 | -17478 | -144 | -551 | 0 | 0 | 0 | 528 | 0 | 300 | 1031 | 52 | 335 | 5313 | 3273 | 3699 | 0 | 151 | 60 | 190 | 1167 | 0 | 412 | 1200 | 0 | 462 | 0 | 0 | 0 | 0 | 0 | 0 | 0 | 0 | 0
2040-06-29 | 7 | 36.27 | -18703 | -162 | -709 | 0 | 0 | 0 | 528 | 0 | 300 | 1039 | 52 | 335 | 6256 | 3273 | 3856 | 0 | 146 | 407 | 189 | 1172 | 0 | 358 | 1200 | 0 | 462 | 0 | 0 | 0 | 0 | 0 | 0 | 0 | 0 | 0
2040-06-29 | 8 | 37.44 | -20215 | -162 | -867 | 0 | 0 | 0 | 528 | 0 | 300 | 1191 | 52 | 335 | 6885 | 3273 | 3890 | 0 | 116 | 1311 | 192 | 1190 | 0 | 317 | 1200 | 0 | 462 | 0 | 0 | 0 | 0 | 0 | 0 | 0 | 0 | 0
2040-06-29 | 9 | 37.19 | -21567 | -162 | -1050 | 0 | 0 | 0 | 1469 | 0 | 300 | 1214 | 52 | 335 | 6775 | 3273 | 3748 | 0 | 95 | 2152 | 193 | 1209 | 0 | 302 | 1200 | 0 | 462 | 0 | 0 | 0 | 0 | 0 | 0 | 0 | 0 | 0
2040-06-29 | 10 | 34.95 | -23011 | -135 | -1234 | 0 | 0 | 0 | 2320 | 0 | 300 | 1039 | 52 | 335 | 5903 | 3273 | 4236 | 0 | 81 | 3446 | 195 | 1251 | 0 | 287 | 1200 | 0 | 462 | 0 | 0 | 0 | 0 | 0 | 0 | 0 | 0 | 0
2040-06-29 | 11 | 30.53 | -24341 | -121 | -1182 | 0 | 0 | 0 | 3112 | 0 | 220 | 885 | 52 | 335 | 4896 | 3273 | 4340 | 0 | 99 | 5026 | 195 | 1277 | 0 | 271 | 1200 | 0 | 462 | 0 | 0 | 0 | 0 | 0 | 0 | 0 | 0 | 0
2040-06-29 | 12 | 27.56 | -24784 | -94 | -1024 | 0 | 0 | -609 | 3767 | 0 | 220 | 628 | 52 | 335 | 4124 | 3273 | 4556 | 0 | 104 | 6021 | 195 | 1293 | 0 | 279 | 1200 | 0 | 462 | 0 | 0 | 0 | 0 | 0 | 0 | 0 | 0 | 0
2040-06-29 | 13 | 27.56 | -25365 | -85 | -1339 | 0 | 0 | -564 | 4174 | 0 | 0 | 610 | 52 | 335 | 4092 | 3273 | 4663 | 0 | 121 | 6574 | 196 | 1310 | 0 | 290 | 1200 | 0 | 462 | 0 | 0 | 0 | 0 | 0 | 0 | 0 | 0 | 0
2040-06-29 | 14 | 32.34 | -25681 | -76 | -1313 | 0 | 0 | 0 | 4491 | 0 | 0 | 716 | 52 | 335 | 4208 | 3273 | 4787 | 0 | 133 | 5588 | 196 | 1319 | 0 | 309 | 1200 | 0 | 462 | 0 | 0 | 0 | 0 | 0 | 0 | 0 | 0 | 0
2040-06-29 | 15 | 27.56 | -25617 | -76 | -1182 | 0 | 0 | -225 | 4597 | 0 | 0 | 640 | 52 | 335 | 4092 | 3273 | 4798 | 0 | 147 | 5664 | 194 | 1320 | 0 | 325 | 1200 | 0 | 462 | 0 | 0 | 0 | 0 | 0 | 0 | 0 | 0 | 0
2040-06-29 | 16 | 27.56 | -24977 | -76 | -1549 | 0 | 0 | -450 | 4756 | 0 | 0 | 628 | 52 | 335 | 4092 | 3273 | 4802 | 0 | 137 | 5476 | 197 | 1323 | 0 | 320 | 1200 | 0 | 462 | 0 | 0 | 0 | 0 | 0 | 0 | 0 | 0 | 0
2040-06-29 | 17 | 32.3 | -24585 | -76 | -1996 | 0 | 0 | 0 | 4629 | 0 | 0 | 826 | 52 | 335 | 4353 | 3273 | 4804 | 0 | 133 | 4699 | 198 | 1341 | 0 | 352 | 1200 | 0 | 462 | 0 | 0 | 0 | 0 | 0 | 0 | 0 | 0 | 0
2040-06-29 | 18 | 34.95 | -24378 | -81 | -2390 | 0 | 0 | 0 | 4629 | 0 | 0 | 1035 | 52 | 335 | 5569 | 3273 | 4806 | 0 | 131 | 3412 | 198 | 1349 | 0 | 397 | 1200 | 0 | 462 | 0 | 0 | 0 | 0 | 0 | 0 | 0 | 0 | 0
2040-06-29 | 19 | 37.24 | -24380 | -76 | -2285 | 0 | 0 | 900 | 4454 | 0 | 0 | 1282 | 52 | 335 | 6228 | 3273 | 4808 | 0 | 116 | 1656 | 198 | 1349 | 0 | 427 | 1200 | 0 | 462 | 0 | 0 | 0 | 0 | 0 | 0 | 0 | 0 | 0
2040-06-29 | 20 | 37.24 | -23806 | -94 | -1602 | 0 | 0 | 79 | 4090 | 0 | 0 | 1282 | 52 | 335 | 7277 | 3273 | 4792 | 0 | 125 | 547 | 199 | 1349 | 0 | 440 | 1200 | 0 | 462 | 0 | 0 | 0 | 0 | 0 | 0 | 0 | 0 | 0
2040-06-29 | 21 | 37.24 | -23266 | -103 | -1471 | 0 | 0 | 389 | 3688 | 0 | 0 | 1283 | 52 | 335 | 7261 | 3273 | 4708 | 0 | 168 | 41 | 199 | 1346 | 0 | 434 | 1200 | 0 | 462 | 0 | 0 | 0 | 0 | 0 | 0 | 0 | 0 | 0
2040-06-29 | 22 | 35.52 | -21777 | -121 | -1234 | 0 | 0 | 0 | 3260 | 0 | 0 | 1213 | 52 | 335 | 6481 | 3273 | 4693 | 0 | 155 | 0 | 199 | 1352 | 0 | 456 | 1200 | 0 | 462 | 0 | 0 | 0 | 0 | 0 | 0 | 0 | 0 | 0
2040-06-29 | 23 | 33.86 | -20079 | -144 | -1024 | 0 | 0 | 0 | 2293 | 0 | 0 | 1039 | 52 | 335 | 5758 | 3273 | 4645 | 0 | 159 | 0 | 198 | 1338 | 0 | 494 | 1200 | 0 | 462 | 0 | 0 | 0 | 0 | 0 | 0 | 0 | 0 | 0
2040-06-29 | 24 | 31.75 | -18351 | -162 | -840 | 0 | 0 | 0 | 1226 | 0 | 0 | 1031 | 52 | 335 | 5077 | 3273 | 4574 | 0 | 159 | 0 | 195 | 1311 | 0 | 458 | 1200 | 0 | 462 | 0 | 0 | 0 | 0 | 0 | 0 | 0 | 0 | 0
2040-06-30 | 1 | 26.67 | -17294 | -162 | -972 | 0 | 0 | -963 | 1976 | 0 | 0 | 654 | 52 | 335 | 4577 | 3273 | 4363 | 0 | 138 | 0 | 199 | 1254 | 0 | 906 | 1200 | 0 | 462 | 0 | 0 | 0 | 0 | 0 | 0 | 0 | 0 | 0
2040-06-30 | 2 | 26.67 | -16466 | -162 | -840 | 0 | 0 | -806 | 1210 | 0 | 0 | 628 | 52 | 335 | 4224 | 3273 | 4453 | 0 | 141 | 0 | 196 | 1205 | 0 | 895 | 1200 | 0 | 462 | 0 | 0 | 0 | 0 | 0 | 0 | 0 | 0 | 0
2040-06-30 | 3 | 26.67 | -15899 | -162 | -762 | 0 | 0 | -178 | 618 | 0 | 0 | 654 | 52 | 335 | 4224 | 3273 | 3792 | 0 | 144 | 0 | 194 | 1184 | 0 | 868 | 1200 | 0 | 462 | 0 | 0 | 0 | 0 | 0 | 0 | 0 | 0 | 0
2040-06-30 | 4 | 34.23 | -15522 | -193 | -683 | 0 | 0 | 0 | 528 | 0 | 0 | 654 | 52 | 335 | 4924 | 3273 | 2966 | 0 | 179 | 0 | 189 | 1169 | 0 | 466 | 1200 | 0 | 462 | 0 | 0 | 0 | 0 | 0 | 0 | 0 | 0 | 0
2040-06-30 | 5 | 35.52 | -15290 | -229 | -683 | 0 | 0 | 0 | 528 | 0 | 0 | 716 | 52 | 335 | 5257 | 3273 | 2395 | 0 | 179 | 0 | 187 | 1161 | 0 | 456 | 1200 | 0 | 462 | 0 | 0 | 0 | 0 | 0 | 0 | 0 | 0 | 0
2040-06-30 | 6 | 36.05 | -15877 | -247 | -709 | 0 | 0 | 353 | 528 | 0 | 0 | 869 | 52 | 335 | 5556 | 3273 | 2145 | 0 | 196 | 94 | 190 | 1167 | 0 | 412 | 1200 | 0 | 462 | 0 | 0 | 0 | 0 | 0 | 0 | 0 | 0 | 0
2040-06-30 | 7 | 36.05 | -17155 | -247 | -788 | 0 | 0 | 519 | 528 | 0 | 0 | 902 | 52 | 335 | 5696 | 3273 | 2566 | 0 | 183 | 754 | 189 | 1172 | 0 | 358 | 1200 | 0 | 462 | 0 | 0 | 0 | 0 | 0 | 0 | 0 | 0 | 0
2040-06-30 | 8 | 34.23 | -18840 | -193 | -919 | 0 | 0 | 0 | 1226 | 0 | 0 | 869 | 52 | 335 | 5593 | 3273 | 2832 | 0 | 174 | 2237 | 192 | 1190 | 0 | 317 | 1200 | 0 | 462 | 0 | 0 | 0 | 0 | 0 | 0 | 0 | 0 | 0
2040-06-30 | 9 | 26.93 | -20294 | -162 | -1103 | 0 | 0 | 0 | 2431 | 0 | 0 | 640 | 52 | 335 | 4717 | 3273 | 2413 | 0 | 164 | 4167 | 193 | 1209 | 0 | 302 | 1200 | 0 | 462 | 0 | 0 | 0 | 0 | 0 | 0 | 0 | 0 | 0
2040-06-30 | 10 | 32.2 | -21457 | -135 | -1313 | 0 | 0 | 0 | 3498 | 0 | 0 | 628 | 52 | 335 | 5106 | 3273 | 1452 | 0 | 169 | 4996 | 195 | 1251 | 0 | 287 | 1200 | 0 | 462 | 0 | 0 | 0 | 0 | 0 | 0 | 0 | 0 | 0
2040-06-30 | 11 | 29.9 | -21734 | -121 | -1182 | 0 | 0 | 0 | 4169 | 0 | 0 | 561 | 52 | 335 | 4830 | 3273 | 1267 | 0 | 177 | 4967 | 195 | 1277 | 0 | 271 | 1200 | 0 | 462 | 0 | 0 | 0 | 0 | 0 | 0 | 0 | 0 | 0
2040-06-30 | 12 | 26.67 | -21757 | -144 | -1313 | 0 | 0 | -569 | 4433 | 0 | 0 | 523 | 52 | 335 | 4307 | 3273 | 1134 | 0 | 197 | 6098 | 195 | 1293 | 0 | 279 | 1200 | 0 | 462 | 0 | 0 | 0 | 0 | 0 | 0 | 0 | 0 | 0
2040-06-30 | 13 | 25.42 | -22094 | -144 | -1418 | 0 | -108 | -1859 | 4507 | 0 | 0 | 523 | 52 | 335 | 4208 | 3273 | 1296 | 0 | 241 | 7729 | 196 | 1310 | 0 | 290 | 1200 | 0 | 462 | 0 | 0 | 0 | 0 | 0 | 0 | 0 | 0 | 0
2040-06-30 | 14 | 26.67 | -21775 | -121 | -1471 | 0 | 0 | -1800 | 4756 | 0 | 0 | 523 | 52 | 335 | 3966 | 3273 | 1629 | 0 | 288 | 6859 | 196 | 1319 | 0 | 309 | 1200 | 0 | 462 | 0 | 0 | 0 | 0 | 0 | 0 | 0 | 0 | 0
2040-06-30 | 15 | 27.14 | -21273 | -121 | -1523 | 0 | 0 | 0 | 4565 | 0 | 0 | 525 | 52 | 335 | 4090 | 3273 | 1249 | 0 | 315 | 5011 | 194 | 1320 | 0 | 325 | 1200 | 0 | 462 | 0 | 0 | 0 | 0 | 0 | 0 | 0 | 0 | 0
2040-06-30 | 16 | 36.05 | -21267 | -144 | -1444 | 0 | 0 | 52 | 4201 | 0 | 0 | 628 | 52 | 335 | 5095 | 3273 | 1069 | 0 | 355 | 4292 | 197 | 1323 | 0 | 320 | 1200 | 0 | 462 | 0 | 0 | 0 | 0 | 0 | 0 | 0 | 0 | 0
2040-06-30 | 17 | 35.49 | -21575 | -193 | -1444 | 0 | 0 | 0 | 4238 | 0 | 0 | 628 | 52 | 335 | 4922 | 3273 | 1218 | 0 | 346 | 4647 | 198 | 1341 | 0 | 352 | 1200 | 0 | 462 | 0 | 0 | 0 | 0 | 0 | 0 | 0 | 0 | 0
2040-06-30 | 18 | 36.05 | -21322 | -135 | -1471 | 0 | 0 | 493 | 4423 | 0 | 0 | 826 | 52 | 335 | 5430 | 3273 | 968 | 0 | 322 | 3200 | 198 | 1349 | 0 | 397 | 1200 | 0 | 462 | 0 | 0 | 0 | 0 | 0 | 0 | 0 | 0 | 0
2040-06-30 | 19 | 36.05 | -20704 | -144 | -1523 | 0 | 0 | 936 | 4285 | 0 | 0 | 1031 | 52 | 335 | 5735 | 3273 | 1085 | 0 | 287 | 1715 | 198 | 1349 | 0 | 427 | 1200 | 0 | 462 | 0 | 0 | 0 | 0 | 0 | 0 | 0 | 0 | 0
2040-06-30 | 20 | 36.05 | -20245 | -162 | -1418 | 0 | 0 | 1317 | 3820 | 0 | 220 | 1126 | 52 | 335 | 6349 | 3273 | 897 | 0 | 248 | 537 | 199 | 1349 | 0 | 440 | 1200 | 0 | 462 | 0 | 0 | 0 | 0 | 0 | 0 | 0 | 0 | 0
2040-06-30 | 21 | 36.05 | -19758 | -193 | -1339 | 0 | 93 | 899 | 3493 | 0 | 300 | 1148 | 52 | 335 | 6628 | 3273 | 1115 | 0 | 271 | 42 | 199 | 1346 | 0 | 434 | 1200 | 0 | 462 | 0 | 0 | 0 | 0 | 0 | 0 | 0 | 0 | 0
2040-06-30 | 22 | 34.83 | -18152 | -229 | -1208 | 0 | 0 | 0 | 3112 | 0 | 300 | 903 | 52 | 335 | 6053 | 3273 | 1548 | 0 | 344 | 0 | 199 | 1352 | 0 | 456 | 1200 | 0 | 462 | 0 | 0 | 0 | 0 | 0 | 0 | 0 | 0 | 0
2040-06-30 | 23 | 31.49 | -16428 | -229 | -1208 | 0 | 0 | 0 | 2040 | 0 | 300 | 826 | 52 | 335 | 5137 | 3273 | 1851 | 0 | 359 | 0 | 198 | 1338 | 0 | 494 | 1200 | 0 | 462 | 0 | 0 | 0 | 0 | 0 | 0 | 0 | 0 | 0
2040-06-30 | 24 | 26.93 | -15198 | -270 | -1103 | 0 | 0 | 0 | 867 | 0 | 300 | 659 | 52 | 335 | 4674 | 3273 | 2427 | 0 | 358 | 0 | 195 | 1311 | 0 | 458 | 1200 | 0 | 462 | 0 | 0 | 0 | 0 | 0 | 0 | 0 | 0 | 0
2040-07-01 | 1 | 28.65 | -14494 | -292 | -972 | 0 | 0 | -727 | 528 | 0 | 300 | 410 | 52 | 335 | 4726 | 3273 | 2248 | 0 | 346 | 0 | 215 | 1428 | 0 | 961 | 1200 | 0 | 462 | 0 | 0 | 0 | 0 | 0 | 0 | 0 | 0 | 0
2040-07-01 | 2 | 28.65 | -14064 | -292 | -840 | 0 | 0 | -1156 | 528 | 0 | 300 | 410 | 52 | 335 | 4458 | 3273 | 2417 | 0 | 336 | 0 | 215 | 1389 | 0 | 977 | 1200 | 0 | 462 | 0 | 0 | 0 | 0 | 0 | 0 | 0 | 0 | 0
2040-07-01 | 3 | 28.65 | -13923 | -315 | -762 | 0 | 0 | -1436 | 528 | 0 | 300 | 410 | 52 | 335 | 4458 | 3273 | 2486 | 0 | 377 | 0 | 215 | 1353 | 0 | 986 | 1200 | 0 | 462 | 0 | 0 | 0 | 0 | 0 | 0 | 0 | 0 | 0
2040-07-01 | 4 | 28.65 | -14254 | -341 | -683 | 0 | 0 | -384 | 528 | 0 | 300 | 410 | 52 | 335 | 4323 | 3273 | 2326 | 0 | 398 | 0 | 211 | 1317 | 0 | 527 | 1200 | 0 | 462 | 0 | 0 | 0 | 0 | 0 | 0 | 0 | 0 | 0
2040-07-01 | 5 | 32.2 | -15110 | -315 | -683 | 0 | 0 | 0 | 528 | 0 | 300 | 410 | 52 | 335 | 4560 | 3273 | 2526 | 0 | 430 | 0 | 207 | 1299 | 0 | 525 | 1200 | 0 | 462 | 0 | 0 | 0 | 0 | 0 | 0 | 0 | 0 | 0
2040-07-01 | 6 | 38.48 | -17026 | -341 | -709 | 0 | 0 | 0 | 528 | 0 | 300 | 482 | 52 | 335 | 6677 | 3273 | 2259 | 0 | 427 | 95 | 205 | 1290 | 0 | 491 | 1200 | 0 | 462 | 0 | 0 | 0 | 0 | 0 | 0 | 0 | 0 | 0
2040-07-01 | 7 | 38.72 | -19028 | -315 | -788 | 0 | 0 | 1172 | 528 | 0 | 300 | 646 | 52 | 335 | 7032 | 3273 | 2034 | 0 | 413 | 767 | 207 | 1301 | 0 | 407 | 1200 | 0 | 462 | 0 | 0 | 0 | 0 | 0 | 0 | 0 | 0 | 0
2040-07-01 | 8 | 38.72 | -20496 | -247 | -919 | 0 | 0 | 864 | 528 | 0 | 300 | 671 | 52 | 335 | 7503 | 3273 | 1958 | 0 | 339 | 2293 | 216 | 1313 | 0 | 354 | 1200 | 0 | 462 | 0 | 0 | 0 | 0 | 0 | 0 | 0 | 0 | 0
2040-07-01 | 9 | 34.68 | -21683 | -193 | -1103 | 0 | 0 | 0 | 1437 | 0 | 300 | 446 | 52 | 335 | 6036 | 3273 | 2265 | 0 | 304 | 4970 | 215 | 1364 | 0 | 319 | 1200 | 0 | 462 | 0 | 0 | 0 | 0 | 0 | 0 | 0 | 0 | 0
2040-07-01 | 10 | 28.65 | -23057 | -144 | -1313 | 0 | 0 | -396 | 2262 | 0 | 300 | 410 | 52 | 335 | 4776 | 3273 | 1739 | 0 | 311 | 7890 | 215 | 1404 | 0 | 281 | 1200 | 0 | 462 | 0 | 0 | 0 | 0 | 0 | 0 | 0 | 0 | 0
2040-07-01 | 11 | 26.93 | -23961 | -112 | -1182 | 0 | -394 | -1859 | 3007 | 0 | 300 | 410 | 52 | 335 | 4500 | 3273 | 1685 | 0 | 325 | 10057 | 215 | 1425 | 0 | 262 | 1200 | 0 | 462 | 0 | 0 | 0 | 0 | 0 | 0 | 0 | 0 | 0
2040-07-01 | 12 | 24.93 | -24608 | -94 | -1313 | -196 | -610 | -1859 | 3625 | 0 | 300 | 410 | 52 | 335 | 4288 | 3273 | 1465 | 0 | 356 | 10982 | 215 | 1446 | 0 | 271 | 1200 | 0 | 462 | 0 | 0 | 0 | 0 | 0 | 0 | 0 | 0 | 0
2040-07-01 | 13 | 26.93 | -25255 | -85 | -1418 | 0 | -415 | -1859 | 4074 | 0 | 300 | 410 | 52 | 335 | 4239 | 3273 | 1318 | 0 | 345 | 11070 | 215 | 1463 | 0 | 276 | 1200 | 0 | 462 | 0 | 0 | 0 | 0 | 0 | 0 | 0 | 0 | 0
2040-07-01 | 14 | 28.65 | -25706 | -85 | -1471 | 0 | 0 | -1619 | 4502 | 0 | 300 | 410 | 52 | 335 | 4245 | 3273 | 876 | 0 | 330 | 10919 | 215 | 1463 | 0 | 299 | 1200 | 0 | 462 | 0 | 0 | 0 | 0 | 0 | 0 | 0 | 0 | 0
2040-07-01 | 15 | 28.67 | -26111 | -76 | -1523 | 0 | 0 | 0 | 4803 | 0 | 300 | 410 | 52 | 335 | 4325 | 3273 | 481 | 0 | 320 | 9750 | 215 | 1475 | 0 | 308 | 1200 | 0 | 462 | 0 | 0 | 0 | 0 | 0 | 0 | 0 | 0 | 0
2040-07-01 | 16 | 37.24 | -26391 | -76 | -1444 | 0 | 0 | 0 | 5004 | 0 | 300 | 410 | 52 | 335 | 6093 | 3273 | 327 | 0 | 294 | 8159 | 215 | 1487 | 0 | 302 | 1200 | 0 | 462 | 0 | 0 | 0 | 0 | 0 | 0 | 0 | 0 | 0
2040-07-01 | 17 | 38.72 | -26543 | -76 | -1444 | 0 | 33 | 213 | 5173 | 0 | 300 | 482 | 52 | 335 | 7442 | 3273 | 349 | 0 | 288 | 6443 | 212 | 1490 | 0 | 315 | 1200 | 0 | 462 | 0 | 0 | 0 | 0 | 0 | 0 | 0 | 0 | 0
2040-07-01 | 18 | 38.72 | -26165 | -76 | -1471 | 0 | 105 | 1265 | 5284 | 0 | 300 | 747 | 52 | 335 | 7939 | 3273 | 415 | 0 | 292 | 4003 | 215 | 1475 | 0 | 350 | 1200 | 0 | 462 | 0 | 0 | 0 | 0 | 0 | 0 | 0 | 0 | 0
2040-07-01 | 19 | 38.72 | -25341 | -76 | -1523 | 0 | 167 | 1483 | 5073 | 0 | 300 | 934 | 52 | 335 | 8900 | 3273 | 628 | 0 | 239 | 1811 | 215 | 1484 | 0 | 385 | 1200 | 0 | 462 | 0 | 0 | 0 | 0 | 0 | 0 | 0 | 0 | 0
2040-07-01 | 20 | 38.72 | -24507 | -76 | -1418 | 169 | 508 | 1571 | 4497 | 0 | 300 | 977 | 52 | 335 | 9000 | 3273 | 744 | 0 | 203 | 603 | 215 | 1479 | 0 | 412 | 1200 | 0 | 462 | 0 | 0 | 0 | 0 | 0 | 0 | 0 | 0 | 0
2040-07-01 | 21 | 38.72 | -23522 | -90 | -1339 | 0 | 307 | 1710 | 3947 | 0 | 300 | 977 | 52 | 335 | 9000 | 3273 | 1008 | 0 | 207 | 43 | 215 | 1500 | 0 | 413 | 1200 | 0 | 462 | 0 | 0 | 0 | 0 | 0 | 0 | 0 | 0 | 0
2040-07-01 | 22 | 38.72 | -21233 | -112 | -1208 | 0 | 100 | 80 | 3276 | 0 | 300 | 770 | 52 | 335 | 8984 | 3273 | 1348 | 0 | 195 | 0 | 215 | 1499 | 0 | 463 | 1200 | 0 | 462 | 0 | 0 | 0 | 0 | 0 | 0 | 0 | 0 | 0
2040-07-01 | 23 | 37.46 | -19016 | -121 | -1208 | 0 | 0 | 0 | 1849 | 0 | 300 | 662 | 52 | 335 | 8109 | 3273 | 1700 | 0 | 181 | 0 | 215 | 1491 | 0 | 515 | 1200 | 0 | 462 | 0 | 0 | 0 | 0 | 0 | 0 | 0 | 0 | 0
2040-07-01 | 24 | 36.51 | -17635 | -135 | -1103 | 0 | 0 | 0 | 528 | 0 | 300 | 528 | 52 | 335 | 7262 | 3273 | 2609 | 0 | 178 | 0 | 217 | 1469 | 0 | 459 | 1200 | 0 | 462 | 0 | 0 | 0 | 0 | 0 | 0 | 0 | 0 | 0
2040-07-02 | 1 | 31.17 | -16667 | -162 | -735 | 0 | 0 | -163 | 528 | 0 | 300 | 468 | 52 | 335 | 5275 | 3273 | 3055 | 0 | 175 | 0 | 215 | 1428 | 0 | 961 | 1200 | 0 | 462 | 0 | 0 | 0 | 0 | 0 | 0 | 0 | 0 | 0
2040-07-02 | 2 | 31.17 | -16047 | -175 | -657 | 0 | 0 | -702 | 528 | 0 | 300 | 410 | 52 | 335 | 4822 | 3273 | 3421 | 0 | 196 | 0 | 215 | 1389 | 0 | 977 | 1200 | 0 | 462 | 0 | 0 | 0 | 0 | 0 | 0 | 0 | 0 | 0
2040-07-02 | 3 | 31.17 | -15744 | -193 | -578 | 0 | 0 | -1054 | 528 | 0 | 300 | 410 | 52 | 335 | 4814 | 3273 | 3426 | 0 | 215 | 0 | 215 | 1353 | 0 | 986 | 1200 | 0 | 462 | 0 | 0 | 0 | 0 | 0 | 0 | 0 | 0 | 0
2040-07-02 | 4 | 32.2 | -15882 | -193 | -551 | 0 | 0 | 0 | 528 | 0 | 300 | 410 | 52 | 335 | 4928 | 3273 | 2834 | 0 | 249 | 0 | 211 | 1317 | 0 | 527 | 1200 | 0 | 462 | 0 | 0 | 0 | 0 | 0 | 0 | 0 | 0 | 0
2040-07-02 | 5 | 36.55 | -16708 | -211 | -525 | 0 | 0 | 0 | 528 | 0 | 300 | 482 | 52 | 335 | 6173 | 3273 | 2346 | 0 | 262 | 0 | 207 | 1299 | 0 | 525 | 1200 | 0 | 462 | 0 | 0 | 0 | 0 | 0 | 0 | 0 | 0 | 0
2040-07-02 | 6 | 41.87 | -18314 | -229 | -551 | 0 | 0 | 0 | 528 | 0 | 300 | 643 | 52 | 335 | 7864 | 3273 | 2118 | 0 | 270 | 63 | 205 | 1290 | 0 | 491 | 1200 | 0 | 462 | 0 | 0 | 0 | 0 | 0 | 0 | 0 | 0 | 0
2040-07-02 | 7 | 42.12 | -20152 | -229 | -709 | 0 | 0 | 783 | 528 | 0 | 300 | 897 | 52 | 335 | 8777 | 3273 | 1658 | 0 | 287 | 622 | 207 | 1301 | 0 | 407 | 1200 | 0 | 462 | 0 | 0 | 0 | 0 | 0 | 0 | 0 | 0 | 0
2040-07-02 | 8 | 42.12 | -21547 | -193 | -867 | 0 | 0 | 638 | 687 | 0 | 300 | 934 | 52 | 335 | 9342 | 3273 | 1699 | 0 | 200 | 1601 | 216 | 1313 | 0 | 354 | 1200 | 0 | 462 | 0 | 0 | 0 | 0 | 0 | 0 | 0 | 0 | 0
2040-07-02 | 9 | 39.74 | -22594 | -162 | -1050 | 0 | 0 | 0 | 1601 | 0 | 300 | 829 | 52 | 335 | 8895 | 3273 | 1797 | 0 | 155 | 3008 | 215 | 1364 | 0 | 319 | 1200 | 0 | 462 | 0 | 0 | 0 | 0 | 0 | 0 | 0 | 0 | 0
2040-07-02 | 10 | 37.96 | -23851 | -135 | -1234 | 0 | 0 | 0 | 2309 | 0 | 300 | 671 | 52 | 335 | 8277 | 3273 | 1586 | 0 | 142 | 4712 | 215 | 1404 | 0 | 281 | 1200 | 0 | 462 | 0 | 0 | 0 | 0 | 0 | 0 | 0 | 0 | 0
2040-07-02 | 11 | 35.37 | -24830 | -112 | -1182 | 0 | 0 | 0 | 3017 | 0 | 300 | 482 | 52 | 335 | 6654 | 3273 | 2334 | 0 | 149 | 5963 | 215 | 1425 | 0 | 262 | 1200 | 0 | 462 | 0 | 0 | 0 | 0 | 0 | 0 | 0 | 0 | 0
2040-07-02 | 12 | 32.2 | -25144 | -90 | -1024 | 0 | 0 | 0 | 3493 | 0 | 220 | 411 | 52 | 335 | 5632 | 3273 | 2595 | 0 | 232 | 6422 | 215 | 1446 | 0 | 271 | 1200 | 0 | 462 | 0 | 0 | 0 | 0 | 0 | 0 | 0 | 0 | 0
2040-07-02 | 13 | 30.05 | -25701 | -90 | -1339 | 0 | 0 | -315 | 3852 | 0 | 220 | 410 | 52 | 335 | 5068 | 3273 | 3144 | 0 | 247 | 7228 | 215 | 1463 | 0 | 276 | 1200 | 0 | 462 | 0 | 0 | 0 | 0 | 0 | 0 | 0 | 0 | 0
2040-07-02 | 14 | 30.05 | -26209 | -90 | -1313 | 0 | 0 | -992 | 4174 | 0 | 220 | 410 | 52 | 335 | 5003 | 3273 | 3363 | 0 | 285 | 7848 | 215 | 1463 | 0 | 299 | 1200 | 0 | 462 | 0 | 0 | 0 | 0 | 0 | 0 | 0 | 0 | 0
2040-07-02 | 15 | 29.35 | -26430 | -85 | -1182 | 0 | -165 | -1859 | 4396 | 0 | 220 | 410 | 52 | 335 | 4370 | 3273 | 3857 | 0 | 312 | 8835 | 215 | 1475 | 0 | 308 | 1200 | 0 | 462 | 0 | 0 | 0 | 0 | 0 | 0 | 0 | 0 | 0
2040-07-02 | 16 | 30.05 | -26616 | -76 | -1549 | 0 | 0 | -1513 | 4729 | 0 | 220 | 410 | 52 | 335 | 4371 | 3273 | 4185 | 0 | 323 | 8189 | 215 | 1487 | 0 | 302 | 1200 | 0 | 462 | 0 | 0 | 0 | 0 | 0 | 0 | 0 | 0 | 0
2040-07-02 | 17 | 35.41 | -26556 | -76 | -1996 | 0 | 0 | 0 | 5099 | 0 | 220 | 411 | 52 | 335 | 5006 | 3273 | 4007 | 0 | 318 | 6228 | 212 | 1490 | 0 | 315 | 1200 | 0 | 462 | 0 | 0 | 0 | 0 | 0 | 0 | 0 | 0 | 0
2040-07-02 | 18 | 40.25 | -26194 | -76 | -2390 | 0 | 0 | 0 | 5284 | 0 | 220 | 622 | 52 | 335 | 6812 | 3273 | 4374 | 0 | 325 | 3661 | 215 | 1475 | 0 | 350 | 1200 | 0 | 462 | 0 | 0 | 0 | 0 | 0 | 0 | 0 | 0 | 0
2040-07-02 | 19 | 40.62 | -25825 | -76 | -2285 | 0 | 0 | 1218 | 5004 | 0 | 220 | 886 | 52 | 335 | 6958 | 3273 | 4471 | 0 | 277 | 1746 | 215 | 1484 | 0 | 385 | 1200 | 0 | 462 | 0 | 0 | 0 | 0 | 0 | 0 | 0 | 0 | 0
2040-07-02 | 20 | 40.62 | -25206 | -76 | -1602 | 0 | 42 | 1853 | 4391 | 0 | 220 | 974 | 52 | 335 | 7028 | 3273 | 4152 | 0 | 236 | 560 | 215 | 1479 | 0 | 412 | 1200 | 0 | 462 | 0 | 0 | 0 | 0 | 0 | 0 | 0 | 0 | 0
2040-07-02 | 21 | 40.62 | -24382 | -85 | -1471 | 0 | 100 | 392 | 3947 | 0 | 220 | 934 | 52 | 335 | 8296 | 3273 | 4295 | 0 | 256 | 48 | 215 | 1500 | 0 | 413 | 1200 | 0 | 462 | 0 | 0 | 0 | 0 | 0 | 0 | 0 | 0 | 0
2040-07-02 | 22 | 39.08 | -22371 | -94 | -1234 | 0 | 0 | 0 | 3324 | 0 | 220 | 770 | 52 | 335 | 7758 | 3273 | 3895 | 0 | 234 | 0 | 215 | 1499 | 0 | 463 | 1200 | 0 | 462 | 0 | 0 | 0 | 0 | 0 | 0 | 0 | 0 | 0
2040-07-02 | 23 | 37.12 | -20215 | -112 | -1024 | 0 | 0 | 0 | 1997 | 0 | 220 | 721 | 52 | 335 | 7195 | 3273 | 3477 | 0 | 197 | 0 | 215 | 1491 | 0 | 515 | 1200 | 0 | 462 | 0 | 0 | 0 | 0 | 0 | 0 | 0 | 0 | 0
2040-07-02 | 24 | 37.24 | -18533 | -135 | -840 | 0 | 0 | 0 | 618 | 0 | 220 | 729 | 52 | 335 | 7596 | 3273 | 2690 | 0 | 188 | 0 | 217 | 1469 | 0 | 459 | 1200 | 0 | 462 | 0 | 0 | 0 | 0 | 0 | 0 | 0 | 0 | 0
2040-07-03 | 1 | 36.35 | -17419 | -135 | -735 | 0 | -118 | -214 | 528 | 0 | 220 | 532 | 52 | 335 | 7353 | 3273 | 1865 | 0 | 195 | 0 | 215 | 1428 | 0 | 961 | 1200 | 0 | 462 | 0 | 0 | 0 | 0 | 0 | 0 | 0 | 0 | 0
2040-07-03 | 2 | 36.35 | -16676 | -162 | -657 | 0 | 0 | -494 | 528 | 0 | 220 | 483 | 52 | 335 | 7307 | 3273 | 1363 | 0 | 184 | 0 | 215 | 1389 | 0 | 977 | 1200 | 0 | 462 | 0 | 0 | 0 | 0 | 0 | 0 | 0 | 0 | 0
2040-07-03 | 3 | 36.35 | -16218 | -175 | -578 | 0 | -397 | -578 | 528 | 0 | 220 | 479 | 52 | 335 | 7307 | 3273 | 1351 | 0 | 183 | 0 | 215 | 1353 | 0 | 986 | 1200 | 0 | 462 | 0 | 0 | 0 | 0 | 0 | 0 | 0 | 0 | 0
2040-07-03 | 4 | 36.35 | -16346 | -211 | -551 | 0 | -26 | -242 | 528 | 0 | 220 | 482 | 52 | 335 | 7307 | 3273 | 1260 | 0 | 202 | 0 | 211 | 1317 | 0 | 527 | 1200 | 0 | 462 | 0 | 0 | 0 | 0 | 0 | 0 | 0 | 0 | 0
2040-07-03 | 5 | 37.52 | -17076 | -193 | -525 | 0 | 0 | 0 | 528 | 0 | 233 | 483 | 52 | 335 | 8194 | 3273 | 810 | 0 | 194 | 0 | 207 | 1299 | 0 | 525 | 1200 | 0 | 462 | 0 | 0 | 0 | 0 | 0 | 0 | 0 | 0 | 0
2040-07-03 | 6 | 40.12 | -18899 | -193 | -551 | 0 | 0 | 0 | 528 | 0 | 233 | 845 | 52 | 335 | 9991 | 3273 | 459 | 0 | 184 | 95 | 205 | 1290 | 0 | 491 | 1200 | 0 | 462 | 0 | 0 | 0 | 0 | 0 | 0 | 0 | 0 | 0
2040-07-03 | 7 | 44.62 | -21122 | -193 | -709 | 0 | 0 | 0 | 528 | 0 | 233 | 977 | 52 | 335 | 11811 | 3273 | 282 | 0 | 171 | 784 | 207 | 1301 | 0 | 407 | 1200 | 0 | 462 | 0 | 0 | 0 | 0 | 0 | 0 | 0 | 0 | 0
2040-07-03 | 8 | 46.34 | -22993 | -144 | -867 | 0 | 0 | 0 | 528 | 0 | 233 | 1203 | 52 | 335 | 12218 | 3273 | 261 | 0 | 130 | 2224 | 216 | 1313 | 0 | 354 | 1200 | 0 | 462 | 0 | 0 | 0 | 0 | 0 | 0 | 0 | 0 | 0
2040-07-03 | 9 | 42.62 | -24745 | -112 | -1050 | 0 | 0 | 0 | 1369 | 0 | 233 | 974 | 52 | 335 | 11140 | 3273 | 261 | 0 | 88 | 4622 | 215 | 1364 | 0 | 319 | 1200 | 0 | 462 | 0 | 0 | 0 | 0 | 0 | 0 | 0 | 0 | 0
2040-07-03 | 10 | 39.31 | -26461 | -85 | -1234 | 0 | 0 | 0 | 2420 | 0 | 233 | 732 | 52 | 335 | 9446 | 3273 | 247 | 0 | 59 | 7421 | 215 | 1404 | 0 | 281 | 1200 | 0 | 462 | 0 | 0 | 0 | 0 | 0 | 0 | 0 | 0 | 0
2040-07-03 | 11 | 37.46 | -27917 | -76 | -1182 | 0 | 0 | 0 | 3329 | 0 | 233 | 483 | 52 | 335 | 8167 | 3273 | 244 | 0 | 66 | 9428 | 215 | 1425 | 0 | 262 | 1200 | 0 | 462 | 0 | 0 | 0 | 0 | 0 | 0 | 0 | 0 | 0
2040-07-03 | 12 | 36.35 | -28555 | -76 | -1024 | 0 | -410 | -30 | 4048 | 0 | 233 | 411 | 52 | 335 | 7160 | 3273 | 318 | 0 | 80 | 10591 | 215 | 1446 | 0 | 271 | 1200 | 0 | 462 | 0 | 0 | 0 | 0 | 0 | 0 | 0 | 0 | 0
2040-07-03 | 13 | 36.35 | -29364 | -76 | -1339 | 0 | -350 | 0 | 4555 | 0 | 220 | 411 | 52 | 335 | 7072 | 3273 | 474 | 0 | 80 | 11041 | 215 | 1463 | 0 | 276 | 1200 | 0 | 462 | 0 | 0 | 0 | 0 | 0 | 0 | 0 | 0 | 0
2040-07-03 | 14 | 36.35 | -29835 | -81 | -1313 | 0 | -117 | -292 | 4993 | 0 | 220 | 411 | 52 | 335 | 7072 | 3273 | 839 | 0 | 94 | 10710 | 215 | 1463 | 0 | 299 | 1200 | 0 | 462 | 0 | 0 | 0 | 0 | 0 | 0 | 0 | 0 | 0
2040-07-03 | 15 | 36.35 | -29683 | -85 | -1182 | 0 | 0 | 0 | 5178 | 0 | 220 | 468 | 52 | 335 | 7058 | 3273 | 965 | 0 | 88 | 9652 | 215 | 1475 | 0 | 308 | 1200 | 0 | 462 | 0 | 0 | 0 | 0 | 0 | 0 | 0 | 0 | 0
2040-07-03 | 16 | 38.85 | -29252 | -85 | -1549 | 0 | 0 | 0 | 5284 | 0 | 220 | 558 | 52 | 335 | 8438 | 3273 | 938 | 0 | 99 | 8022 | 215 | 1487 | 0 | 302 | 1200 | 0 | 462 | 0 | 0 | 0 | 0 | 0 | 0 | 0 | 0 | 0
2040-07-03 | 17 | 41.87 | -28675 | -90 | -1996 | 0 | 0 | 0 | 5284 | 0 | 220 | 886 | 52 | 335 | 9986 | 3273 | 729 | 0 | 123 | 6192 | 212 | 1490 | 0 | 315 | 1200 | 0 | 462 | 0 | 0 | 0 | 0 | 0 | 0 | 0 | 0 | 0
2040-07-03 | 18 | 44.62 | -27928 | -90 | -2390 | 0 | 0 | 0 | 5173 | 0 | 220 | 1177 | 52 | 335 | 11798 | 3273 | 691 | 0 | 115 | 3870 | 215 | 1475 | 0 | 350 | 1200 | 0 | 462 | 0 | 0 | 0 | 0 | 0 | 0 | 0 | 0 | 0
2040-07-03 | 19 | 49.12 | -27243 | -81 | -2285 | 0 | 368 | 363 | 4697 | 0 | 233 | 1317 | 52 | 350 | 12646 | 3273 | 623 | 0 | 127 | 1812 | 215 | 1484 | 0 | 385 | 1200 | 0 | 462 | 0 | 0 | 0 | 0 | 0 | 0 | 0 | 0 | 0
2040-07-03 | 20 | 49.12 | -26087 | -76 | -1602 | 0 | 508 | 340 | 3952 | 0 | 233 | 1317 | 52 | 350 | 12761 | 3273 | 497 | 0 | 123 | 589 | 215 | 1479 | 0 | 412 | 1200 | 0 | 462 | 0 | 0 | 0 | 0 | 0 | 0 | 0 | 0 | 0
2040-07-03 | 21 | 49.12 | -25006 | -76 | -1471 | 0 | 343 | 666 | 3239 | 0 | 246 | 1317 | 52 | 343 | 12648 | 3273 | 455 | 0 | 129 | 50 | 215 | 1500 | 0 | 413 | 1200 | 0 | 462 | 0 | 0 | 0 | 0 | 0 | 0 | 0 | 0 | 0
2040-07-03 | 22 | 46.88 | -23153 | -90 | -1234 | 0 | 0 | 0 | 2526 | 0 | 326 | 1269 | 52 | 335 | 12427 | 3273 | 294 | 0 | 136 | 0 | 215 | 1499 | 0 | 463 | 1200 | 0 | 462 | 0 | 0 | 0 | 0 | 0 | 0 | 0 | 0 | 0
2040-07-03 | 23 | 43.78 | -21113 | -94 | -1024 | 0 | 0 | 0 | 1384 | 0 | 326 | 1057 | 52 | 335 | 11513 | 3273 | 272 | 0 | 136 | 0 | 215 | 1491 | 0 | 515 | 1200 | 0 | 462 | 0 | 0 | 0 | 0 | 0 | 0 | 0 | 0 | 0
2040-07-03 | 24 | 41.48 | -19247 | -112 | -840 | 0 | 0 | 0 | 528 | 0 | 326 | 955 | 52 | 335 | 10528 | 3273 | 258 | 0 | 136 | 0 | 217 | 1469 | 0 | 459 | 1200 | 0 | 462 | 0 | 0 | 0 | 0 | 0 | 0 | 0 | 0 | 0
2040-07-04 | 1 | 38.48 | -17936 | -135 | -735 | 0 | 0 | 0 | 528 | 0 | 326 | 770 | 52 | 335 | 8964 | 3273 | 145 | 0 | 146 | 0 | 215 | 1428 | 0 | 961 | 1200 | 0 | 462 | 0 | 0 | 0 | 0 | 0 | 0 | 0 | 0 | 0
2040-07-04 | 2 | 37.79 | -17118 | -162 | -657 | 0 | 0 | 0 | 528 | 0 | 326 | 665 | 52 | 335 | 8264 | 3273 | 91 | 0 | 158 | 0 | 215 | 1389 | 0 | 977 | 1200 | 0 | 462 | 0 | 0 | 0 | 0 | 0 | 0 | 0 | 0 | 0
2040-07-04 | 3 | 37.19 | -16526 | -162 | -578 | 0 | 0 | 0 | 528 | 0 | 313 | 483 | 52 | 335 | 7797 | 3273 | 92 | 0 | 176 | 0 | 215 | 1353 | 0 | 986 | 1200 | 0 | 462 | 0 | 0 | 0 | 0 | 0 | 0 | 0 | 0 | 0
2040-07-04 | 4 | 37.46 | -16326 | -175 | -551 | 0 | 0 | 0 | 528 | 0 | 313 | 483 | 52 | 335 | 8089 | 3273 | 72 | 0 | 190 | 0 | 211 | 1317 | 0 | 527 | 1200 | 0 | 462 | 0 | 0 | 0 | 0 | 0 | 0 | 0 | 0 | 0
2040-07-04 | 5 | 37.79 | -16340 | -175 | -525 | 0 | 0 | 0 | 528 | 0 | 300 | 483 | 52 | 335 | 8147 | 3273 | 36 | 0 | 193 | 0 | 207 | 1299 | 0 | 525 | 1200 | 0 | 462 | 0 | 0 | 0 | 0 | 0 | 0 | 0 | 0 | 0
2040-07-04 | 6 | 38.48 | -17105 | -193 | -551 | 0 | 0 | 0 | 528 | 0 | 300 | 622 | 52 | 335 | 8772 | 3273 | 16 | 0 | 212 | 91 | 205 | 1290 | 0 | 491 | 1200 | 0 | 462 | 0 | 0 | 0 | 0 | 0 | 0 | 0 | 0 | 0
2040-07-04 | 7 | 39.74 | -18501 | -175 | -709 | 0 | 0 | 0 | 528 | 0 | 300 | 750 | 52 | 335 | 9559 | 3273 | 21 | 0 | 204 | 785 | 207 | 1301 | 0 | 407 | 1200 | 0 | 462 | 0 | 0 | 0 | 0 | 0 | 0 | 0 | 0 | 0
2040-07-04 | 8 | 40.62 | -20371 | -144 | -867 | 0 | 0 | 0 | 528 | 0 | 300 | 845 | 52 | 335 | 10074 | 3273 | 12 | 0 | 168 | 2249 | 216 | 1313 | 0 | 354 | 1200 | 0 | 462 | 0 | 0 | 0 | 0 | 0 | 0 | 0 | 0 | 0
2040-07-04 | 9 | 39.65 | -22393 | -112 | -1050 | 0 | 0 | 0 | 919 | 0 | 300 | 770 | 52 | 335 | 9655 | 3273 | 12 | 0 | 117 | 4562 | 215 | 1364 | 0 | 319 | 1200 | 0 | 462 | 0 | 0 | 0 | 0 | 0 | 0 | 0 | 0 | 0
2040-07-04 | 10 | 37.8 | -24397 | -85 | -1234 | 0 | 0 | 0 | 2225 | 0 | 300 | 483 | 52 | 335 | 8280 | 3273 | 18 | 0 | 73 | 7116 | 215 | 1404 | 0 | 281 | 1200 | 0 | 462 | 0 | 0 | 0 | 0 | 0 | 0 | 0 | 0 | 0
2040-07-04 | 11 | 35.93 | -26068 | -76 | -1182 | 0 | 0 | 0 | 3382 | 0 | 300 | 411 | 52 | 335 | 6880 | 3273 | 37 | 0 | 65 | 9027 | 215 | 1425 | 0 | 262 | 1200 | 0 | 462 | 0 | 0 | 0 | 0 | 0 | 0 | 0 | 0 | 0
2040-07-04 | 12 | 33.01 | -26790 | -76 | -1024 | 0 | 0 | -446 | 4285 | 0 | 300 | 410 | 52 | 335 | 5675 | 3273 | 26 | 0 | 76 | 10309 | 215 | 1446 | 0 | 271 | 1200 | 0 | 462 | 0 | 0 | 0 | 0 | 0 | 0 | 0 | 0 | 0
2040-07-04 | 13 | 33.01 | -27277 | -81 | -1339 | 0 | 0 | -644 | 4888 | 0 | 300 | 410 | 52 | 335 | 5670 | 3273 | 30 | 0 | 78 | 10689 | 215 | 1463 | 0 | 276 | 1200 | 0 | 462 | 0 | 0 | 0 | 0 | 0 | 0 | 0 | 0 | 0
2040-07-04 | 14 | 33.01 | -27518 | -90 | -1313 | 0 | 0 | -174 | 5168 | 0 | 300 | 410 | 52 | 335 | 5670 | 3273 | 29 | 0 | 81 | 10138 | 215 | 1463 | 0 | 299 | 1200 | 0 | 462 | 0 | 0 | 0 | 0 | 0 | 0 | 0 | 0 | 0
2040-07-04 | 15 | 35.7 | -27260 | -90 | -1182 | 0 | 0 | 0 | 5231 | 0 | 300 | 410 | 52 | 335 | 6455 | 3273 | 33 | 0 | 88 | 8693 | 215 | 1475 | 0 | 308 | 1200 | 0 | 462 | 0 | 0 | 0 | 0 | 0 | 0 | 0 | 0 | 0
2040-07-04 | 16 | 37.8 | -26784 | -94 | -1549 | 0 | 0 | 0 | 5284 | 0 | 300 | 482 | 52 | 335 | 7506 | 3273 | 63 | 0 | 100 | 7366 | 215 | 1487 | 0 | 302 | 1200 | 0 | 462 | 0 | 0 | 0 | 0 | 0 | 0 | 0 | 0 | 0
2040-07-04 | 17 | 39.52 | -26151 | -90 | -1996 | 0 | 0 | 0 | 5252 | 0 | 300 | 715 | 52 | 335 | 9123 | 3273 | 75 | 0 | 107 | 5325 | 212 | 1490 | 0 | 315 | 1200 | 0 | 462 | 0 | 0 | 0 | 0 | 0 | 0 | 0 | 0 | 0
2040-07-04 | 18 | 42.12 | -25475 | -85 | -2390 | 0 | 0 | 0 | 5099 | 0 | 313 | 934 | 52 | 335 | 10672 | 3273 | 86 | 0 | 117 | 3367 | 215 | 1475 | 0 | 350 | 1200 | 0 | 462 | 0 | 0 | 0 | 0 | 0 | 0 | 0 | 0 | 0
2040-07-04 | 19 | 44.62 | -24995 | -81 | -2285 | 0 | 0 | 271 | 4629 | 0 | 313 | 1153 | 52 | 335 | 11603 | 3273 | 112 | 0 | 123 | 1751 | 215 | 1484 | 0 | 385 | 1200 | 0 | 462 | 0 | 0 | 0 | 0 | 0 | 0 | 0 | 0 | 0
2040-07-04 | 20 | 44.62 | -24073 | -76 | -1602 | 0 | 0 | 395 | 3947 | 0 | 313 | 1221 | 52 | 335 | 11603 | 3273 | 113 | 0 | 155 | 576 | 215 | 1479 | 0 | 412 | 1200 | 0 | 462 | 0 | 0 | 0 | 0 | 0 | 0 | 0 | 0 | 0
2040-07-04 | 21 | 44.62 | -23230 | -76 | -1471 | 0 | 0 | 269 | 3313 | 0 | 313 | 1228 | 52 | 335 | 11794 | 3273 | 126 | 0 | 237 | 47 | 215 | 1500 | 0 | 413 | 1200 | 0 | 462 | 0 | 0 | 0 | 0 | 0 | 0 | 0 | 0 | 0
2040-07-04 | 22 | 44.07 | -22016 | -90 | -1234 | 0 | 0 | 0 | 2679 | 0 | 313 | 977 | 52 | 335 | 11479 | 3273 | 134 | 0 | 259 | 0 | 215 | 1499 | 0 | 463 | 1200 | 0 | 462 | 0 | 0 | 0 | 0 | 0 | 0 | 0 | 0 | 0
2040-07-04 | 23 | 41.3 | -20407 | -94 | -1024 | 0 | 0 | 0 | 1834 | 0 | 313 | 934 | 52 | 335 | 10419 | 3273 | 194 | 0 | 288 | 0 | 215 | 1491 | 0 | 515 | 1200 | 0 | 462 | 0 | 0 | 0 | 0 | 0 | 0 | 0 | 0 | 0
2040-07-04 | 24 | 39.74 | -18816 | -112 | -840 | 0 | 0 | 0 | 766 | 0 | 313 | 845 | 52 | 335 | 9728 | 3273 | 343 | 0 | 306 | 0 | 217 | 1469 | 0 | 459 | 1200 | 0 | 462 | 0 | 0 | 0 | 0 | 0 | 0 | 0 | 0 | 0
2040-07-05 | 1 | 37.8 | -17666 | -121 | -735 | 0 | 0 | 0 | 528 | 0 | 313 | 699 | 52 | 335 | 8317 | 3273 | 441 | 0 | 297 | 0 | 215 | 1428 | 0 | 961 | 1200 | 0 | 462 | 0 | 0 | 0 | 0 | 0 | 0 | 0 | 0 | 0
2040-07-05 | 2 | 36.86 | -16909 | -144 | -657 | 0 | 0 | 0 | 528 | 0 | 300 | 528 | 52 | 335 | 7737 | 3273 | 413 | 0 | 300 | 0 | 215 | 1389 | 0 | 977 | 1200 | 0 | 462 | 0 | 0 | 0 | 0 | 0 | 0 | 0 | 0 | 0
2040-07-05 | 3 | 36.77 | -16422 | -162 | -578 | 0 | 0 | 0 | 528 | 0 | 300 | 483 | 52 | 335 | 7264 | 3273 | 418 | 0 | 292 | 0 | 215 | 1353 | 0 | 986 | 1200 | 0 | 462 | 0 | 0 | 0 | 0 | 0 | 0 | 0 | 0 | 0
2040-07-05 | 4 | 37.56 | -16368 | -175 | -551 | 0 | 0 | 0 | 528 | 0 | 300 | 483 | 52 | 335 | 7746 | 3273 | 363 | 0 | 297 | 0 | 211 | 1317 | 0 | 527 | 1200 | 0 | 462 | 0 | 0 | 0 | 0 | 0 | 0 | 0 | 0 | 0
2040-07-05 | 5 | 38.48 | -16772 | -193 | -525 | 0 | 0 | 0 | 528 | 0 | 300 | 483 | 52 | 335 | 8250 | 3273 | 292 | 0 | 285 | 0 | 207 | 1299 | 0 | 525 | 1200 | 0 | 462 | 0 | 0 | 0 | 0 | 0 | 0 | 0 | 0 | 0
2040-07-05 | 6 | 40.72 | -18001 | -211 | -551 | 0 | 0 | 0 | 528 | 0 | 300 | 732 | 52 | 335 | 9381 | 3273 | 160 | 0 | 263 | 90 | 205 | 1290 | 0 | 491 | 1200 | 0 | 462 | 0 | 0 | 0 | 0 | 0 | 0 | 0 | 0 | 0
2040-07-05 | 7 | 44.06 | -19834 | -193 | -709 | 0 | 0 | 0 | 528 | 0 | 300 | 933 | 52 | 335 | 10637 | 3273 | 115 | 0 | 246 | 739 | 207 | 1301 | 0 | 407 | 1200 | 0 | 462 | 0 | 0 | 0 | 0 | 0 | 0 | 0 | 0 | 0
2040-07-05 | 8 | 44.62 | -21705 | -144 | -867 | 0 | 0 | 0 | 528 | 0 | 300 | 977 | 52 | 335 | 11286 | 3273 | 94 | 0 | 202 | 2123 | 216 | 1313 | 0 | 354 | 1200 | 0 | 462 | 0 | 0 | 0 | 0 | 0 | 0 | 0 | 0 | 0
2040-07-05 | 9 | 42.32 | -23679 | -112 | -1050 | 0 | 0 | 0 | 676 | 0 | 300 | 974 | 52 | 335 | 11065 | 3273 | 91 | 0 | 110 | 4405 | 215 | 1364 | 0 | 319 | 1200 | 0 | 462 | 0 | 0 | 0 | 0 | 0 | 0 | 0 | 0 | 0
2040-07-05 | 10 | 39.37 | -25679 | -85 | -1234 | 0 | 0 | 0 | 1855 | 0 | 313 | 770 | 52 | 335 | 9553 | 3273 | 99 | 0 | 62 | 7124 | 215 | 1404 | 0 | 281 | 1200 | 0 | 462 | 0 | 0 | 0 | 0 | 0 | 0 | 0 | 0 | 0
2040-07-05 | 11 | 37.52 | -27360 | -76 | -1182 | 0 | 0 | 0 | 2927 | 0 | 313 | 483 | 52 | 335 | 8175 | 3273 | 85 | 0 | 45 | 9366 | 215 | 1425 | 0 | 262 | 1200 | 0 | 462 | 0 | 0 | 0 | 0 | 0 | 0 | 0 | 0 | 0
2040-07-05 | 12 | 35.7 | -28159 | -76 | -1024 | 0 | -118 | -398 | 3767 | 0 | 313 | 411 | 52 | 335 | 7021 | 3273 | 136 | 0 | 58 | 10815 | 215 | 1446 | 0 | 271 | 1200 | 0 | 462 | 0 | 0 | 0 | 0 | 0 | 0 | 0 | 0 | 0
2040-07-05 | 13 | 35.7 | -28948 | -76 | -1339 | 0 | -610 | -97 | 4365 | 0 | 313 | 410 | 52 | 335 | 7008 | 3273 | 116 | 0 | 97 | 11486 | 215 | 1463 | 0 | 276 | 1200 | 0 | 462 | 0 | 0 | 0 | 0 | 0 | 0 | 0 | 0 | 0
2040-07-05 | 14 | 35.7 | -29580 | -81 | -1313 | 0 | -482 | -84 | 4793 | 0 | 313 | 410 | 52 | 335 | 7008 | 3273 | 157 | 0 | 146 | 11413 | 215 | 1463 | 0 | 299 | 1200 | 0 | 462 | 0 | 0 | 0 | 0 | 0 | 0 | 0 | 0 | 0
2040-07-05 | 15 | 35.7 | -29501 | -90 | -1182 | 0 | -209 | 0 | 5073 | 0 | 313 | 468 | 52 | 335 | 7008 | 3273 | 172 | 0 | 186 | 10441 | 215 | 1475 | 0 | 308 | 1200 | 0 | 462 | 0 | 0 | 0 | 0 | 0 | 0 | 0 | 0 | 0
2040-07-05 | 16 | 37.91 | -29198 | -90 | -1549 | 0 | 0 | 0 | 5215 | 0 | 313 | 521 | 52 | 335 | 8330 | 3273 | 180 | 0 | 214 | 8737 | 215 | 1487 | 0 | 302 | 1200 | 0 | 462 | 0 | 0 | 0 | 0 | 0 | 0 | 0 | 0 | 0
2040-07-05 | 17 | 40.12 | -28552 | -90 | -1996 | 0 | 0 | 0 | 5284 | 0 | 313 | 845 | 52 | 335 | 9829 | 3273 | 232 | 0 | 229 | 6566 | 212 | 1490 | 0 | 315 | 1200 | 0 | 462 | 0 | 0 | 0 | 0 | 0 | 0 | 0 | 0 | 0
2040-07-05 | 18 | 44.62 | -27681 | -85 | -2390 | 0 | 0 | 0 | 5131 | 0 | 313 | 1153 | 52 | 335 | 11637 | 3273 | 347 | 0 | 241 | 3972 | 215 | 1475 | 0 | 350 | 1200 | 0 | 462 | 0 | 0 | 0 | 0 | 0 | 0 | 0 | 0 | 0
2040-07-05 | 19 | 48.25 | -27021 | -76 | -2285 | 0 | 373 | 0 | 4587 | 0 | 313 | 1317 | 52 | 335 | 12702 | 3273 | 594 | 0 | 281 | 1809 | 215 | 1484 | 0 | 385 | 1200 | 0 | 462 | 0 | 0 | 0 | 0 | 0 | 0 | 0 | 0 | 0
2040-07-05 | 20 | 48.25 | -26088 | -76 | -1602 | 0 | 508 | 51 | 3857 | 0 | 326 | 1317 | 52 | 335 | 12702 | 3273 | 699 | 0 | 298 | 579 | 215 | 1479 | 0 | 412 | 1200 | 0 | 462 | 0 | 0 | 0 | 0 | 0 | 0 | 0 | 0 | 0
2040-07-05 | 21 | 48.25 | -25308 | -81 | -1471 | 0 | 339 | 377 | 3271 | 0 | 326 | 1317 | 52 | 335 | 12511 | 3273 | 817 | 0 | 409 | 43 | 215 | 1500 | 0 | 413 | 1200 | 0 | 462 | 0 | 0 | 0 | 0 | 0 | 0 | 0 | 0 | 0
2040-07-05 | 22 | 44.06 | -23598 | -90 | -1234 | 0 | 0 | 0 | 2721 | 0 | 326 | 1251 | 52 | 335 | 11466 | 3273 | 1203 | 0 | 456 | 0 | 215 | 1499 | 0 | 463 | 1200 | 0 | 462 | 0 | 0 | 0 | 0 | 0 | 0 | 0 | 0 | 0
2040-07-05 | 23 | 40.88 | -21761 | -103 | -1024 | 0 | 0 | 0 | 1659 | 0 | 313 | 977 | 52 | 335 | 10153 | 3273 | 1749 | 0 | 493 | 0 | 215 | 1491 | 0 | 515 | 1200 | 0 | 462 | 0 | 0 | 0 | 0 | 0 | 0 | 0 | 0 | 0
2040-07-05 | 24 | 39.6 | -20231 | -112 | -840 | 0 | 0 | 0 | 544 | 0 | 313 | 934 | 52 | 335 | 9560 | 3273 | 1881 | 0 | 484 | 0 | 217 | 1469 | 0 | 459 | 1200 | 0 | 462 | 0 | 0 | 0 | 0 | 0 | 0 | 0 | 0 | 0
2040-07-06 | 1 | 37.27 | -19196 | -112 | -735 | 0 | 0 | 0 | 528 | 0 | 313 | 770 | 52 | 335 | 7930 | 3273 | 2107 | 0 | 469 | 0 | 215 | 1428 | 0 | 961 | 1200 | 0 | 462 | 0 | 0 | 0 | 0 | 0 | 0 | 0 | 0 | 0
2040-07-06 | 2 | 36.55 | -18597 | -112 | -657 | 0 | 0 | 0 | 528 | 0 | 313 | 671 | 52 | 335 | 7137 | 3273 | 2353 | 0 | 459 | 0 | 215 | 1389 | 0 | 977 | 1200 | 0 | 462 | 0 | 0 | 0 | 0 | 0 | 0 | 0 | 0 | 0
2040-07-06 | 3 | 35.93 | -18187 | -112 | -578 | 0 | 0 | 0 | 528 | 0 | 313 | 559 | 52 | 335 | 6874 | 3273 | 2304 | 0 | 422 | 0 | 215 | 1353 | 0 | 986 | 1200 | 0 | 462 | 0 | 0 | 0 | 0 | 0 | 0 | 0 | 0 | 0
2040-07-06 | 4 | 37.1 | -18097 | -112 | -551 | 0 | 0 | 0 | 528 | 0 | 300 | 558 | 52 | 335 | 7317 | 3273 | 2285 | 0 | 395 | 0 | 211 | 1317 | 0 | 527 | 1200 | 0 | 462 | 0 | 0 | 0 | 0 | 0 | 0 | 0 | 0 | 0
2040-07-06 | 5 | 37.89 | -18234 | -112 | -525 | 0 | 0 | 0 | 528 | 0 | 300 | 622 | 52 | 335 | 7816 | 3273 | 1881 | 0 | 371 | 0 | 207 | 1299 | 0 | 525 | 1200 | 0 | 462 | 0 | 0 | 0 | 0 | 0 | 0 | 0 | 0 | 0
2040-07-06 | 6 | 38.72 | -18989 | -112 | -551 | 0 | 0 | 0 | 528 | 0 | 300 | 715 | 52 | 335 | 8303 | 3273 | 2058 | 0 | 362 | 78 | 205 | 1290 | 0 | 491 | 1200 | 0 | 462 | 0 | 0 | 0 | 0 | 0 | 0 | 0 | 0 | 0
2040-07-06 | 7 | 39.74 | -20673 | -112 | -709 | 0 | 0 | 0 | 528 | 0 | 300 | 845 | 52 | 335 | 9207 | 3273 | 2359 | 0 | 350 | 667 | 207 | 1301 | 0 | 407 | 1200 | 0 | 462 | 0 | 0 | 0 | 0 | 0 | 0 | 0 | 0 | 0
2040-07-06 | 8 | 40.63 | -22879 | -103 | -867 | 0 | 0 | 0 | 528 | 0 | 300 | 974 | 52 | 335 | 10046 | 3273 | 2560 | 0 | 288 | 1948 | 216 | 1313 | 0 | 354 | 1200 | 0 | 462 | 0 | 0 | 0 | 0 | 0 | 0 | 0 | 0 | 0
2040-07-06 | 9 | 40.62 | -25109 | -85 | -1050 | 0 | 0 | 0 | 1162 | 0 | 300 | 974 | 52 | 335 | 10037 | 3273 | 2568 | 0 | 229 | 3754 | 215 | 1364 | 0 | 319 | 1200 | 0 | 462 | 0 | 0 | 0 | 0 | 0 | 0 | 0 | 0 | 0
2040-07-06 | 10 | 37.91 | -27109 | -76 | -1234 | 0 | 0 | 0 | 2473 | 0 | 300 | 770 | 52 | 335 | 8419 | 3273 | 2874 | 0 | 197 | 6164 | 215 | 1404 | 0 | 281 | 1200 | 0 | 462 | 0 | 0 | 0 | 0 | 0 | 0 | 0 | 0 | 0
2040-07-06 | 11 | 35.74 | -28837 | -76 | -1182 | 0 | 0 | 0 | 3535 | 0 | 300 | 489 | 52 | 335 | 7086 | 3273 | 3057 | 0 | 197 | 8206 | 215 | 1425 | 0 | 262 | 1200 | 0 | 462 | 0 | 0 | 0 | 0 | 0 | 0 | 0 | 0 | 0
2040-07-06 | 12 | 32.2 | -29593 | -85 | -1024 | 0 | 0 | -97 | 4396 | 0 | 300 | 411 | 52 | 335 | 5530 | 3273 | 3004 | 0 | 249 | 9655 | 215 | 1446 | 0 | 271 | 1200 | 0 | 462 | 0 | 0 | 0 | 0 | 0 | 0 | 0 | 0 | 0
2040-07-06 | 13 | 32.2 | -30121 | -90 | -1339 | 0 | 0 | -64 | 4962 | 0 | 300 | 410 | 52 | 335 | 5412 | 3273 | 2983 | 0 | 301 | 9971 | 215 | 1463 | 0 | 276 | 1200 | 0 | 462 | 0 | 0 | 0 | 0 | 0 | 0 | 0 | 0 | 0
2040-07-06 | 14 | 32.2 | -30329 | -94 | -1313 | 0 | 0 | 0 | 5236 | 0 | 300 | 468 | 52 | 335 | 5367 | 3273 | 3371 | 0 | 328 | 9366 | 215 | 1463 | 0 | 299 | 1200 | 0 | 462 | 0 | 0 | 0 | 0 | 0 | 0 | 0 | 0 | 0
2040-07-06 | 15 | 32.2 | -29922 | -103 | -1182 | 0 | 0 | -1 | 5284 | 0 | 300 | 468 | 52 | 335 | 5357 | 3273 | 3689 | 0 | 391 | 8398 | 215 | 1475 | 0 | 308 | 1200 | 0 | 462 | 0 | 0 | 0 | 0 | 0 | 0 | 0 | 0 | 0
2040-07-06 | 16 | 34.83 | -28575 | -112 | -1549 | 0 | 0 | 0 | 5252 | 0 | 300 | 483 | 52 | 335 | 6122 | 3273 | 4022 | 0 | 451 | 6280 | 215 | 1487 | 0 | 302 | 1200 | 0 | 462 | 0 | 0 | 0 | 0 | 0 | 0 | 0 | 0 | 0
2040-07-06 | 17 | 38.77 | -26976 | -94 | -1996 | 0 | 0 | 0 | 4729 | 0 | 300 | 845 | 52 | 335 | 8033 | 3273 | 4197 | 0 | 454 | 3169 | 212 | 1490 | 0 | 315 | 1200 | 0 | 462 | 0 | 0 | 0 | 0 | 0 | 0 | 0 | 0 | 0
2040-07-06 | 18 | 41.76 | -25836 | -76 | -2390 | 0 | 0 | 0 | 4053 | 0 | 300 | 977 | 52 | 335 | 9692 | 3273 | 4370 | 0 | 387 | 1161 | 215 | 1475 | 0 | 350 | 1200 | 0 | 462 | 0 | 0 | 0 | 0 | 0 | 0 | 0 | 0 | 0
2040-07-06 | 19 | 43.51 | -25444 | -112 | -2285 | 0 | 0 | 120 | 3403 | 0 | 300 | 1269 | 52 | 335 | 10121 | 3273 | 4330 | 0 | 337 | 554 | 215 | 1484 | 0 | 385 | 1200 | 0 | 462 | 0 | 0 | 0 | 0 | 0 | 0 | 0 | 0 | 0
2040-07-06 | 20 | 41.27 | -24877 | -112 | -1602 | 0 | 0 | 0 | 2838 | 0 | 300 | 1124 | 52 | 335 | 9840 | 3273 | 4502 | 0 | 300 | 259 | 215 | 1479 | 0 | 412 | 1200 | 0 | 462 | 0 | 0 | 0 | 0 | 0 | 0 | 0 | 0 | 0
2040-07-06 | 21 | 41.18 | -24131 | -112 | -1471 | 0 | 0 | 0 | 2452 | 0 | 300 | 996 | 52 | 335 | 9770 | 3273 | 4366 | 0 | 354 | 25 | 215 | 1500 | 0 | 413 | 1200 | 0 | 462 | 0 | 0 | 0 | 0 | 0 | 0 | 0 | 0 | 0
2040-07-06 | 22 | 37.91 | -22721 | -121 | -1234 | 0 | 0 | 0 | 1923 | 0 | 300 | 933 | 52 | 335 | 8447 | 3273 | 4586 | 0 | 388 | 0 | 215 | 1499 | 0 | 463 | 1200 | 0 | 462 | 0 | 0 | 0 | 0 | 0 | 0 | 0 | 0 | 0
2040-07-06 | 23 | 36.51 | -21008 | -121 | -1024 | 0 | 0 | 0 | 1030 | 0 | 300 | 770 | 52 | 335 | 7509 | 3273 | 4571 | 0 | 429 | 0 | 215 | 1491 | 0 | 515 | 1200 | 0 | 462 | 0 | 0 | 0 | 0 | 0 | 0 | 0 | 0 | 0
2040-07-06 | 24 | 34.88 | -19279 | -121 | -840 | 0 | 0 | 0 | 528 | 0 | 300 | 528 | 52 | 335 | 6467 | 3273 | 4478 | 0 | 471 | 0 | 217 | 1469 | 0 | 459 | 1200 | 0 | 462 | 0 | 0 | 0 | 0 | 0 | 0 | 0 | 0 | 0
2040-07-07 | 1 | 27.72 | -18310 | -121 | -972 | 0 | 0 | -518 | 1749 | 0 | 300 | 411 | 52 | 335 | 4785 | 3273 | 4282 | 0 | 468 | 0 | 215 | 1428 | 0 | 961 | 1200 | 0 | 462 | 0 | 0 | 0 | 0 | 0 | 0 | 0 | 0 | 0
2040-07-07 | 2 | 27.72 | -17616 | -121 | -840 | 0 | 0 | -300 | 1020 | 0 | 300 | 411 | 52 | 335 | 4650 | 3273 | 4167 | 0 | 427 | 0 | 215 | 1389 | 0 | 977 | 1200 | 0 | 462 | 0 | 0 | 0 | 0 | 0 | 0 | 0 | 0 | 0
2040-07-07 | 3 | 30.53 | -17181 | -135 | -762 | 0 | 0 | 0 | 528 | 0 | 300 | 468 | 52 | 335 | 4807 | 3273 | 3679 | 0 | 418 | 0 | 215 | 1353 | 0 | 986 | 1200 | 0 | 462 | 0 | 0 | 0 | 0 | 0 | 0 | 0 | 0 | 0
2040-07-07 | 4 | 34.23 | -16880 | -144 | -683 | 0 | 0 | 0 | 528 | 0 | 300 | 468 | 52 | 335 | 5514 | 3273 | 3108 | 0 | 411 | 0 | 211 | 1317 | 0 | 527 | 1200 | 0 | 462 | 0 | 0 | 0 | 0 | 0 | 0 | 0 | 0 | 0
2040-07-07 | 5 | 35.49 | -16594 | -144 | -683 | 0 | 0 | 0 | 528 | 0 | 300 | 468 | 52 | 335 | 5932 | 3273 | 2453 | 0 | 385 | 0 | 207 | 1299 | 0 | 525 | 1200 | 0 | 462 | 0 | 0 | 0 | 0 | 0 | 0 | 0 | 0 | 0
2040-07-07 | 6 | 37.19 | -16756 | -162 | -709 | 0 | 0 | 0 | 528 | 0 | 300 | 457 | 52 | 335 | 6195 | 3273 | 2401 | 0 | 364 | 73 | 205 | 1290 | 0 | 491 | 1200 | 0 | 462 | 0 | 0 | 0 | 0 | 0 | 0 | 0 | 0 | 0
2040-07-07 | 7 | 33.6 | -17413 | -193 | -788 | 0 | 0 | 0 | 528 | 0 | 300 | 410 | 52 | 335 | 5294 | 3273 | 3614 | 0 | 332 | 679 | 207 | 1301 | 0 | 407 | 1200 | 0 | 462 | 0 | 0 | 0 | 0 | 0 | 0 | 0 | 0 | 0
2040-07-07 | 8 | 27.72 | -18520 | -193 | -919 | 0 | 0 | -156 | 544 | 0 | 220 | 410 | 52 | 335 | 4664 | 3273 | 4557 | 0 | 248 | 1941 | 216 | 1313 | 0 | 354 | 1200 | 0 | 462 | 0 | 0 | 0 | 0 | 0 | 0 | 0 | 0 | 0
2040-07-07 | 9 | 27.72 | -19615 | -175 | -1103 | 0 | 0 | -580 | 1406 | 0 | 0 | 410 | 52 | 332 | 3656 | 3273 | 4472 | 0 | 222 | 4091 | 215 | 1364 | 0 | 319 | 1200 | 0 | 462 | 0 | 0 | 0 | 0 | 0 | 0 | 0 | 0 | 0
2040-07-07 | 10 | 23.85 | -20976 | -162 | -1313 | -139 | -118 | -1859 | 2272 | 0 | 0 | 410 | 52 | 224 | 3494 | 3273 | 4337 | 0 | 204 | 6739 | 215 | 1404 | 0 | 281 | 1200 | 0 | 462 | 0 | 0 | 0 | 0 | 0 | 0 | 0 | 0 | 0
2040-07-07 | 11 | 17.48 | -21757 | -135 | -1182 | -908 | -610 | -1859 | 3096 | 0 | 0 | 410 | 52 | 157 | 2789 | 3273 | 3681 | 0 | 212 | 9216 | 215 | 1425 | 0 | 262 | 1200 | 0 | 462 | 0 | 0 | 0 | 0 | 0 | 0 | 0 | 0 | 0
2040-07-07 | 12 | 23.85 | -22313 | -121 | -1313 | -862 | -414 | -1859 | 3688 | 0 | 0 | 410 | 52 | 209 | 1470 | 3273 | 3257 | 0 | 255 | 10676 | 215 | 1446 | 0 | 271 | 1200 | 0 | 462 | 0 | 0 | 0 | 0 | 0 | 0 | 0 | 0 | 0
2040-07-07 | 13 | 23.85 | -22658 | -112 | -1418 | -355 | -200 | -1859 | 4122 | 0 | 0 | 410 | 52 | 211 | 820 | 3273 | 2377 | 0 | 250 | 11472 | 215 | 1463 | 0 | 276 | 1200 | 0 | 462 | 0 | 0 | 0 | 0 | 0 | 0 | 0 | 0 | 0
2040-07-07 | 14 | 23.85 | -22866 | -103 | -1471 | -44 | -76 | -1859 | 4380 | 0 | 0 | 410 | 52 | 227 | 820 | 3273 | 2098 | 0 | 238 | 11282 | 215 | 1463 | 0 | 299 | 1200 | 0 | 462 | 0 | 0 | 0 | 0 | 0 | 0 | 0 | 0 | 0
2040-07-07 | 15 | 27.72 | -23280 | -90 | -1523 | 0 | 0 | -813 | 4544 | 0 | 0 | 410 | 52 | 335 | 959 | 3273 | 1756 | 0 | 220 | 10496 | 215 | 1475 | 0 | 308 | 1200 | 0 | 462 | 0 | 0 | 0 | 0 | 0 | 0 | 0 | 0 | 0
2040-07-07 | 16 | 37.46 | -23722 | -90 | -1444 | 150 | 33 | 404 | 4771 | 0 | 0 | 410 | 52 | 335 | 1659 | 3273 | 1447 | 0 | 242 | 8813 | 215 | 1487 | 0 | 302 | 1200 | 0 | 462 | 0 | 0 | 0 | 0 | 0 | 0 | 0 | 0 | 0
2040-07-07 | 17 | 37.46 | -24013 | -90 | -1444 | 32 | 0 | 942 | 5073 | 0 | 0 | 410 | 52 | 335 | 3646 | 3273 | 1158 | 0 | 241 | 6706 | 212 | 1490 | 0 | 315 | 1200 | 0 | 462 | 0 | 0 | 0 | 0 | 0 | 0 | 0 | 0 | 0
2040-07-07 | 18 | 37.46 | -23762 | -90 | -1471 | 5 | 0 | 691 | 5284 | 0 | 0 | 468 | 52 | 335 | 6197 | 3273 | 966 | 0 | 261 | 4088 | 215 | 1475 | 0 | 350 | 1200 | 0 | 462 | 0 | 0 | 0 | 0 | 0 | 0 | 0 | 0 | 0
2040-07-07 | 19 | 37.46 | -23000 | -90 | -1523 | 459 | 68 | 1549 | 5141 | 0 | 0 | 622 | 52 | 335 | 6587 | 3273 | 636 | 0 | 285 | 1858 | 215 | 1484 | 0 | 385 | 1200 | 0 | 462 | 0 | 0 | 0 | 0 | 0 | 0 | 0 | 0 | 0
2040-07-07 | 20 | 37.46 | -22206 | -94 | -1418 | 700 | 508 | 1549 | 4550 | 0 | 0 | 776 | 52 | 335 | 7025 | 3273 | 362 | 0 | 247 | 573 | 215 | 1479 | 0 | 412 | 1200 | 0 | 462 | 0 | 0 | 0 | 0 | 0 | 0 | 0 | 0 | 0
2040-07-07 | 21 | 37.46 | -21375 | -112 | -1339 | 551 | 508 | 1549 | 3974 | 0 | 0 | 845 | 52 | 335 | 7193 | 3273 | 409 | 0 | 304 | 43 | 215 | 1500 | 0 | 413 | 1200 | 0 | 462 | 0 | 0 | 0 | 0 | 0 | 0 | 0 | 0 | 0
2040-07-07 | 22 | 37.46 | -19477 | -162 | -1208 | 42 | 0 | 963 | 3361 | 0 | 0 | 622 | 52 | 335 | 7716 | 3273 | 326 | 0 | 316 | 0 | 215 | 1499 | 0 | 463 | 1200 | 0 | 462 | 0 | 0 | 0 | 0 | 0 | 0 | 0 | 0 | 0
2040-07-07 | 23 | 37.46 | -17543 | -175 | -1208 | 0 | 0 | 551 | 2071 | 0 | 0 | 483 | 52 | 335 | 7704 | 3273 | 259 | 0 | 314 | 0 | 215 | 1491 | 0 | 515 | 1200 | 0 | 462 | 0 | 0 | 0 | 0 | 0 | 0 | 0 | 0 | 0
2040-07-07 | 24 | 37.46 | -16109 | -193 | -1103 | 46 | 102 | 432 | 708 | 0 | 0 | 483 | 52 | 335 | 7698 | 3273 | 182 | 0 | 286 | 0 | 217 | 1469 | 0 | 459 | 1200 | 0 | 462 | 0 | 0 | 0 | 0 | 0 | 0 | 0 | 0 | 0
2040-07-08 | 1 | 36.23 | -15278 | -247 | -972 | 0 | 0 | 0 | 528 | 0 | 0 | 482 | 52 | 335 | 7209 | 3273 | 90 | 0 | 260 | 0 | 215 | 1428 | 0 | 961 | 1200 | 0 | 462 | 0 | 0 | 0 | 0 | 0 | 0 | 0 | 0 | 0
2040-07-08 | 2 | 35.37 | -14705 | -229 | -840 | 0 | 0 | 0 | 528 | 0 | 0 | 468 | 52 | 335 | 6574 | 3273 | 69 | 0 | 232 | 0 | 215 | 1389 | 0 | 977 | 1200 | 0 | 462 | 0 | 0 | 0 | 0 | 0 | 0 | 0 | 0 | 0
2040-07-08 | 3 | 34.83 | -14421 | -270 | -762 | 0 | 0 | 0 | 528 | 0 | 0 | 411 | 52 | 335 | 6372 | 3273 | 33 | 0 | 231 | 0 | 215 | 1353 | 0 | 986 | 1200 | 0 | 462 | 0 | 0 | 0 | 0 | 0 | 0 | 0 | 0 | 0
2040-07-08 | 4 | 36.05 | -14571 | -315 | -683 | 0 | 0 | 0 | 528 | 0 | 0 | 411 | 52 | 335 | 7028 | 3273 | 24 | 0 | 200 | 0 | 211 | 1317 | 0 | 527 | 1200 | 0 | 462 | 0 | 0 | 0 | 0 | 0 | 0 | 0 | 0 | 0
2040-07-08 | 5 | 37.79 | -15393 | -341 | -683 | 0 | 0 | 0 | 528 | 0 | 0 | 482 | 52 | 335 | 7835 | 3273 | 30 | 0 | 188 | 0 | 207 | 1299 | 0 | 525 | 1200 | 0 | 462 | 0 | 0 | 0 | 0 | 0 | 0 | 0 | 0 | 0
2040-07-08 | 6 | 39.65 | -17134 | -315 | -709 | 0 | 0 | 0 | 528 | 0 | 0 | 671 | 52 | 335 | 9336 | 3273 | 58 | 0 | 176 | 79 | 205 | 1290 | 0 | 491 | 1200 | 0 | 462 | 0 | 0 | 0 | 0 | 0 | 0 | 0 | 0 | 0
2040-07-08 | 7 | 41.78 | -18932 | -315 | -788 | 0 | 0 | 0 | 528 | 0 | 0 | 845 | 52 | 335 | 10397 | 3273 | 166 | 0 | 150 | 711 | 207 | 1301 | 0 | 407 | 1200 | 0 | 462 | 0 | 0 | 0 | 0 | 0 | 0 | 0 | 0 | 0
2040-07-08 | 8 | 41.55 | -20085 | -270 | -919 | 0 | 0 | 0 | 824 | 0 | 0 | 845 | 52 | 335 | 10212 | 3273 | 162 | 0 | 123 | 1903 | 216 | 1313 | 0 | 354 | 1200 | 0 | 462 | 0 | 0 | 0 | 0 | 0 | 0 | 0 | 0 | 0
2040-07-08 | 9 | 38.93 | -20997 | -211 | -1103 | 0 | 0 | 0 | 1617 | 0 | 0 | 558 | 52 | 335 | 9029 | 3273 | 135 | 0 | 74 | 3677 | 215 | 1364 | 0 | 319 | 1200 | 0 | 462 | 0 | 0 | 0 | 0 | 0 | 0 | 0 | 0 | 0
2040-07-08 | 10 | 37.46 | -22069 | -193 | -1313 | 0 | 0 | 0 | 2309 | 0 | 0 | 482 | 52 | 335 | 8136 | 3273 | 111 | 0 | 41 | 5273 | 215 | 1404 | 0 | 281 | 1200 | 0 | 462 | 0 | 0 | 0 | 0 | 0 | 0 | 0 | 0 | 0
2040-07-08 | 11 | 34.83 | -22644 | -144 | -1182 | 0 | 0 | 0 | 2880 | 0 | 0 | 410 | 52 | 335 | 6440 | 3273 | 119 | 0 | 56 | 6841 | 215 | 1425 | 0 | 262 | 1200 | 0 | 462 | 0 | 0 | 0 | 0 | 0 | 0 | 0 | 0 | 0
2040-07-08 | 12 | 30.74 | -23222 | -135 | -1313 | 0 | 0 | -575 | 3313 | 0 | 0 | 410 | 52 | 335 | 5061 | 3273 | 67 | 0 | 86 | 9054 | 215 | 1446 | 0 | 271 | 1200 | 0 | 462 | 0 | 0 | 0 | 0 | 0 | 0 | 0 | 0 | 0
2040-07-08 | 13 | 30.74 | -24044 | -112 | -1418 | 0 | 0 | -1781 | 3731 | 0 | 0 | 410 | 52 | 335 | 4761 | 3273 | 39 | 0 | 123 | 11016 | 215 | 1463 | 0 | 276 | 1200 | 0 | 462 | 0 | 0 | 0 | 0 | 0 | 0 | 0 | 0 | 0
2040-07-08 | 14 | 30.15 | -24612 | -103 | -1471 | 0 | -253 | -1859 | 4285 | 0 | 0 | 410 | 52 | 335 | 4636 | 3273 | 44 | 0 | 141 | 11482 | 215 | 1463 | 0 | 299 | 1200 | 0 | 462 | 0 | 0 | 0 | 0 | 0 | 0 | 0 | 0 | 0
2040-07-08 | 15 | 30.74 | -25146 | -90 | -1523 | 0 | 0 | -885 | 4660 | 0 | 0 | 410 | 52 | 335 | 4437 | 3273 | 35 | 0 | 167 | 10614 | 215 | 1475 | 0 | 308 | 1200 | 0 | 462 | 0 | 0 | 0 | 0 | 0 | 0 | 0 | 0 | 0
2040-07-08 | 16 | 32.3 | -25542 | -90 | -1444 | 0 | 0 | 0 | 4951 | 0 | 220 | 410 | 52 | 335 | 4640 | 3273 | 19 | 0 | 207 | 9303 | 215 | 1487 | 0 | 302 | 1200 | 0 | 462 | 0 | 0 | 0 | 0 | 0 | 0 | 0 | 0 | 0
2040-07-08 | 17 | 38.93 | -25657 | -85 | -1444 | 0 | 0 | 0 | 5199 | 0 | 220 | 411 | 52 | 335 | 6710 | 3273 | 29 | 0 | 290 | 6988 | 212 | 1490 | 0 | 315 | 1200 | 0 | 462 | 0 | 0 | 0 | 0 | 0 | 0 | 0 | 0 | 0
2040-07-08 | 18 | 41.55 | -25236 | -85 | -1471 | 0 | 52 | 487 | 5284 | 0 | 300 | 603 | 52 | 335 | 8137 | 3273 | 45 | 0 | 350 | 4172 | 215 | 1475 | 0 | 350 | 1200 | 0 | 462 | 0 | 0 | 0 | 0 | 0 | 0 | 0 | 0 | 0
2040-07-08 | 19 | 41.55 | -24373 | -85 | -1523 | 0 | 0 | 852 | 5041 | 0 | 300 | 849 | 52 | 335 | 9208 | 3273 | 81 | 0 | 377 | 1867 | 215 | 1484 | 0 | 385 | 1200 | 0 | 462 | 0 | 0 | 0 | 0 | 0 | 0 | 0 | 0 | 0
2040-07-08 | 20 | 41.55 | -23389 | -90 | -1418 | 0 | 53 | 1547 | 4423 | 0 | 300 | 974 | 52 | 335 | 9131 | 3273 | 79 | 0 | 390 | 572 | 215 | 1479 | 0 | 412 | 1200 | 0 | 462 | 0 | 0 | 0 | 0 | 0 | 0 | 0 | 0 | 0
2040-07-08 | 21 | 41.55 | -22198 | -103 | -1339 | 0 | 112 | 888 | 3757 | 0 | 300 | 934 | 52 | 335 | 9679 | 3273 | 62 | 0 | 416 | 43 | 215 | 1500 | 0 | 413 | 1200 | 0 | 462 | 0 | 0 | 0 | 0 | 0 | 0 | 0 | 0 | 0
2040-07-08 | 22 | 40.7 | -20011 | -144 | -1208 | 0 | 0 | 0 | 2943 | 0 | 300 | 770 | 52 | 335 | 9310 | 3273 | 76 | 0 | 464 | 0 | 215 | 1499 | 0 | 463 | 1200 | 0 | 462 | 0 | 0 | 0 | 0 | 0 | 0 | 0 | 0 | 0
2040-07-08 | 23 | 38.38 | -17922 | -162 | -1208 | 0 | 0 | 0 | 1553 | 0 | 300 | 638 | 52 | 335 | 8679 | 3273 | 109 | 0 | 468 | 0 | 215 | 1491 | 0 | 515 | 1200 | 0 | 462 | 0 | 0 | 0 | 0 | 0 | 0 | 0 | 0 | 0
2040-07-08 | 24 | 37.91 | -16645 | -193 | -1103 | 0 | 0 | 0 | 528 | 0 | 300 | 558 | 52 | 335 | 8440 | 3273 | 134 | 0 | 514 | 0 | 217 | 1469 | 0 | 459 | 1200 | 0 | 462 | 0 | 0 | 0 | 0 | 0 | 0 | 0 | 0 | 0
2040-07-09 | 1 | 35.41 | -15680 | -229 | -735 | 0 | 0 | 0 | 528 | 0 | 300 | 475 | 52 | 335 | 6742 | 3273 | 150 | 0 | 523 | 0 | 215 | 1428 | 0 | 961 | 1200 | 0 | 462 | 0 | 0 | 0 | 0 | 0 | 0 | 0 | 0 | 0
2040-07-09 | 2 | 33.97 | -15083 | -247 | -657 | 0 | 0 | 0 | 528 | 0 | 300 | 411 | 52 | 335 | 6043 | 3273 | 274 | 0 | 527 | 0 | 215 | 1389 | 0 | 977 | 1200 | 0 | 462 | 0 | 0 | 0 | 0 | 0 | 0 | 0 | 0 | 0
2040-07-09 | 3 | 33.01 | -14762 | -270 | -578 | 0 | 0 | -231 | 528 | 0 | 300 | 410 | 52 | 335 | 5857 | 3273 | 367 | 0 | 502 | 0 | 215 | 1353 | 0 | 986 | 1200 | 0 | 462 | 0 | 0 | 0 | 0 | 0 | 0 | 0 | 0 | 0
2040-07-09 | 4 | 34.83 | -14929 | -292 | -551 | 0 | 0 | 0 | 528 | 0 | 300 | 410 | 52 | 335 | 6237 | 3273 | 448 | 0 | 471 | 0 | 211 | 1317 | 0 | 527 | 1200 | 0 | 462 | 0 | 0 | 0 | 0 | 0 | 0 | 0 | 0 | 0
2040-07-09 | 5 | 36.23 | -15665 | -315 | -525 | 0 | 0 | 0 | 528 | 0 | 300 | 468 | 52 | 335 | 6897 | 3273 | 514 | 0 | 444 | 0 | 207 | 1299 | 0 | 525 | 1200 | 0 | 462 | 0 | 0 | 0 | 0 | 0 | 0 | 0 | 0 | 0
2040-07-09 | 6 | 39.44 | -17442 | -341 | -551 | 0 | 0 | 0 | 528 | 0 | 300 | 558 | 52 | 335 | 8532 | 3273 | 606 | 0 | 420 | 81 | 205 | 1290 | 0 | 491 | 1200 | 0 | 462 | 0 | 0 | 0 | 0 | 0 | 0 | 0 | 0 | 0
2040-07-09 | 7 | 42.12 | -19471 | -315 | -709 | 0 | 0 | 0 | 528 | 0 | 300 | 845 | 52 | 335 | 9820 | 3273 | 647 | 0 | 381 | 737 | 207 | 1301 | 0 | 407 | 1200 | 0 | 462 | 0 | 0 | 0 | 0 | 0 | 0 | 0 | 0 | 0
2040-07-09 | 8 | 40.6 | -20933 | -229 | -867 | 0 | 0 | 0 | 528 | 0 | 300 | 845 | 52 | 335 | 9954 | 3273 | 692 | 0 | 268 | 2235 | 216 | 1313 | 0 | 354 | 1200 | 0 | 462 | 0 | 0 | 0 | 0 | 0 | 0 | 0 | 0 | 0
2040-07-09 | 9 | 38.51 | -22249 | -162 | -1050 | 0 | 0 | 0 | 919 | 0 | 300 | 676 | 52 | 335 | 8909 | 3273 | 612 | 0 | 192 | 4632 | 215 | 1364 | 0 | 319 | 1200 | 0 | 462 | 0 | 0 | 0 | 0 | 0 | 0 | 0 | 0 | 0
2040-07-09 | 10 | 36.27 | -23785 | -112 | -1234 | 0 | 0 | 0 | 1760 | 0 | 300 | 474 | 52 | 335 | 7309 | 3273 | 449 | 0 | 207 | 7411 | 215 | 1404 | 0 | 281 | 1200 | 0 | 462 | 0 | 0 | 0 | 0 | 0 | 0 | 0 | 0 | 0
2040-07-09 | 11 | 33.01 | -25177 | -90 | -1182 | 0 | 0 | -218 | 2616 | 0 | 300 | 410 | 52 | 335 | 5837 | 3273 | 321 | 0 | 325 | 9634 | 215 | 1425 | 0 | 262 | 1200 | 0 | 462 | 0 | 0 | 0 | 0 | 0 | 0 | 0 | 0 | 0
2040-07-09 | 12 | 33.01 | -25849 | -76 | -1024 | 0 | 0 | -1595 | 3324 | 0 | 300 | 410 | 52 | 335 | 5451 | 3273 | 215 | 0 | 434 | 11156 | 215 | 1446 | 0 | 271 | 1200 | 0 | 462 | 0 | 0 | 0 | 0 | 0 | 0 | 0 | 0 | 0
2040-07-09 | 13 | 33.01 | -26799 | -76 | -1339 | 0 | 0 | -1137 | 3878 | 0 | 300 | 410 | 52 | 335 | 5386 | 3273 | 109 | 0 | 506 | 11487 | 215 | 1463 | 0 | 276 | 1200 | 0 | 462 | 0 | 0 | 0 | 0 | 0 | 0 | 0 | 0 | 0
2040-07-09 | 14 | 33.01 | -27581 | -76 | -1313 | 0 | 0 | -1169 | 4423 | 0 | 300 | 410 | 52 | 335 | 5386 | 3273 | 62 | 0 | 527 | 11734 | 215 | 1463 | 0 | 299 | 1200 | 0 | 462 | 0 | 0 | 0 | 0 | 0 | 0 | 0 | 0 | 0
2040-07-09 | 15 | 33.01 | -27684 | -81 | -1182 | 0 | 0 | -635 | 4803 | 0 | 300 | 410 | 52 | 335 | 5337 | 3273 | 12 | 0 | 522 | 10877 | 215 | 1475 | 0 | 308 | 1200 | 0 | 462 | 0 | 0 | 0 | 0 | 0 | 0 | 0 | 0 | 0
2040-07-09 | 16 | 36.86 | -27618 | -81 | -1549 | 0 | 0 | 0 | 5057 | 0 | 300 | 411 | 52 | 335 | 6581 | 3273 | 41 | 0 | 517 | 9016 | 215 | 1487 | 0 | 302 | 1200 | 0 | 462 | 0 | 0 | 0 | 0 | 0 | 0 | 0 | 0 | 0
2040-07-09 | 17 | 41.18 | -27262 | -81 | -1996 | 0 | 0 | 0 | 5273 | 0 | 300 | 558 | 52 | 335 | 8603 | 3273 | 119 | 0 | 495 | 6650 | 212 | 1490 | 0 | 315 | 1200 | 0 | 462 | 0 | 0 | 0 | 0 | 0 | 0 | 0 | 0 | 0
2040-07-09 | 18 | 44.62 | -26817 | -85 | -2390 | 0 | 0 | 832 | 5284 | 0 | 300 | 934 | 52 | 335 | 9885 | 3273 | 318 | 0 | 458 | 3919 | 215 | 1475 | 0 | 350 | 1200 | 0 | 462 | 0 | 0 | 0 | 0 | 0 | 0 | 0 | 0 | 0
2040-07-09 | 19 | 44.62 | -26297 | -81 | -2285 | 0 | 0 | 1425 | 4962 | 0 | 313 | 1217 | 52 | 335 | 10550 | 3273 | 555 | 0 | 393 | 1841 | 215 | 1484 | 0 | 385 | 1200 | 0 | 462 | 0 | 0 | 0 | 0 | 0 | 0 | 0 | 0 | 0
2040-07-09 | 20 | 44.62 | -25327 | -76 | -1602 | 0 | 0 | 1123 | 4275 | 0 | 313 | 1267 | 52 | 335 | 10806 | 3273 | 895 | 0 | 325 | 574 | 215 | 1479 | 0 | 412 | 1200 | 0 | 462 | 0 | 0 | 0 | 0 | 0 | 0 | 0 | 0 | 0
2040-07-09 | 21 | 44.62 | -24175 | -76 | -1471 | 0 | 0 | 310 | 3630 | 0 | 313 | 1169 | 52 | 335 | 11306 | 3273 | 1181 | 0 | 323 | 39 | 215 | 1500 | 0 | 413 | 1200 | 0 | 462 | 0 | 0 | 0 | 0 | 0 | 0 | 0 | 0 | 0
2040-07-09 | 22 | 40.58 | -21886 | -94 | -1234 | 0 | 0 | 0 | 2832 | 0 | 313 | 933 | 52 | 335 | 9938 | 3273 | 1351 | 0 | 348 | 0 | 215 | 1499 | 0 | 463 | 1200 | 0 | 462 | 0 | 0 | 0 | 0 | 0 | 0 | 0 | 0 | 0
2040-07-09 | 23 | 38.48 | -19649 | -112 | -1024 | 0 | 0 | 0 | 1379 | 0 | 313 | 770 | 52 | 335 | 8906 | 3273 | 1519 | 0 | 354 | 0 | 215 | 1491 | 0 | 515 | 1200 | 0 | 462 | 0 | 0 | 0 | 0 | 0 | 0 | 0 | 0 | 0
2040-07-09 | 24 | 37.24 | -17958 | -121 | -840 | 0 | 0 | 0 | 528 | 0 | 313 | 573 | 52 | 335 | 7965 | 3273 | 1697 | 0 | 376 | 0 | 217 | 1469 | 0 | 459 | 1200 | 0 | 462 | 0 | 0 | 0 | 0 | 0 | 0 | 0 | 0 | 0
2040-07-10 | 1 | 34.83 | -16809 | -162 | -735 | 0 | -155 | -419 | 528 | 0 | 313 | 468 | 52 | 335 | 6465 | 3273 | 2225 | 0 | 354 | 0 | 215 | 1428 | 0 | 961 | 1200 | 0 | 462 | 0 | 0 | 0 | 0 | 0 | 0 | 0 | 0 | 0
2040-07-10 | 2 | 34.83 | -16100 | -193 | -657 | 0 | -108 | -1831 | 528 | 0 | 313 | 410 | 52 | 335 | 6465 | 3273 | 2948 | 0 | 321 | 0 | 215 | 1389 | 0 | 977 | 1200 | 0 | 462 | 0 | 0 | 0 | 0 | 0 | 0 | 0 | 0 | 0
2040-07-10 | 3 | 34.83 | -15703 | -211 | -578 | 0 | -528 | -1464 | 528 | 0 | 300 | 410 | 52 | 335 | 6465 | 3273 | 2642 | 0 | 262 | 0 | 215 | 1353 | 0 | 986 | 1200 | 0 | 462 | 0 | 0 | 0 | 0 | 0 | 0 | 0 | 0 | 0
2040-07-10 | 4 | 34.83 | -15811 | -229 | -551 | 0 | -603 | -517 | 528 | 0 | 300 | 410 | 52 | 335 | 6425 | 3273 | 2435 | 0 | 236 | 0 | 211 | 1317 | 0 | 527 | 1200 | 0 | 462 | 0 | 0 | 0 | 0 | 0 | 0 | 0 | 0 | 0
2040-07-10 | 5 | 34.83 | -16519 | -229 | -525 | 0 | 0 | -218 | 528 | 0 | 300 | 468 | 52 | 335 | 6390 | 3273 | 2249 | 0 | 202 | 0 | 207 | 1299 | 0 | 525 | 1200 | 0 | 462 | 0 | 0 | 0 | 0 | 0 | 0 | 0 | 0 | 0
2040-07-10 | 6 | 37.91 | -18191 | -247 | -551 | 0 | 0 | 0 | 528 | 0 | 300 | 671 | 52 | 335 | 8240 | 3273 | 1670 | 0 | 188 | 84 | 205 | 1290 | 0 | 491 | 1200 | 0 | 462 | 0 | 0 | 0 | 0 | 0 | 0 | 0 | 0 | 0
2040-07-10 | 7 | 41.69 | -20191 | -247 | -709 | 0 | 0 | 0 | 528 | 0 | 300 | 933 | 52 | 335 | 10148 | 3273 | 1115 | 0 | 129 | 756 | 207 | 1301 | 0 | 407 | 1200 | 0 | 462 | 0 | 0 | 0 | 0 | 0 | 0 | 0 | 0 | 0
2040-07-10 | 8 | 44.06 | -21782 | -193 | -867 | 0 | 0 | 0 | 528 | 0 | 300 | 977 | 52 | 335 | 10797 | 3273 | 814 | 0 | 90 | 2131 | 216 | 1313 | 0 | 354 | 1200 | 0 | 462 | 0 | 0 | 0 | 0 | 0 | 0 | 0 | 0 | 0
2040-07-10 | 9 | 42.57 | -23334 | -144 | -1050 | 0 | 0 | 0 | 824 | 0 | 300 | 934 | 52 | 335 | 10458 | 3273 | 508 | 0 | 39 | 4245 | 215 | 1364 | 0 | 319 | 1200 | 0 | 462 | 0 | 0 | 0 | 0 | 0 | 0 | 0 | 0 | 0
2040-07-10 | 10 | 39.65 | -25151 | -103 | -1234 | 0 | 0 | 0 | 1760 | 0 | 300 | 770 | 52 | 335 | 9581 | 3273 | 232 | 0 | 27 | 6597 | 215 | 1404 | 0 | 281 | 1200 | 0 | 462 | 0 | 0 | 0 | 0 | 0 | 0 | 0 | 0 | 0
2040-07-10 | 11 | 37.46 | -26806 | -81 | -1182 | 0 | 0 | 0 | 2737 | 0 | 300 | 483 | 52 | 335 | 8131 | 3273 | 96 | 0 | 37 | 9060 | 215 | 1425 | 0 | 262 | 1200 | 0 | 462 | 0 | 0 | 0 | 0 | 0 | 0 | 0 | 0 | 0
2040-07-10 | 12 | 34.83 | -27716 | -76 | -1024 | 0 | 0 | -30 | 3567 | 0 | 300 | 410 | 52 | 335 | 6338 | 3273 | 38 | 0 | 46 | 10893 | 215 | 1446 | 0 | 271 | 1200 | 0 | 462 | 0 | 0 | 0 | 0 | 0 | 0 | 0 | 0 | 0
2040-07-10 | 13 | 34.83 | -28767 | -76 | -1339 | 0 | -24 | -88 | 4232 | 0 | 300 | 410 | 52 | 335 | 6338 | 3273 | 20 | 0 | 58 | 11659 | 215 | 1463 | 0 | 276 | 1200 | 0 | 462 | 0 | 0 | 0 | 0 | 0 | 0 | 0 | 0 | 0
2040-07-10 | 14 | 35.68 | -29502 | -81 | -1313 | 0 | 0 | 0 | 4808 | 0 | 300 | 411 | 52 | 335 | 6888 | 3273 | 10 | 0 | 72 | 11107 | 215 | 1463 | 0 | 299 | 1200 | 0 | 462 | 0 | 0 | 0 | 0 | 0 | 0 | 0 | 0 | 0
2040-07-10 | 15 | 36.63 | -29384 | -85 | -1182 | 0 | 0 | 0 | 5147 | 0 | 300 | 470 | 52 | 335 | 7361 | 3273 | 10 | 0 | 63 | 9980 | 215 | 1475 | 0 | 308 | 1200 | 0 | 462 | 0 | 0 | 0 | 0 | 0 | 0 | 0 | 0 | 0
2040-07-10 | 16 | 38.72 | -28996 | -81 | -1549 | 0 | 0 | 0 | 5258 | 0 | 300 | 558 | 52 | 335 | 8609 | 3273 | 22 | 0 | 72 | 8481 | 215 | 1487 | 0 | 302 | 1200 | 0 | 462 | 0 | 0 | 0 | 0 | 0 | 0 | 0 | 0 | 0
2040-07-10 | 17 | 42.12 | -28331 | -81 | -1996 | 0 | 0 | 0 | 5284 | 0 | 300 | 886 | 52 | 335 | 10374 | 3273 | 57 | 0 | 72 | 6095 | 212 | 1490 | 0 | 315 | 1200 | 0 | 462 | 0 | 0 | 0 | 0 | 0 | 0 | 0 | 0 | 0
2040-07-10 | 18 | 47.06 | -27633 | -76 | -2390 | 0 | 2 | 9 | 5120 | 0 | 313 | 1269 | 52 | 335 | 12286 | 3273 | 139 | 0 | 52 | 3547 | 215 | 1475 | 0 | 350 | 1200 | 0 | 462 | 0 | 0 | 0 | 0 | 0 | 0 | 0 | 0 | 0
2040-07-10 | 19 | 47.06 | -27132 | -76 | -2285 | 0 | 100 | 1296 | 4676 | 0 | 326 | 1317 | 52 | 335 | 12366 | 3273 | 162 | 0 | 52 | 1791 | 215 | 1484 | 0 | 385 | 1200 | 0 | 462 | 0 | 0 | 0 | 0 | 0 | 0 | 0 | 0 | 0
2040-07-10 | 20 | 47.06 | -26322 | -76 | -1602 | 0 | 508 | 1202 | 4032 | 0 | 326 | 1317 | 52 | 335 | 12366 | 3273 | 233 | 0 | 66 | 522 | 215 | 1479 | 0 | 412 | 1200 | 0 | 462 | 0 | 0 | 0 | 0 | 0 | 0 | 0 | 0 | 0
2040-07-10 | 21 | 47.06 | -25303 | -85 | -1471 | 0 | 610 | 872 | 3509 | 0 | 326 | 1317 | 52 | 335 | 12366 | 3273 | 286 | 0 | 88 | 35 | 215 | 1500 | 0 | 413 | 1200 | 0 | 462 | 0 | 0 | 0 | 0 | 0 | 0 | 0 | 0 | 0
2040-07-10 | 22 | 45.53 | -23100 | -112 | -1234 | 0 | 0 | 0 | 2827 | 0 | 326 | 1269 | 52 | 335 | 12169 | 3273 | 255 | 0 | 101 | 0 | 215 | 1499 | 0 | 463 | 1200 | 0 | 462 | 0 | 0 | 0 | 0 | 0 | 0 | 0 | 0 | 0
2040-07-10 | 23 | 43.68 | -20848 | -121 | -1024 | 0 | 0 | 0 | 1480 | 0 | 326 | 977 | 52 | 335 | 11351 | 3273 | 224 | 0 | 92 | 0 | 215 | 1491 | 0 | 515 | 1200 | 0 | 462 | 0 | 0 | 0 | 0 | 0 | 0 | 0 | 0 | 0
2040-07-10 | 24 | 41.55 | -19155 | -135 | -840 | 0 | 0 | 0 | 528 | 0 | 326 | 934 | 52 | 335 | 10565 | 3273 | 209 | 0 | 100 | 0 | 217 | 1469 | 0 | 459 | 1200 | 0 | 462 | 0 | 0 | 0 | 0 | 0 | 0 | 0 | 0 | 0
2040-07-11 | 1 | 38.72 | -18016 | -144 | -735 | 0 | 0 | 0 | 528 | 0 | 326 | 770 | 52 | 335 | 9009 | 3273 | 224 | 0 | 111 | 0 | 215 | 1428 | 0 | 961 | 1200 | 0 | 462 | 0 | 0 | 0 | 0 | 0 | 0 | 0 | 0 | 0
2040-07-11 | 2 | 37.91 | -17303 | -162 | -657 | 0 | 0 | 0 | 528 | 0 | 313 | 671 | 52 | 335 | 8373 | 3273 | 218 | 0 | 114 | 0 | 215 | 1389 | 0 | 977 | 1200 | 0 | 462 | 0 | 0 | 0 | 0 | 0 | 0 | 0 | 0 | 0
2040-07-11 | 3 | 37.27 | -16904 | -175 | -578 | 0 | 0 | 0 | 528 | 0 | 300 | 558 | 52 | 335 | 8016 | 3273 | 249 | 0 | 129 | 0 | 215 | 1353 | 0 | 986 | 1200 | 0 | 462 | 0 | 0 | 0 | 0 | 0 | 0 | 0 | 0 | 0
2040-07-11 | 4 | 38.04 | -17009 | -193 | -551 | 0 | 0 | 0 | 528 | 0 | 300 | 603 | 52 | 335 | 8592 | 3273 | 224 | 0 | 129 | 0 | 211 | 1317 | 0 | 527 | 1200 | 0 | 462 | 0 | 0 | 0 | 0 | 0 | 0 | 0 | 0 | 0
2040-07-11 | 5 | 38.93 | -17820 | -193 | -525 | 0 | 0 | 0 | 528 | 0 | 300 | 727 | 52 | 335 | 9236 | 3273 | 259 | 0 | 135 | 0 | 207 | 1299 | 0 | 525 | 1200 | 0 | 462 | 0 | 0 | 0 | 0 | 0 | 0 | 0 | 0 | 0
2040-07-11 | 6 | 41.78 | -19499 | -211 | -551 | 0 | 0 | 0 | 528 | 0 | 300 | 934 | 52 | 335 | 10654 | 3273 | 338 | 0 | 136 | 63 | 205 | 1290 | 0 | 491 | 1200 | 0 | 462 | 0 | 0 | 0 | 0 | 0 | 0 | 0 | 0 | 0
2040-07-11 | 7 | 45.63 | -21369 | -211 | -709 | 0 | 0 | 0 | 528 | 0 | 300 | 1153 | 52 | 335 | 11882 | 3273 | 393 | 0 | 133 | 663 | 207 | 1301 | 0 | 407 | 1200 | 0 | 462 | 0 | 0 | 0 | 0 | 0 | 0 | 0 | 0 | 0
2040-07-11 | 8 | 44.06 | -22701 | -175 | -867 | 0 | 0 | 0 | 1062 | 0 | 300 | 1039 | 52 | 335 | 11678 | 3273 | 617 | 0 | 123 | 1718 | 216 | 1313 | 0 | 354 | 1200 | 0 | 462 | 0 | 0 | 0 | 0 | 0 | 0 | 0 | 0 | 0
2040-07-11 | 9 | 41.62 | -23928 | -144 | -1050 | 0 | 0 | 0 | 1908 | 0 | 300 | 974 | 52 | 335 | 10671 | 3273 | 762 | 0 | 107 | 3180 | 215 | 1364 | 0 | 319 | 1200 | 0 | 462 | 0 | 0 | 0 | 0 | 0 | 0 | 0 | 0 | 0
2040-07-11 | 10 | 39.77 | -25481 | -144 | -1234 | 0 | 0 | 0 | 2721 | 0 | 300 | 845 | 52 | 335 | 9818 | 3273 | 724 | 0 | 106 | 5122 | 215 | 1404 | 0 | 281 | 1200 | 0 | 462 | 0 | 0 | 0 | 0 | 0 | 0 | 0 | 0 | 0
2040-07-11 | 11 | 37.12 | -27029 | -121 | -1182 | 0 | 0 | 0 | 3588 | 0 | 300 | 483 | 52 | 335 | 7717 | 3273 | 775 | 0 | 157 | 8089 | 215 | 1425 | 0 | 262 | 1200 | 0 | 462 | 0 | 0 | 0 | 0 | 0 | 0 | 0 | 0 | 0
2040-07-11 | 12 | 33.86 | -27671 | -90 | -1024 | 0 | 0 | 0 | 4380 | 0 | 300 | 410 | 52 | 335 | 5907 | 3273 | 809 | 0 | 188 | 9536 | 215 | 1446 | 0 | 271 | 1200 | 0 | 462 | 0 | 0 | 0 | 0 | 0 | 0 | 0 | 0 | 0
2040-07-11 | 13 | 34.45 | -28341 | -81 | -1339 | 0 | 0 | 0 | 4909 | 0 | 300 | 410 | 52 | 335 | 6057 | 3273 | 966 | 0 | 254 | 9589 | 215 | 1463 | 0 | 276 | 1200 | 0 | 462 | 0 | 0 | 0 | 0 | 0 | 0 | 0 | 0 | 0
2040-07-11 | 14 | 32.2 | -28339 | -76 | -1313 | 0 | 0 | 0 | 5284 | 0 | 300 | 410 | 52 | 335 | 5399 | 3273 | 1106 | 0 | 284 | 9645 | 215 | 1463 | 0 | 299 | 1200 | 0 | 462 | 0 | 0 | 0 | 0 | 0 | 0 | 0 | 0 | 0
2040-07-11 | 15 | 32.2 | -27509 | -76 | -1182 | 0 | 0 | 0 | 5199 | 0 | 300 | 410 | 52 | 335 | 5354 | 3273 | 1201 | 0 | 294 | 8689 | 215 | 1475 | 0 | 308 | 1200 | 0 | 462 | 0 | 0 | 0 | 0 | 0 | 0 | 0 | 0 | 0
2040-07-11 | 16 | 35.93 | -26739 | -76 | -1549 | 0 | 0 | 0 | 4909 | 0 | 300 | 468 | 52 | 335 | 6439 | 3273 | 1276 | 0 | 332 | 7314 | 215 | 1487 | 0 | 302 | 1200 | 0 | 462 | 0 | 0 | 0 | 0 | 0 | 0 | 0 | 0 | 0
2040-07-11 | 17 | 37.91 | -25749 | -76 | -1996 | 0 | 0 | 0 | 4719 | 0 | 300 | 483 | 52 | 335 | 7610 | 3273 | 1504 | 0 | 327 | 5540 | 212 | 1490 | 0 | 315 | 1200 | 0 | 462 | 0 | 0 | 0 | 0 | 0 | 0 | 0 | 0 | 0
2040-07-11 | 18 | 38.48 | -24939 | -85 | -2390 | 0 | 0 | 0 | 4365 | 0 | 300 | 776 | 52 | 335 | 8868 | 3273 | 2041 | 0 | 318 | 3384 | 215 | 1475 | 0 | 350 | 1200 | 0 | 462 | 0 | 0 | 0 | 0 | 0 | 0 | 0 | 0 | 0
2040-07-11 | 19 | 41.55 | -24712 | -94 | -2285 | 0 | 0 | 0 | 3841 | 0 | 300 | 977 | 52 | 335 | 10509 | 3273 | 2184 | 0 | 330 | 1543 | 215 | 1484 | 0 | 385 | 1200 | 0 | 462 | 0 | 0 | 0 | 0 | 0 | 0 | 0 | 0 | 0
2040-07-11 | 20 | 41.75 | -24318 | -103 | -1602 | 0 | 0 | 0 | 3339 | 0 | 300 | 1003 | 52 | 335 | 10612 | 3273 | 2541 | 0 | 329 | 470 | 215 | 1479 | 0 | 412 | 1200 | 0 | 462 | 0 | 0 | 0 | 0 | 0 | 0 | 0 | 0 | 0
2040-07-11 | 21 | 40.7 | -23464 | -121 | -1471 | 0 | 0 | 0 | 3049 | 0 | 300 | 977 | 52 | 335 | 10074 | 3273 | 2825 | 0 | 361 | 19 | 215 | 1500 | 0 | 413 | 1200 | 0 | 462 | 0 | 0 | 0 | 0 | 0 | 0 | 0 | 0 | 0
2040-07-11 | 22 | 38.38 | -21746 | -135 | -1234 | 0 | 0 | 0 | 2420 | 0 | 300 | 928 | 52 | 335 | 8669 | 3273 | 2945 | 0 | 353 | 0 | 215 | 1499 | 0 | 463 | 1200 | 0 | 462 | 0 | 0 | 0 | 0 | 0 | 0 | 0 | 0 | 0
2040-07-11 | 23 | 36.47 | -19977 | -144 | -1024 | 0 | 0 | 0 | 1295 | 0 | 300 | 760 | 52 | 335 | 7436 | 3273 | 3460 | 0 | 351 | 0 | 215 | 1491 | 0 | 515 | 1200 | 0 | 462 | 0 | 0 | 0 | 0 | 0 | 0 | 0 | 0 | 0
2040-07-11 | 24 | 35.41 | -18562 | -144 | -840 | 0 | 0 | 0 | 528 | 0 | 300 | 558 | 52 | 335 | 6689 | 3273 | 3666 | 0 | 336 | 0 | 217 | 1469 | 0 | 459 | 1200 | 0 | 462 | 0 | 0 | 0 | 0 | 0 | 0 | 0 | 0 | 0
2040-07-12 | 1 | 30.53 | -17651 | -162 | -735 | 0 | 0 | -171 | 528 | 0 | 300 | 482 | 52 | 335 | 5399 | 3273 | 3764 | 0 | 319 | 0 | 215 | 1428 | 0 | 961 | 1200 | 0 | 462 | 0 | 0 | 0 | 0 | 0 | 0 | 0 | 0 | 0
2040-07-12 | 2 | 30.53 | -17142 | -162 | -657 | 0 | 0 | -394 | 528 | 0 | 300 | 468 | 52 | 335 | 4814 | 3273 | 4046 | 0 | 295 | 0 | 215 | 1389 | 0 | 977 | 1200 | 0 | 462 | 0 | 0 | 0 | 0 | 0 | 0 | 0 | 0 | 0
2040-07-12 | 3 | 30.53 | -16901 | -162 | -578 | 0 | 0 | -744 | 528 | 0 | 300 | 411 | 52 | 335 | 4814 | 3273 | 4153 | 0 | 302 | 0 | 215 | 1353 | 0 | 986 | 1200 | 0 | 462 | 0 | 0 | 0 | 0 | 0 | 0 | 0 | 0 | 0
2040-07-12 | 4 | 30.53 | -17146 | -175 | -551 | 0 | 0 | -25 | 528 | 0 | 300 | 411 | 52 | 335 | 4777 | 3273 | 4217 | 0 | 287 | 0 | 211 | 1317 | 0 | 527 | 1200 | 0 | 462 | 0 | 0 | 0 | 0 | 0 | 0 | 0 | 0 | 0
2040-07-12 | 5 | 33.97 | -18129 | -175 | -525 | 0 | 0 | 0 | 528 | 0 | 300 | 482 | 52 | 335 | 5453 | 3273 | 4449 | 0 | 263 | 0 | 207 | 1299 | 0 | 525 | 1200 | 0 | 462 | 0 | 0 | 0 | 0 | 0 | 0 | 0 | 0 | 0
2040-07-12 | 6 | 37.19 | -19776 | -175 | -551 | 0 | 0 | 0 | 528 | 0 | 300 | 622 | 52 | 335 | 6743 | 3273 | 4709 | 0 | 263 | 28 | 205 | 1290 | 0 | 491 | 1200 | 0 | 462 | 0 | 0 | 0 | 0 | 0 | 0 | 0 | 0 | 0
2040-07-12 | 7 | 41.26 | -21520 | -175 | -709 | 0 | 0 | 72 | 528 | 0 | 300 | 886 | 52 | 335 | 8313 | 3273 | 4480 | 0 | 261 | 325 | 207 | 1301 | 0 | 407 | 1200 | 0 | 462 | 0 | 0 | 0 | 0 | 0 | 0 | 0 | 0 | 0
2040-07-12 | 8 | 39.77 | -22854 | -162 | -867 | 0 | 0 | 0 | 904 | 0 | 300 | 933 | 52 | 335 | 8660 | 3273 | 4644 | 0 | 213 | 1024 | 216 | 1313 | 0 | 354 | 1200 | 0 | 462 | 0 | 0 | 0 | 0 | 0 | 0 | 0 | 0 | 0
2040-07-12 | 9 | 38.38 | -23922 | -144 | -1050 | 0 | 0 | 0 | 1749 | 0 | 300 | 854 | 52 | 335 | 8262 | 3273 | 4468 | 0 | 208 | 2054 | 215 | 1364 | 0 | 319 | 1200 | 0 | 462 | 0 | 0 | 0 | 0 | 0 | 0 | 0 | 0 | 0
2040-07-12 | 10 | 36.55 | -25217 | -121 | -1234 | 0 | 0 | 0 | 2441 | 0 | 300 | 732 | 52 | 335 | 7478 | 3273 | 4388 | 0 | 191 | 3819 | 215 | 1404 | 0 | 281 | 1200 | 0 | 462 | 0 | 0 | 0 | 0 | 0 | 0 | 0 | 0 | 0
2040-07-12 | 11 | 34.98 | -26657 | -103 | -1182 | 0 | 0 | 0 | 3144 | 0 | 300 | 505 | 52 | 335 | 6584 | 3273 | 3953 | 0 | 171 | 6061 | 215 | 1425 | 0 | 262 | 1200 | 0 | 462 | 0 | 0 | 0 | 0 | 0 | 0 | 0 | 0 | 0
2040-07-12 | 12 | 32.3 | -27375 | -90 | -1024 | 0 | 0 | 0 | 3873 | 0 | 300 | 482 | 52 | 335 | 5717 | 3273 | 3140 | 0 | 171 | 7551 | 215 | 1446 | 0 | 271 | 1200 | 0 | 462 | 0 | 0 | 0 | 0 | 0 | 0 | 0 | 0 | 0
2040-07-12 | 13 | 34.95 | -28394 | -76 | -1339 | 0 | 0 | 0 | 4439 | 0 | 300 | 468 | 52 | 335 | 6384 | 3273 | 1857 | 0 | 169 | 8917 | 215 | 1463 | 0 | 276 | 1200 | 0 | 462 | 0 | 0 | 0 | 0 | 0 | 0 | 0 | 0 | 0
2040-07-12 | 14 | 34.54 | -29012 | -76 | -1313 | 0 | 0 | 0 | 5015 | 0 | 300 | 457 | 52 | 335 | 6065 | 3273 | 1688 | 0 | 169 | 9408 | 215 | 1463 | 0 | 299 | 1200 | 0 | 462 | 0 | 0 | 0 | 0 | 0 | 0 | 0 | 0 | 0
2040-07-12 | 15 | 33.01 | -28598 | -76 | -1182 | 0 | 0 | 0 | 5284 | 0 | 300 | 411 | 52 | 335 | 5735 | 3273 | 1945 | 0 | 178 | 8682 | 215 | 1475 | 0 | 308 | 1200 | 0 | 462 | 0 | 0 | 0 | 0 | 0 | 0 | 0 | 0 | 0
2040-07-12 | 16 | 37.2 | -27865 | -76 | -1549 | 0 | 0 | 0 | 5236 | 0 | 300 | 483 | 52 | 335 | 7097 | 3273 | 2202 | 0 | 193 | 6654 | 215 | 1487 | 0 | 302 | 1200 | 0 | 462 | 0 | 0 | 0 | 0 | 0 | 0 | 0 | 0 | 0
2040-07-12 | 17 | 38.77 | -27131 | -76 | -1996 | 0 | 0 | 0 | 5062 | 0 | 300 | 671 | 52 | 335 | 7861 | 3273 | 2634 | 0 | 208 | 5128 | 212 | 1490 | 0 | 315 | 1200 | 0 | 462 | 0 | 0 | 0 | 0 | 0 | 0 | 0 | 0 | 0
2040-07-12 | 18 | 39.6 | -26301 | -81 | -2390 | 0 | 0 | 0 | 4861 | 0 | 300 | 845 | 52 | 335 | 8587 | 3273 | 3035 | 0 | 218 | 3563 | 215 | 1475 | 0 | 350 | 1200 | 0 | 462 | 0 | 0 | 0 | 0 | 0 | 0 | 0 | 0 | 0
2040-07-12 | 19 | 41.26 | -25595 | -85 | -2285 | 0 | 0 | 230 | 4333 | 0 | 300 | 977 | 52 | 335 | 9647 | 3273 | 3276 | 0 | 218 | 1577 | 215 | 1484 | 0 | 385 | 1200 | 0 | 462 | 0 | 0 | 0 | 0 | 0 | 0 | 0 | 0 | 0
2040-07-12 | 20 | 41.26 | -24670 | -94 | -1602 | 0 | 0 | 267 | 3561 | 0 | 300 | 977 | 52 | 335 | 9687 | 3273 | 3439 | 0 | 204 | 502 | 215 | 1479 | 0 | 412 | 1200 | 0 | 462 | 0 | 0 | 0 | 0 | 0 | 0 | 0 | 0 | 0
2040-07-12 | 21 | 41.26 | -23786 | -112 | -1471 | 0 | 0 | 418 | 2970 | 0 | 300 | 977 | 52 | 335 | 9869 | 3273 | 3129 | 0 | 227 | 28 | 215 | 1500 | 0 | 413 | 1200 | 0 | 462 | 0 | 0 | 0 | 0 | 0 | 0 | 0 | 0 | 0
2040-07-12 | 22 | 38.48 | -22081 | -135 | -1234 | 0 | 0 | 0 | 2346 | 0 | 300 | 928 | 52 | 335 | 8901 | 3273 | 3233 | 0 | 243 | 0 | 215 | 1499 | 0 | 463 | 1200 | 0 | 462 | 0 | 0 | 0 | 0 | 0 | 0 | 0 | 0 | 0
2040-07-12 | 23 | 37.24 | -20190 | -135 | -1024 | 0 | 0 | 0 | 1247 | 0 | 300 | 770 | 52 | 335 | 7974 | 3273 | 3259 | 0 | 255 | 0 | 215 | 1491 | 0 | 515 | 1200 | 0 | 462 | 0 | 0 | 0 | 0 | 0 | 0 | 0 | 0 | 0
2040-07-12 | 24 | 36.27 | -18626 | -144 | -840 | 0 | 0 | 0 | 528 | 0 | 300 | 558 | 52 | 335 | 7346 | 3273 | 3124 | 0 | 286 | 0 | 217 | 1469 | 0 | 459 | 1200 | 0 | 462 | 0 | 0 | 0 | 0 | 0 | 0 | 0 | 0 | 0
2040-07-13 | 1 | 32.34 | -17544 | -162 | -735 | 0 | 0 | 0 | 528 | 0 | 300 | 482 | 52 | 335 | 5834 | 3273 | 3071 | 0 | 299 | 0 | 215 | 1428 | 0 | 961 | 1200 | 0 | 462 | 0 | 0 | 0 | 0 | 0 | 0 | 0 | 0 | 0
2040-07-13 | 2 | 31.75 | -16787 | -162 | -657 | 0 | 0 | 0 | 528 | 0 | 300 | 468 | 52 | 335 | 5456 | 3273 | 2649 | 0 | 301 | 0 | 215 | 1389 | 0 | 977 | 1200 | 0 | 462 | 0 | 0 | 0 | 0 | 0 | 0 | 0 | 0 | 0
2040-07-13 | 3 | 32.2 | -16250 | -162 | -578 | 0 | 0 | 0 | 528 | 0 | 300 | 468 | 52 | 335 | 5636 | 3273 | 1898 | 0 | 283 | 0 | 215 | 1353 | 0 | 986 | 1200 | 0 | 462 | 0 | 0 | 0 | 0 | 0 | 0 | 0 | 0 | 0
2040-07-13 | 4 | 34.98 | -16013 | -175 | -551 | 0 | 0 | 0 | 528 | 0 | 300 | 411 | 52 | 335 | 6403 | 3273 | 1433 | 0 | 286 | 0 | 211 | 1317 | 0 | 527 | 1200 | 0 | 462 | 0 | 0 | 0 | 0 | 0 | 0 | 0 | 0 | 0
2040-07-13 | 5 | 34.98 | -16006 | -193 | -525 | 0 | 0 | 0 | 528 | 0 | 300 | 422 | 52 | 335 | 6422 | 3273 | 1398 | 0 | 301 | 0 | 207 | 1299 | 0 | 525 | 1200 | 0 | 462 | 0 | 0 | 0 | 0 | 0 | 0 | 0 | 0 | 0
2040-07-13 | 6 | 36.51 | -16636 | -193 | -551 | 0 | 0 | 0 | 528 | 0 | 300 | 482 | 52 | 335 | 7188 | 3273 | 1180 | 0 | 327 | 66 | 205 | 1290 | 0 | 491 | 1200 | 0 | 462 | 0 | 0 | 0 | 0 | 0 | 0 | 0 | 0 | 0
2040-07-13 | 7 | 38.77 | -18065 | -211 | -709 | 0 | 0 | 0 | 528 | 0 | 300 | 558 | 52 | 335 | 8565 | 3273 | 799 | 0 | 320 | 677 | 207 | 1301 | 0 | 407 | 1200 | 0 | 462 | 0 | 0 | 0 | 0 | 0 | 0 | 0 | 0 | 0
2040-07-13 | 8 | 39.44 | -19838 | -175 | -867 | 0 | 0 | 0 | 528 | 0 | 300 | 721 | 52 | 335 | 9319 | 3273 | 463 | 0 | 261 | 2081 | 216 | 1313 | 0 | 354 | 1200 | 0 | 462 | 0 | 0 | 0 | 0 | 0 | 0 | 0 | 0 | 0
2040-07-13 | 9 | 38.3 | -21486 | -135 | -1050 | 0 | 0 | 0 | 1025 | 0 | 300 | 528 | 52 | 335 | 8551 | 3273 | 321 | 0 | 210 | 4516 | 215 | 1364 | 0 | 319 | 1200 | 0 | 462 | 0 | 0 | 0 | 0 | 0 | 0 | 0 | 0 | 0
2040-07-13 | 10 | 35.52 | -23052 | -103 | -1234 | 0 | 0 | 0 | 2129 | 0 | 300 | 411 | 52 | 335 | 6697 | 3273 | 169 | 0 | 140 | 7321 | 215 | 1404 | 0 | 281 | 1200 | 0 | 462 | 0 | 0 | 0 | 0 | 0 | 0 | 0 | 0 | 0
2040-07-13 | 11 | 31.49 | -24357 | -90 | -1182 | 0 | 0 | 0 | 3059 | 0 | 300 | 410 | 52 | 335 | 5217 | 3273 | 94 | 0 | 103 | 9221 | 215 | 1425 | 0 | 262 | 1200 | 0 | 462 | 0 | 0 | 0 | 0 | 0 | 0 | 0 | 0 | 0
2040-07-13 | 12 | 30.05 | -24858 | -81 | -1024 | 0 | 0 | -1291 | 3757 | 0 | 300 | 410 | 52 | 335 | 4690 | 3273 | 113 | 0 | 116 | 10614 | 215 | 1446 | 0 | 271 | 1200 | 0 | 462 | 0 | 0 | 0 | 0 | 0 | 0 | 0 | 0 | 0
2040-07-13 | 13 | 30.05 | -25367 | -76 | -1339 | 0 | 0 | -1193 | 4243 | 0 | 300 | 410 | 52 | 335 | 4590 | 3273 | 161 | 0 | 111 | 10885 | 215 | 1463 | 0 | 276 | 1200 | 0 | 462 | 0 | 0 | 0 | 0 | 0 | 0 | 0 | 0 | 0
2040-07-13 | 14 | 30.05 | -25918 | -76 | -1313 | 0 | 0 | -1194 | 4539 | 0 | 300 | 410 | 52 | 335 | 4590 | 3273 | 290 | 0 | 107 | 10967 | 215 | 1463 | 0 | 299 | 1200 | 0 | 462 | 0 | 0 | 0 | 0 | 0 | 0 | 0 | 0 | 0
2040-07-13 | 15 | 30.05 | -25956 | -76 | -1182 | 0 | 0 | -1082 | 4803 | 0 | 300 | 410 | 52 | 335 | 4590 | 3273 | 479 | 0 | 112 | 10282 | 215 | 1475 | 0 | 308 | 1200 | 0 | 462 | 0 | 0 | 0 | 0 | 0 | 0 | 0 | 0 | 0
2040-07-13 | 16 | 32.2 | -25852 | -76 | -1549 | 0 | 0 | 0 | 5036 | 0 | 300 | 410 | 52 | 335 | 4754 | 3273 | 602 | 0 | 114 | 8936 | 215 | 1487 | 0 | 302 | 1200 | 0 | 462 | 0 | 0 | 0 | 0 | 0 | 0 | 0 | 0 | 0
2040-07-13 | 17 | 37.44 | -25543 | -76 | -1996 | 0 | 0 | 0 | 5236 | 0 | 300 | 468 | 52 | 335 | 6684 | 3273 | 831 | 0 | 133 | 6623 | 212 | 1490 | 0 | 315 | 1200 | 0 | 462 | 0 | 0 | 0 | 0 | 0 | 0 | 0 | 0 | 0
2040-07-13 | 18 | 40.62 | -25258 | -81 | -2390 | 0 | 0 | 232 | 5284 | 0 | 300 | 715 | 52 | 335 | 8512 | 3273 | 1145 | 0 | 133 | 4046 | 215 | 1475 | 0 | 350 | 1200 | 0 | 462 | 0 | 0 | 0 | 0 | 0 | 0 | 0 | 0 | 0
2040-07-13 | 19 | 40.62 | -24895 | -76 | -2285 | 0 | 0 | 1424 | 5046 | 0 | 300 | 961 | 52 | 335 | 9016 | 3273 | 1196 | 0 | 140 | 1767 | 215 | 1484 | 0 | 385 | 1200 | 0 | 462 | 0 | 0 | 0 | 0 | 0 | 0 | 0 | 0 | 0
2040-07-13 | 20 | 40.62 | -24087 | -76 | -1602 | 0 | 0 | 1032 | 4412 | 0 | 300 | 977 | 52 | 335 | 9604 | 3273 | 1289 | 0 | 182 | 540 | 215 | 1479 | 0 | 412 | 1200 | 0 | 462 | 0 | 0 | 0 | 0 | 0 | 0 | 0 | 0 | 0
2040-07-13 | 21 | 40.62 | -23400 | -76 | -1471 | 0 | 0 | 835 | 3826 | 0 | 300 | 977 | 52 | 335 | 10007 | 3273 | 1264 | 0 | 251 | 37 | 215 | 1500 | 0 | 413 | 1200 | 0 | 462 | 0 | 0 | 0 | 0 | 0 | 0 | 0 | 0 | 0
2040-07-13 | 22 | 38.93 | -21846 | -90 | -1234 | 0 | 0 | 0 | 3271 | 0 | 300 | 845 | 52 | 335 | 9276 | 3273 | 1685 | 0 | 294 | 0 | 215 | 1499 | 0 | 463 | 1200 | 0 | 462 | 0 | 0 | 0 | 0 | 0 | 0 | 0 | 0 | 0
2040-07-13 | 23 | 37.89 | -20118 | -103 | -1024 | 0 | 0 | 0 | 2177 | 0 | 300 | 699 | 52 | 335 | 8365 | 3273 | 1792 | 0 | 369 | 0 | 215 | 1491 | 0 | 515 | 1200 | 0 | 462 | 0 | 0 | 0 | 0 | 0 | 0 | 0 | 0 | 0
2040-07-13 | 24 | 36.55 | -18373 | -112 | -840 | 0 | 0 | 0 | 1004 | 0 | 300 | 528 | 52 | 335 | 7546 | 3273 | 2060 | 0 | 421 | 0 | 217 | 1469 | 0 | 459 | 1200 | 0 | 462 | 0 | 0 | 0 | 0 | 0 | 0 | 0 | 0 | 0
2040-07-14 | 1 | 35.52 | -17318 | -121 | -972 | 0 | 0 | 0 | 528 | 0 | 300 | 483 | 52 | 335 | 6646 | 3273 | 2080 | 0 | 448 | 0 | 215 | 1428 | 0 | 961 | 1200 | 0 | 462 | 0 | 0 | 0 | 0 | 0 | 0 | 0 | 0 | 0
2040-07-14 | 2 | 30.53 | -16617 | -135 | -840 | 0 | 0 | 0 | 528 | 0 | 300 | 468 | 52 | 335 | 5082 | 3273 | 2841 | 0 | 469 | 0 | 215 | 1389 | 0 | 977 | 1200 | 0 | 462 | 0 | 0 | 0 | 0 | 0 | 0 | 0 | 0 | 0
2040-07-14 | 3 | 28.47 | -16154 | -144 | -762 | 0 | 0 | -257 | 528 | 0 | 300 | 411 | 52 | 335 | 4797 | 3273 | 2949 | 0 | 456 | 0 | 215 | 1353 | 0 | 986 | 1200 | 0 | 462 | 0 | 0 | 0 | 0 | 0 | 0 | 0 | 0 | 0
2040-07-14 | 4 | 32.2 | -15923 | -162 | -683 | 0 | 0 | 0 | 528 | 0 | 300 | 410 | 52 | 335 | 5215 | 3273 | 2549 | 0 | 387 | 0 | 211 | 1317 | 0 | 527 | 1200 | 0 | 462 | 0 | 0 | 0 | 0 | 0 | 0 | 0 | 0 | 0
2040-07-14 | 5 | 28.47 | -15837 | -162 | -683 | 0 | 0 | -31 | 528 | 0 | 300 | 410 | 52 | 335 | 4774 | 3273 | 2956 | 0 | 390 | 0 | 207 | 1299 | 0 | 525 | 1200 | 0 | 462 | 0 | 0 | 0 | 0 | 0 | 0 | 0 | 0 | 0
2040-07-14 | 6 | 33.08 | -16306 | -162 | -709 | 0 | 0 | 0 | 528 | 0 | 300 | 410 | 52 | 335 | 5304 | 3273 | 2926 | 0 | 333 | 67 | 205 | 1290 | 0 | 491 | 1200 | 0 | 462 | 0 | 0 | 0 | 0 | 0 | 0 | 0 | 0 | 0
2040-07-14 | 7 | 35.52 | -17724 | -175 | -788 | 0 | 0 | 0 | 528 | 0 | 300 | 482 | 52 | 335 | 5845 | 3273 | 3335 | 0 | 306 | 653 | 207 | 1301 | 0 | 407 | 1200 | 0 | 462 | 0 | 0 | 0 | 0 | 0 | 0 | 0 | 0 | 0
2040-07-14 | 8 | 37.24 | -19710 | -135 | -919 | 0 | 0 | 0 | 528 | 0 | 300 | 483 | 52 | 335 | 6584 | 3273 | 3347 | 0 | 259 | 2057 | 216 | 1313 | 0 | 354 | 1200 | 0 | 462 | 0 | 0 | 0 | 0 | 0 | 0 | 0 | 0 | 0
2040-07-14 | 9 | 36.77 | -21711 | -94 | -1103 | 0 | 0 | 0 | 528 | 0 | 300 | 482 | 52 | 335 | 6323 | 3273 | 3378 | 0 | 266 | 4411 | 215 | 1364 | 0 | 319 | 1200 | 0 | 462 | 0 | 0 | 0 | 0 | 0 | 0 | 0 | 0 | 0
2040-07-14 | 10 | 28.47 | -23803 | -81 | -1313 | 0 | 0 | -444 | 1834 | 0 | 220 | 410 | 52 | 335 | 4799 | 3273 | 3825 | 0 | 295 | 7037 | 215 | 1404 | 0 | 281 | 1200 | 0 | 462 | 0 | 0 | 0 | 0 | 0 | 0 | 0 | 0 | 0
2040-07-14 | 11 | 28.47 | -25259 | -76 | -1182 | 0 | 0 | -1559 | 3007 | 0 | 220 | 410 | 52 | 335 | 4174 | 3273 | 3682 | 0 | 349 | 9011 | 215 | 1425 | 0 | 262 | 1200 | 0 | 462 | 0 | 0 | 0 | 0 | 0 | 0 | 0 | 0 | 0
2040-07-14 | 12 | 27.51 | -26186 | -76 | -1313 | 0 | -83 | -1859 | 3942 | 0 | 220 | 410 | 52 | 335 | 4142 | 3273 | 3102 | 0 | 383 | 10065 | 215 | 1446 | 0 | 271 | 1200 | 0 | 462 | 0 | 0 | 0 | 0 | 0 | 0 | 0 | 0 | 0
2040-07-14 | 13 | 28.47 | -26588 | -81 | -1418 | 0 | 0 | -1303 | 4550 | 0 | 220 | 410 | 52 | 335 | 4142 | 3273 | 2324 | 0 | 492 | 9976 | 215 | 1463 | 0 | 276 | 1200 | 0 | 462 | 0 | 0 | 0 | 0 | 0 | 0 | 0 | 0 | 0
2040-07-14 | 14 | 28.47 | -26770 | -90 | -1471 | 0 | 0 | -1120 | 4819 | 0 | 220 | 410 | 52 | 335 | 4142 | 3273 | 1999 | 0 | 555 | 10007 | 215 | 1463 | 0 | 299 | 1200 | 0 | 462 | 0 | 0 | 0 | 0 | 0 | 0 | 0 | 0 | 0
2040-07-14 | 15 | 34.68 | -27212 | -90 | -1523 | 0 | 0 | 0 | 4956 | 0 | 220 | 410 | 52 | 335 | 4567 | 3273 | 1464 | 0 | 624 | 9264 | 215 | 1475 | 0 | 308 | 1200 | 0 | 462 | 0 | 0 | 0 | 0 | 0 | 0 | 0 | 0 | 0
2040-07-14 | 16 | 36.47 | -27401 | -85 | -1444 | 0 | 0 | 0 | 5173 | 0 | 220 | 410 | 52 | 335 | 5257 | 3273 | 1631 | 0 | 683 | 8230 | 215 | 1487 | 0 | 302 | 1200 | 0 | 462 | 0 | 0 | 0 | 0 | 0 | 0 | 0 | 0 | 0
2040-07-14 | 17 | 38.48 | -27381 | -90 | -1444 | 0 | 0 | 346 | 5284 | 0 | 220 | 482 | 52 | 335 | 6856 | 3273 | 1727 | 0 | 660 | 6000 | 212 | 1490 | 0 | 315 | 1200 | 0 | 462 | 0 | 0 | 0 | 0 | 0 | 0 | 0 | 0 | 0
2040-07-14 | 18 | 38.48 | -26861 | -85 | -1471 | 0 | 0 | 824 | 5284 | 0 | 220 | 699 | 52 | 335 | 7564 | 3273 | 2036 | 0 | 684 | 3744 | 215 | 1475 | 0 | 350 | 1200 | 0 | 462 | 0 | 0 | 0 | 0 | 0 | 0 | 0 | 0 | 0
2040-07-14 | 19 | 38.48 | -25940 | -81 | -1523 | 0 | 0 | 626 | 4993 | 0 | 220 | 886 | 52 | 335 | 8480 | 3273 | 2542 | 0 | 645 | 1745 | 215 | 1484 | 0 | 385 | 1200 | 0 | 462 | 0 | 0 | 0 | 0 | 0 | 0 | 0 | 0 | 0
2040-07-14 | 20 | 38.48 | -25198 | -76 | -1418 | 0 | 0 | 1318 | 4375 | 0 | 220 | 974 | 52 | 335 | 8462 | 3273 | 2803 | 0 | 560 | 553 | 215 | 1479 | 0 | 412 | 1200 | 0 | 462 | 0 | 0 | 0 | 0 | 0 | 0 | 0 | 0 | 0
2040-07-14 | 21 | 38.48 | -24169 | -76 | -1339 | 0 | 0 | 1383 | 3889 | 0 | 220 | 977 | 52 | 335 | 8527 | 3273 | 2568 | 0 | 538 | 32 | 215 | 1500 | 0 | 413 | 1200 | 0 | 462 | 0 | 0 | 0 | 0 | 0 | 0 | 0 | 0 | 0
2040-07-14 | 22 | 38.48 | -21869 | -90 | -1208 | 0 | 22 | 367 | 3202 | 0 | 220 | 776 | 52 | 335 | 8527 | 3273 | 2003 | 0 | 552 | 0 | 215 | 1499 | 0 | 463 | 1200 | 0 | 462 | 0 | 0 | 0 | 0 | 0 | 0 | 0 | 0 | 0
2040-07-14 | 23 | 38.06 | -19626 | -94 | -1208 | 0 | 0 | 0 | 1812 | 0 | 220 | 715 | 52 | 335 | 8421 | 3273 | 1676 | 0 | 540 | 0 | 215 | 1491 | 0 | 515 | 1200 | 0 | 462 | 0 | 0 | 0 | 0 | 0 | 0 | 0 | 0 | 0
2040-07-14 | 24 | 38.48 | -17984 | -121 | -1103 | 0 | 50 | 0 | 528 | 0 | 220 | 685 | 52 | 335 | 8527 | 3273 | 1160 | 0 | 571 | 0 | 217 | 1469 | 0 | 459 | 1200 | 0 | 462 | 0 | 0 | 0 | 0 | 0 | 0 | 0 | 0 | 0
2040-07-15 | 1 | 36.27 | -16888 | -144 | -972 | 0 | 0 | 0 | 528 | 0 | 220 | 483 | 52 | 335 | 7222 | 3273 | 1065 | 0 | 559 | 0 | 215 | 1428 | 0 | 961 | 1200 | 0 | 462 | 0 | 0 | 0 | 0 | 0 | 0 | 0 | 0 | 0
2040-07-15 | 2 | 34.45 | -16124 | -144 | -840 | 0 | 0 | 0 | 528 | 0 | 220 | 468 | 52 | 335 | 6106 | 3273 | 1321 | 0 | 562 | 0 | 215 | 1389 | 0 | 977 | 1200 | 0 | 462 | 0 | 0 | 0 | 0 | 0 | 0 | 0 | 0 | 0
2040-07-15 | 3 | 32.2 | -15711 | -162 | -762 | 0 | 0 | 0 | 528 | 0 | 220 | 411 | 52 | 335 | 5330 | 3273 | 1715 | 0 | 553 | 0 | 215 | 1353 | 0 | 986 | 1200 | 0 | 462 | 0 | 0 | 0 | 0 | 0 | 0 | 0 | 0 | 0
2040-07-15 | 4 | 33.86 | -15747 | -193 | -683 | 0 | 0 | 0 | 528 | 0 | 220 | 411 | 52 | 335 | 5844 | 3273 | 1705 | 0 | 538 | 0 | 211 | 1317 | 0 | 527 | 1200 | 0 | 462 | 0 | 0 | 0 | 0 | 0 | 0 | 0 | 0 | 0
2040-07-15 | 5 | 36.41 | -16414 | -211 | -683 | 0 | 0 | 0 | 528 | 0 | 220 | 482 | 52 | 335 | 6772 | 3273 | 1442 | 0 | 510 | 0 | 207 | 1299 | 0 | 525 | 1200 | 0 | 462 | 0 | 0 | 0 | 0 | 0 | 0 | 0 | 0 | 0
2040-07-15 | 6 | 39.65 | -18072 | -247 | -709 | 0 | 0 | 0 | 528 | 0 | 220 | 671 | 52 | 335 | 8632 | 3273 | 1093 | 0 | 517 | 57 | 205 | 1290 | 0 | 491 | 1200 | 0 | 462 | 0 | 0 | 0 | 0 | 0 | 0 | 0 | 0 | 0
2040-07-15 | 7 | 41.87 | -20074 | -270 | -788 | 0 | 0 | 0 | 528 | 0 | 220 | 886 | 52 | 335 | 10204 | 3273 | 891 | 0 | 488 | 676 | 207 | 1301 | 0 | 407 | 1200 | 0 | 462 | 0 | 0 | 0 | 0 | 0 | 0 | 0 | 0 | 0
2040-07-15 | 8 | 41.07 | -21455 | -211 | -919 | 0 | 0 | 0 | 687 | 0 | 220 | 886 | 52 | 335 | 10232 | 3273 | 821 | 0 | 415 | 2118 | 216 | 1313 | 0 | 354 | 1200 | 0 | 462 | 0 | 0 | 0 | 0 | 0 | 0 | 0 | 0 | 0
2040-07-15 | 9 | 38.38 | -22575 | -175 | -1103 | 0 | 0 | 0 | 1585 | 0 | 220 | 615 | 52 | 335 | 8695 | 3273 | 707 | 0 | 393 | 4419 | 215 | 1364 | 0 | 319 | 1200 | 0 | 462 | 0 | 0 | 0 | 0 | 0 | 0 | 0 | 0 | 0
2040-07-15 | 10 | 35.74 | -23933 | -135 | -1313 | 0 | 0 | 0 | 2341 | 0 | 220 | 468 | 52 | 335 | 6994 | 3273 | 703 | 0 | 451 | 6982 | 215 | 1404 | 0 | 281 | 1200 | 0 | 462 | 0 | 0 | 0 | 0 | 0 | 0 | 0 | 0 | 0
2040-07-15 | 11 | 30.98 | -24826 | -103 | -1182 | 0 | 0 | -446 | 3059 | 0 | 220 | 410 | 52 | 335 | 5143 | 3273 | 577 | 0 | 487 | 9437 | 215 | 1425 | 0 | 262 | 1200 | 0 | 462 | 0 | 0 | 0 | 0 | 0 | 0 | 0 | 0 | 0
2040-07-15 | 12 | 30.98 | -25503 | -94 | -1313 | 0 | 0 | -1598 | 3657 | 0 | 220 | 410 | 52 | 335 | 4943 | 3273 | 569 | 0 | 467 | 10989 | 215 | 1446 | 0 | 271 | 1200 | 0 | 462 | 0 | 0 | 0 | 0 | 0 | 0 | 0 | 0 | 0
2040-07-15 | 13 | 30.98 | -26178 | -85 | -1418 | 0 | 0 | -1608 | 4111 | 0 | 220 | 410 | 52 | 335 | 4839 | 3273 | 407 | 0 | 460 | 11566 | 215 | 1463 | 0 | 276 | 1200 | 0 | 462 | 0 | 0 | 0 | 0 | 0 | 0 | 0 | 0 | 0
2040-07-15 | 14 | 30.98 | -26686 | -81 | -1471 | 0 | 0 | -1567 | 4539 | 0 | 220 | 410 | 52 | 335 | 4831 | 3273 | 332 | 0 | 452 | 11721 | 215 | 1463 | 0 | 299 | 1200 | 0 | 462 | 0 | 0 | 0 | 0 | 0 | 0 | 0 | 0 | 0
2040-07-15 | 15 | 30.98 | -27165 | -76 | -1523 | 0 | 0 | -580 | 4872 | 0 | 220 | 410 | 52 | 335 | 4827 | 3273 | 265 | 0 | 407 | 11024 | 215 | 1475 | 0 | 308 | 1200 | 0 | 462 | 0 | 0 | 0 | 0 | 0 | 0 | 0 | 0 | 0
2040-07-15 | 16 | 36.47 | -27464 | -76 | -1444 | 0 | 0 | 0 | 5110 | 0 | 220 | 410 | 52 | 335 | 6028 | 3273 | 294 | 0 | 381 | 9215 | 215 | 1487 | 0 | 302 | 1200 | 0 | 462 | 0 | 0 | 0 | 0 | 0 | 0 | 0 | 0 | 0
2040-07-15 | 17 | 41.78 | -27390 | -76 | -1444 | 0 | 0 | 0 | 5284 | 0 | 220 | 483 | 52 | 335 | 8335 | 3273 | 330 | 0 | 375 | 6544 | 212 | 1490 | 0 | 315 | 1200 | 0 | 462 | 0 | 0 | 0 | 0 | 0 | 0 | 0 | 0 | 0
2040-07-15 | 18 | 41.87 | -26637 | -76 | -1471 | 0 | 0 | 990 | 5252 | 0 | 220 | 845 | 52 | 335 | 8959 | 3273 | 502 | 0 | 351 | 3701 | 215 | 1475 | 0 | 350 | 1200 | 0 | 462 | 0 | 0 | 0 | 0 | 0 | 0 | 0 | 0 | 0
2040-07-15 | 19 | 41.87 | -25501 | -76 | -1523 | 0 | 0 | 1453 | 4824 | 0 | 220 | 974 | 52 | 335 | 9447 | 3273 | 739 | 0 | 326 | 1710 | 215 | 1484 | 0 | 385 | 1200 | 0 | 462 | 0 | 0 | 0 | 0 | 0 | 0 | 0 | 0 | 0
2040-07-15 | 20 | 41.87 | -24597 | -76 | -1418 | 0 | 0 | 1121 | 4079 | 0 | 300 | 977 | 52 | 335 | 10251 | 3273 | 1139 | 0 | 286 | 509 | 215 | 1479 | 0 | 412 | 1200 | 0 | 462 | 0 | 0 | 0 | 0 | 0 | 0 | 0 | 0 | 0
2040-07-15 | 21 | 41.87 | -23316 | -90 | -1339 | 0 | 0 | 727 | 3509 | 0 | 300 | 977 | 52 | 335 | 10249 | 3273 | 1210 | 0 | 297 | 25 | 215 | 1500 | 0 | 413 | 1200 | 0 | 462 | 0 | 0 | 0 | 0 | 0 | 0 | 0 | 0 | 0
2040-07-15 | 22 | 38.85 | -20945 | -121 | -1208 | 0 | 0 | 0 | 2679 | 0 | 300 | 773 | 52 | 335 | 9218 | 3273 | 1525 | 0 | 280 | 0 | 215 | 1499 | 0 | 463 | 1200 | 0 | 462 | 0 | 0 | 0 | 0 | 0 | 0 | 0 | 0 | 0
2040-07-15 | 23 | 37.91 | -18663 | -144 | -1208 | 0 | 0 | 0 | 1263 | 0 | 300 | 671 | 52 | 335 | 8396 | 3273 | 1565 | 0 | 276 | 0 | 215 | 1491 | 0 | 515 | 1200 | 0 | 462 | 0 | 0 | 0 | 0 | 0 | 0 | 0 | 0 | 0
2040-07-15 | 24 | 37.2 | -17275 | -175 | -1103 | 0 | 0 | 0 | 528 | 0 | 300 | 483 | 52 | 335 | 7828 | 3273 | 1707 | 0 | 240 | 0 | 217 | 1469 | 0 | 459 | 1200 | 0 | 462 | 0 | 0 | 0 | 0 | 0 | 0 | 0 | 0 | 0
2040-07-16 | 1 | 32.2 | -16192 | -193 | -735 | 0 | 0 | 0 | 528 | 0 | 300 | 468 | 52 | 335 | 5750 | 3273 | 1918 | 0 | 229 | 0 | 215 | 1428 | 0 | 961 | 1200 | 0 | 462 | 0 | 0 | 0 | 0 | 0 | 0 | 0 | 0 | 0
2040-07-16 | 2 | 32.09 | -15512 | -211 | -657 | 0 | 0 | -591 | 528 | 0 | 300 | 410 | 52 | 335 | 5228 | 3273 | 2381 | 0 | 221 | 0 | 215 | 1389 | 0 | 977 | 1200 | 0 | 462 | 0 | 0 | 0 | 0 | 0 | 0 | 0 | 0 | 0
2040-07-16 | 3 | 32.09 | -15095 | -229 | -578 | 0 | 0 | -985 | 528 | 0 | 300 | 410 | 52 | 335 | 5155 | 3273 | 2411 | 0 | 206 | 0 | 215 | 1353 | 0 | 986 | 1200 | 0 | 462 | 0 | 0 | 0 | 0 | 0 | 0 | 0 | 0 | 0
2040-07-16 | 4 | 32.09 | -15190 | -247 | -551 | 0 | 0 | -55 | 528 | 0 | 300 | 410 | 52 | 335 | 5016 | 3273 | 2207 | 0 | 205 | 0 | 211 | 1317 | 0 | 527 | 1200 | 0 | 462 | 0 | 0 | 0 | 0 | 0 | 0 | 0 | 0 | 0
2040-07-16 | 5 | 35.52 | -15873 | -270 | -525 | 0 | 0 | 0 | 528 | 0 | 300 | 411 | 52 | 335 | 5802 | 3273 | 2100 | 0 | 173 | 0 | 207 | 1299 | 0 | 525 | 1200 | 0 | 462 | 0 | 0 | 0 | 0 | 0 | 0 | 0 | 0 | 0
2040-07-16 | 6 | 39.08 | -17463 | -315 | -551 | 0 | 0 | 0 | 528 | 0 | 300 | 483 | 52 | 335 | 7733 | 3273 | 1764 | 0 | 160 | 52 | 205 | 1290 | 0 | 491 | 1200 | 0 | 462 | 0 | 0 | 0 | 0 | 0 | 0 | 0 | 0 | 0
2040-07-16 | 7 | 43.37 | -19416 | -315 | -709 | 0 | 0 | 234 | 528 | 0 | 300 | 780 | 52 | 335 | 8853 | 3273 | 1667 | 0 | 111 | 729 | 207 | 1301 | 0 | 407 | 1200 | 0 | 462 | 0 | 0 | 0 | 0 | 0 | 0 | 0 | 0 | 0
2040-07-16 | 8 | 43.37 | -20968 | -247 | -867 | 0 | 0 | 600 | 528 | 0 | 300 | 886 | 52 | 335 | 9343 | 3273 | 1125 | 0 | 86 | 2006 | 216 | 1313 | 0 | 354 | 1200 | 0 | 462 | 0 | 0 | 0 | 0 | 0 | 0 | 0 | 0 | 0
2040-07-16 | 9 | 40.99 | -22431 | -162 | -1050 | 0 | 0 | 0 | 814 | 0 | 300 | 821 | 52 | 335 | 9343 | 3273 | 940 | 0 | 57 | 4147 | 215 | 1364 | 0 | 319 | 1200 | 0 | 462 | 0 | 0 | 0 | 0 | 0 | 0 | 0 | 0 | 0
2040-07-16 | 10 | 38.51 | -24078 | -135 | -1234 | 0 | 0 | 0 | 1738 | 0 | 300 | 528 | 52 | 335 | 8283 | 3273 | 625 | 0 | 50 | 6700 | 215 | 1404 | 0 | 281 | 1200 | 0 | 462 | 0 | 0 | 0 | 0 | 0 | 0 | 0 | 0 | 0
2040-07-16 | 11 | 35.52 | -25604 | -103 | -1182 | 0 | 0 | 0 | 2642 | 0 | 300 | 411 | 52 | 335 | 6570 | 3273 | 532 | 0 | 79 | 9131 | 215 | 1425 | 0 | 262 | 1200 | 0 | 462 | 0 | 0 | 0 | 0 | 0 | 0 | 0 | 0 | 0
2040-07-16 | 12 | 32.09 | -26372 | -81 | -1024 | 0 | 0 | -118 | 3419 | 0 | 300 | 410 | 52 | 335 | 5363 | 3273 | 622 | 0 | 128 | 10099 | 215 | 1446 | 0 | 271 | 1200 | 0 | 462 | 0 | 0 | 0 | 0 | 0 | 0 | 0 | 0 | 0
2040-07-16 | 13 | 35.52 | -27387 | -76 | -1339 | 0 | 0 | 0 | 4026 | 0 | 300 | 411 | 52 | 335 | 6511 | 3273 | 534 | 0 | 157 | 9587 | 215 | 1463 | 0 | 276 | 1200 | 0 | 462 | 0 | 0 | 0 | 0 | 0 | 0 | 0 | 0 | 0
2040-07-16 | 14 | 35.67 | -28182 | -76 | -1313 | 0 | 0 | 0 | 4597 | 0 | 300 | 411 | 52 | 335 | 6637 | 3273 | 605 | 0 | 212 | 9510 | 215 | 1463 | 0 | 299 | 1200 | 0 | 462 | 0 | 0 | 0 | 0 | 0 | 0 | 0 | 0 | 0
2040-07-16 | 15 | 35.52 | -28210 | -76 | -1182 | 0 | 0 | 0 | 4978 | 0 | 300 | 468 | 52 | 335 | 6568 | 3273 | 1043 | 0 | 260 | 8531 | 215 | 1475 | 0 | 308 | 1200 | 0 | 462 | 0 | 0 | 0 | 0 | 0 | 0 | 0 | 0 | 0
2040-07-16 | 16 | 37.91 | -27941 | -85 | -1549 | 0 | 0 | 0 | 5194 | 0 | 300 | 483 | 52 | 335 | 7874 | 3273 | 1142 | 0 | 298 | 6959 | 215 | 1487 | 0 | 302 | 1200 | 0 | 462 | 0 | 0 | 0 | 0 | 0 | 0 | 0 | 0 | 0
2040-07-16 | 17 | 39.31 | -27564 | -85 | -1996 | 0 | 0 | 0 | 5284 | 0 | 300 | 776 | 52 | 335 | 9099 | 3273 | 1427 | 0 | 317 | 5103 | 212 | 1490 | 0 | 315 | 1200 | 0 | 462 | 0 | 0 | 0 | 0 | 0 | 0 | 0 | 0 | 0
2040-07-16 | 18 | 42.62 | -27258 | -85 | -2390 | 0 | 0 | 0 | 5284 | 0 | 300 | 977 | 52 | 335 | 10523 | 3273 | 1730 | 0 | 330 | 3226 | 215 | 1475 | 0 | 350 | 1200 | 0 | 462 | 0 | 0 | 0 | 0 | 0 | 0 | 0 | 0 | 0
2040-07-16 | 19 | 43.37 | -27086 | -85 | -2285 | 0 | 0 | 354 | 5052 | 0 | 313 | 1221 | 52 | 335 | 10652 | 3273 | 2425 | 0 | 337 | 1696 | 215 | 1484 | 0 | 385 | 1200 | 0 | 462 | 0 | 0 | 0 | 0 | 0 | 0 | 0 | 0 | 0
2040-07-16 | 20 | 43.37 | -26491 | -76 | -1602 | 0 | 0 | 106 | 4571 | 0 | 313 | 1221 | 52 | 335 | 10630 | 3273 | 2987 | 0 | 390 | 524 | 215 | 1479 | 0 | 412 | 1200 | 0 | 462 | 0 | 0 | 0 | 0 | 0 | 0 | 0 | 0 | 0
2040-07-16 | 21 | 41.09 | -25617 | -76 | -1471 | 0 | 0 | 0 | 4148 | 0 | 313 | 1075 | 52 | 335 | 10289 | 3273 | 3436 | 0 | 433 | 19 | 215 | 1500 | 0 | 413 | 1200 | 0 | 462 | 0 | 0 | 0 | 0 | 0 | 0 | 0 | 0 | 0
2040-07-16 | 22 | 37.79 | -23545 | -81 | -1234 | 0 | 0 | 0 | 3509 | 0 | 313 | 853 | 52 | 335 | 8240 | 3273 | 3927 | 0 | 518 | 0 | 215 | 1499 | 0 | 463 | 1200 | 0 | 462 | 0 | 0 | 0 | 0 | 0 | 0 | 0 | 0 | 0
2040-07-16 | 23 | 36.03 | -21467 | -85 | -1024 | 0 | 0 | 0 | 2182 | 0 | 313 | 715 | 52 | 335 | 7202 | 3273 | 4097 | 0 | 524 | 0 | 215 | 1491 | 0 | 515 | 1200 | 0 | 462 | 0 | 0 | 0 | 0 | 0 | 0 | 0 | 0 | 0
2040-07-16 | 24 | 35.68 | -19879 | -90 | -840 | 0 | 0 | 0 | 888 | 0 | 313 | 622 | 52 | 335 | 6935 | 3273 | 4040 | 0 | 544 | 0 | 217 | 1469 | 0 | 459 | 1200 | 0 | 462 | 0 | 0 | 0 | 0 | 0 | 0 | 0 | 0 | 0
2040-07-17 | 1 | 32.92 | -18879 | -103 | -735 | 0 | 0 | 0 | 528 | 0 | 313 | 483 | 52 | 335 | 5884 | 3273 | 4054 | 0 | 529 | 0 | 215 | 1428 | 0 | 961 | 1200 | 0 | 462 | 0 | 0 | 0 | 0 | 0 | 0 | 0 | 0 | 0
2040-07-17 | 2 | 32.2 | -18266 | -103 | -657 | 0 | 0 | 0 | 528 | 0 | 313 | 482 | 52 | 335 | 5298 | 3273 | 3976 | 0 | 524 | 0 | 215 | 1389 | 0 | 977 | 1200 | 0 | 462 | 0 | 0 | 0 | 0 | 0 | 0 | 0 | 0 | 0
2040-07-17 | 3 | 32.09 | -17961 | -103 | -578 | 0 | 0 | -109 | 528 | 0 | 300 | 468 | 52 | 335 | 5088 | 3273 | 3981 | 0 | 509 | 0 | 215 | 1353 | 0 | 986 | 1200 | 0 | 462 | 0 | 0 | 0 | 0 | 0 | 0 | 0 | 0 | 0
2040-07-17 | 4 | 34.88 | -18162 | -112 | -551 | 0 | 0 | 0 | 528 | 0 | 300 | 482 | 52 | 335 | 5737 | 3273 | 3931 | 0 | 470 | 0 | 211 | 1317 | 0 | 527 | 1200 | 0 | 462 | 0 | 0 | 0 | 0 | 0 | 0 | 0 | 0 | 0
2040-07-17 | 5 | 37.86 | -19078 | -112 | -525 | 0 | 0 | 0 | 528 | 0 | 300 | 528 | 52 | 335 | 6898 | 3273 | 3671 | 0 | 436 | 0 | 207 | 1299 | 0 | 525 | 1200 | 0 | 462 | 0 | 0 | 0 | 0 | 0 | 0 | 0 | 0 | 0
2040-07-17 | 6 | 41.62 | -20916 | -112 | -551 | 0 | 0 | 0 | 528 | 0 | 300 | 845 | 52 | 335 | 8473 | 3273 | 3643 | 0 | 448 | 34 | 205 | 1290 | 0 | 491 | 1200 | 0 | 462 | 0 | 0 | 0 | 0 | 0 | 0 | 0 | 0 | 0
2040-07-17 | 7 | 42.32 | -22856 | -112 | -709 | 0 | 0 | 0 | 528 | 0 | 300 | 977 | 52 | 335 | 9548 | 3273 | 4202 | 0 | 393 | 491 | 207 | 1301 | 0 | 407 | 1200 | 0 | 462 | 0 | 0 | 0 | 0 | 0 | 0 | 0 | 0 | 0
2040-07-17 | 8 | 43.37 | -24169 | -103 | -867 | 0 | 0 | 81 | 608 | 0 | 300 | 1133 | 52 | 335 | 10086 | 3273 | 4196 | 0 | 312 | 1218 | 216 | 1313 | 0 | 354 | 1200 | 0 | 462 | 0 | 0 | 0 | 0 | 0 | 0 | 0 | 0 | 0
2040-07-17 | 9 | 41.87 | -25160 | -90 | -1050 | 0 | 0 | 0 | 1379 | 0 | 300 | 977 | 52 | 335 | 9754 | 3273 | 4440 | 0 | 263 | 1966 | 215 | 1364 | 0 | 319 | 1200 | 0 | 462 | 0 | 0 | 0 | 0 | 0 | 0 | 0 | 0 | 0
2040-07-17 | 10 | 39.77 | -26780 | -90 | -1234 | 0 | 0 | 0 | 1987 | 0 | 300 | 977 | 52 | 335 | 9725 | 3273 | 4319 | 0 | 237 | 3337 | 215 | 1404 | 0 | 281 | 1200 | 0 | 462 | 0 | 0 | 0 | 0 | 0 | 0 | 0 | 0 | 0
2040-07-17 | 11 | 37.91 | -28491 | -81 | -1182 | 0 | 0 | 0 | 2822 | 0 | 300 | 886 | 52 | 335 | 8402 | 3273 | 4378 | 0 | 225 | 5516 | 215 | 1425 | 0 | 262 | 1200 | 0 | 462 | 0 | 0 | 0 | 0 | 0 | 0 | 0 | 0 | 0
2040-07-17 | 12 | 35.93 | -29643 | -76 | -1024 | 0 | 0 | 0 | 3641 | 0 | 300 | 671 | 52 | 335 | 7132 | 3273 | 4267 | 0 | 229 | 7250 | 215 | 1446 | 0 | 271 | 1200 | 0 | 462 | 0 | 0 | 0 | 0 | 0 | 0 | 0 | 0 | 0
2040-07-17 | 13 | 36.05 | -30718 | -81 | -1339 | 0 | 0 | 0 | 4402 | 0 | 300 | 699 | 52 | 335 | 7275 | 3273 | 4269 | 0 | 228 | 7688 | 215 | 1463 | 0 | 276 | 1200 | 0 | 462 | 0 | 0 | 0 | 0 | 0 | 0 | 0 | 0 | 0
2040-07-17 | 14 | 34.98 | -31461 | -94 | -1313 | 0 | 0 | 0 | 4962 | 0 | 300 | 517 | 52 | 335 | 6634 | 3273 | 4210 | 0 | 209 | 8737 | 215 | 1463 | 0 | 299 | 1200 | 0 | 462 | 0 | 0 | 0 | 0 | 0 | 0 | 0 | 0 | 0
2040-07-17 | 15 | 36.51 | -30807 | -94 | -1182 | 0 | 0 | 0 | 5284 | 0 | 300 | 721 | 52 | 335 | 7448 | 3273 | 3837 | 0 | 212 | 6960 | 215 | 1475 | 0 | 308 | 1200 | 0 | 462 | 0 | 0 | 0 | 0 | 0 | 0 | 0 | 0 | 0
2040-07-17 | 16 | 38.04 | -29481 | -103 | -1549 | 0 | 0 | 0 | 5110 | 0 | 300 | 886 | 52 | 335 | 8574 | 3273 | 3950 | 0 | 225 | 4762 | 215 | 1487 | 0 | 302 | 1200 | 0 | 462 | 0 | 0 | 0 | 0 | 0 | 0 | 0 | 0 | 0
2040-07-17 | 17 | 40.27 | -28100 | -90 | -1996 | 0 | 0 | 0 | 4624 | 0 | 300 | 977 | 52 | 335 | 9903 | 3273 | 4098 | 0 | 242 | 2703 | 212 | 1490 | 0 | 315 | 1200 | 0 | 462 | 0 | 0 | 0 | 0 | 0 | 0 | 0 | 0 | 0
2040-07-17 | 18 | 41.69 | -27124 | -76 | -2390 | 0 | 0 | 0 | 4090 | 0 | 313 | 1269 | 52 | 335 | 10602 | 3273 | 4471 | 0 | 245 | 1237 | 215 | 1475 | 0 | 350 | 1200 | 0 | 462 | 0 | 0 | 0 | 0 | 0 | 0 | 0 | 0 | 0
2040-07-17 | 19 | 42.82 | -26848 | -90 | -2285 | 0 | 0 | 0 | 3535 | 0 | 313 | 1317 | 52 | 335 | 11148 | 3273 | 4603 | 0 | 234 | 666 | 215 | 1484 | 0 | 385 | 1200 | 0 | 462 | 0 | 0 | 0 | 0 | 0 | 0 | 0 | 0 | 0
2040-07-17 | 20 | 42.12 | -26195 | -103 | -1602 | 0 | 0 | 0 | 3059 | 0 | 313 | 1283 | 52 | 335 | 10923 | 3273 | 4422 | 0 | 213 | 257 | 215 | 1479 | 0 | 412 | 1200 | 0 | 462 | 0 | 0 | 0 | 0 | 0 | 0 | 0 | 0 | 0
2040-07-17 | 21 | 40.88 | -25050 | -103 | -1471 | 0 | 0 | 0 | 2642 | 0 | 313 | 1269 | 52 | 335 | 10263 | 3273 | 4408 | 0 | 267 | 11 | 215 | 1500 | 0 | 413 | 1200 | 0 | 462 | 0 | 0 | 0 | 0 | 0 | 0 | 0 | 0 | 0
2040-07-17 | 22 | 38.72 | -23086 | -112 | -1234 | 0 | 0 | 0 | 1918 | 0 | 313 | 974 | 52 | 335 | 9101 | 3273 | 4329 | 0 | 298 | 0 | 215 | 1499 | 0 | 463 | 1200 | 0 | 462 | 0 | 0 | 0 | 0 | 0 | 0 | 0 | 0 | 0
2040-07-17 | 23 | 37.46 | -21149 | -121 | -1024 | 0 | 0 | 0 | 766 | 0 | 313 | 867 | 52 | 335 | 8086 | 3273 | 4420 | 0 | 299 | 0 | 215 | 1491 | 0 | 515 | 1200 | 0 | 462 | 0 | 0 | 0 | 0 | 0 | 0 | 0 | 0 | 0
2040-07-17 | 24 | 36.27 | -19709 | -121 | -840 | 0 | 0 | 0 | 528 | 0 | 313 | 679 | 52 | 335 | 7019 | 3273 | 4377 | 0 | 286 | 0 | 217 | 1469 | 0 | 459 | 1200 | 0 | 462 | 0 | 0 | 0 | 0 | 0 | 0 | 0 | 0 | 0
2040-07-18 | 1 | 30.74 | -18680 | -121 | -735 | 0 | 0 | -666 | 2256 | 0 | 313 | 411 | 52 | 335 | 4999 | 3273 | 3996 | 0 | 302 | 0 | 215 | 1428 | 0 | 961 | 1200 | 0 | 462 | 0 | 0 | 0 | 0 | 0 | 0 | 0 | 0 | 0
2040-07-18 | 2 | 30.74 | -18075 | -121 | -657 | 0 | 0 | -119 | 1495 | 0 | 300 | 468 | 52 | 335 | 4934 | 3273 | 3596 | 0 | 275 | 0 | 215 | 1389 | 0 | 977 | 1200 | 0 | 462 | 0 | 0 | 0 | 0 | 0 | 0 | 0 | 0 | 0
2040-07-18 | 3 | 33.5 | -17735 | -121 | -578 | 0 | 0 | 0 | 1030 | 0 | 300 | 482 | 52 | 335 | 5349 | 3273 | 3126 | 0 | 271 | 0 | 215 | 1353 | 0 | 986 | 1200 | 0 | 462 | 0 | 0 | 0 | 0 | 0 | 0 | 0 | 0 | 0
2040-07-18 | 4 | 37.86 | -17923 | -135 | -551 | 0 | 0 | 0 | 793 | 0 | 300 | 483 | 52 | 335 | 6816 | 3273 | 2581 | 0 | 259 | 0 | 211 | 1317 | 0 | 527 | 1200 | 0 | 462 | 0 | 0 | 0 | 0 | 0 | 0 | 0 | 0 | 0
2040-07-18 | 5 | 39.6 | -18765 | -135 | -525 | 0 | 0 | 0 | 914 | 0 | 300 | 622 | 52 | 335 | 7554 | 3273 | 2423 | 0 | 258 | 0 | 207 | 1299 | 0 | 525 | 1200 | 0 | 462 | 0 | 0 | 0 | 0 | 0 | 0 | 0 | 0 | 0
2040-07-18 | 6 | 39.08 | -20282 | -144 | -551 | 0 | 0 | 0 | 1532 | 0 | 300 | 770 | 52 | 335 | 8305 | 3273 | 2468 | 0 | 255 | 38 | 205 | 1290 | 0 | 491 | 1200 | 0 | 462 | 0 | 0 | 0 | 0 | 0 | 0 | 0 | 0 | 0
2040-07-18 | 7 | 38.72 | -21745 | -144 | -709 | 0 | 0 | 0 | 2705 | 0 | 300 | 776 | 52 | 335 | 8215 | 3273 | 2756 | 0 | 220 | 389 | 207 | 1301 | 0 | 407 | 1200 | 0 | 462 | 0 | 0 | 0 | 0 | 0 | 0 | 0 | 0 | 0
2040-07-18 | 8 | 36.77 | -22430 | -162 | -867 | 0 | 0 | 0 | 3836 | 0 | 300 | 699 | 52 | 335 | 7474 | 3273 | 2855 | 0 | 184 | 904 | 216 | 1313 | 0 | 354 | 1200 | 0 | 462 | 0 | 0 | 0 | 0 | 0 | 0 | 0 | 0 | 0
2040-07-18 | 9 | 36.51 | -22786 | -162 | -1050 | 0 | 0 | 0 | 4417 | 0 | 300 | 656 | 52 | 335 | 7387 | 3273 | 2293 | 0 | 119 | 1605 | 215 | 1364 | 0 | 319 | 1200 | 0 | 462 | 0 | 0 | 0 | 0 | 0 | 0 | 0 | 0 | 0
2040-07-18 | 10 | 35.62 | -23346 | -162 | -1234 | 0 | 0 | 0 | 4787 | 0 | 300 | 505 | 52 | 335 | 6826 | 3273 | 2305 | 0 | 80 | 2715 | 215 | 1404 | 0 | 281 | 1200 | 0 | 462 | 0 | 0 | 0 | 0 | 0 | 0 | 0 | 0 | 0
2040-07-18 | 11 | 32.2 | -23703 | -175 | -1182 | 0 | 0 | 0 | 5152 | 0 | 300 | 468 | 52 | 335 | 5653 | 3273 | 2024 | 0 | 56 | 4182 | 215 | 1425 | 0 | 262 | 1200 | 0 | 462 | 0 | 0 | 0 | 0 | 0 | 0 | 0 | 0 | 0
2040-07-18 | 12 | 30.74 | -23314 | -162 | -1024 | 0 | 0 | -95 | 5279 | 0 | 300 | 410 | 52 | 335 | 5149 | 3273 | 1719 | 0 | 48 | 4436 | 215 | 1446 | 0 | 271 | 1200 | 0 | 462 | 0 | 0 | 0 | 0 | 0 | 0 | 0 | 0 | 0
2040-07-18 | 13 | 32.34 | -23451 | -162 | -1339 | 0 | 0 | 0 | 5205 | 0 | 300 | 411 | 52 | 335 | 5622 | 3273 | 1412 | 0 | 32 | 4695 | 215 | 1463 | 0 | 276 | 1200 | 0 | 462 | 0 | 0 | 0 | 0 | 0 | 0 | 0 | 0 | 0
2040-07-18 | 14 | 30.74 | -23502 | -144 | -1313 | 0 | 0 | -78 | 5284 | 0 | 300 | 410 | 52 | 335 | 5117 | 3273 | 1027 | 0 | 33 | 5566 | 215 | 1463 | 0 | 299 | 1200 | 0 | 462 | 0 | 0 | 0 | 0 | 0 | 0 | 0 | 0 | 0
2040-07-18 | 15 | 30.74 | -22919 | -135 | -1182 | 0 | 0 | -649 | 5221 | 0 | 300 | 410 | 52 | 335 | 4684 | 3273 | 1045 | 0 | 29 | 5875 | 215 | 1475 | 0 | 308 | 1200 | 0 | 462 | 0 | 0 | 0 | 0 | 0 | 0 | 0 | 0 | 0
2040-07-18 | 16 | 31.49 | -22358 | -135 | -1549 | 0 | 0 | 0 | 5052 | 0 | 300 | 410 | 52 | 335 | 4581 | 3273 | 778 | 0 | 39 | 5557 | 215 | 1487 | 0 | 302 | 1200 | 0 | 462 | 0 | 0 | 0 | 0 | 0 | 0 | 0 | 0 | 0
2040-07-18 | 17 | 38.93 | -21642 | -135 | -1996 | 0 | 0 | 0 | 4962 | 0 | 300 | 468 | 52 | 335 | 6794 | 3273 | 754 | 0 | 39 | 3117 | 212 | 1490 | 0 | 315 | 1200 | 0 | 462 | 0 | 0 | 0 | 0 | 0 | 0 | 0 | 0 | 0
2040-07-18 | 18 | 41.55 | -21236 | -144 | -2390 | 0 | 0 | 524 | 4734 | 0 | 300 | 622 | 52 | 335 | 7787 | 3273 | 722 | 0 | 42 | 1676 | 215 | 1475 | 0 | 350 | 1200 | 0 | 462 | 0 | 0 | 0 | 0 | 0 | 0 | 0 | 0 | 0
2040-07-18 | 19 | 41.55 | -21262 | -144 | -2285 | 0 | 0 | 662 | 4391 | 0 | 300 | 770 | 52 | 335 | 8429 | 3273 | 771 | 0 | 54 | 907 | 215 | 1484 | 0 | 385 | 1200 | 0 | 462 | 0 | 0 | 0 | 0 | 0 | 0 | 0 | 0 | 0
2040-07-18 | 20 | 41.55 | -21062 | -193 | -1602 | 0 | 0 | 2 | 3989 | 0 | 300 | 770 | 52 | 335 | 8860 | 3273 | 1034 | 0 | 69 | 404 | 215 | 1479 | 0 | 412 | 1200 | 0 | 462 | 0 | 0 | 0 | 0 | 0 | 0 | 0 | 0 | 0
2040-07-18 | 21 | 39.67 | -20457 | -193 | -1471 | 0 | 0 | 0 | 3762 | 0 | 300 | 732 | 52 | 335 | 8741 | 3273 | 972 | 0 | 145 | 17 | 215 | 1500 | 0 | 413 | 1200 | 0 | 462 | 0 | 0 | 0 | 0 | 0 | 0 | 0 | 0 | 0
2040-07-18 | 22 | 38.04 | -18925 | -211 | -1234 | 0 | 0 | 0 | 3186 | 0 | 300 | 528 | 52 | 335 | 7778 | 3273 | 906 | 0 | 173 | 0 | 215 | 1499 | 0 | 463 | 1200 | 0 | 462 | 0 | 0 | 0 | 0 | 0 | 0 | 0 | 0 | 0
2040-07-18 | 23 | 36.05 | -17343 | -211 | -1024 | 0 | 0 | 0 | 1966 | 0 | 300 | 483 | 52 | 335 | 7243 | 3273 | 836 | 0 | 208 | 0 | 215 | 1491 | 0 | 515 | 1200 | 0 | 462 | 0 | 0 | 0 | 0 | 0 | 0 | 0 | 0 | 0
2040-07-18 | 24 | 35.93 | -16145 | -229 | -840 | 0 | 0 | 0 | 761 | 0 | 300 | 482 | 52 | 335 | 6945 | 3273 | 1032 | 0 | 227 | 0 | 217 | 1469 | 0 | 459 | 1200 | 0 | 462 | 0 | 0 | 0 | 0 | 0 | 0 | 0 | 0 | 0
2040-07-19 | 1 | 33.77 | -15347 | -229 | -735 | 0 | 0 | -125 | 528 | 0 | 300 | 468 | 52 | 335 | 5894 | 3273 | 1070 | 0 | 251 | 0 | 215 | 1428 | 0 | 961 | 1200 | 0 | 462 | 0 | 0 | 0 | 0 | 0 | 0 | 0 | 0 | 0
2040-07-19 | 2 | 33.77 | -14958 | -229 | -657 | 0 | 0 | -379 | 528 | 0 | 300 | 411 | 52 | 335 | 5739 | 3273 | 1101 | 0 | 240 | 0 | 215 | 1389 | 0 | 977 | 1200 | 0 | 462 | 0 | 0 | 0 | 0 | 0 | 0 | 0 | 0 | 0
2040-07-19 | 3 | 33.77 | -14780 | -229 | -578 | 0 | 0 | -986 | 528 | 0 | 300 | 410 | 52 | 335 | 5682 | 3273 | 1543 | 0 | 233 | 0 | 215 | 1353 | 0 | 986 | 1200 | 0 | 462 | 0 | 0 | 0 | 0 | 0 | 0 | 0 | 0 | 0
2040-07-19 | 4 | 33.77 | -15037 | -229 | -551 | 0 | 0 | -586 | 528 | 0 | 300 | 410 | 52 | 335 | 5837 | 3273 | 1699 | 0 | 252 | 0 | 211 | 1317 | 0 | 527 | 1200 | 0 | 462 | 0 | 0 | 0 | 0 | 0 | 0 | 0 | 0 | 0
2040-07-19 | 5 | 34.54 | -15917 | -229 | -525 | 0 | 0 | 0 | 528 | 0 | 300 | 468 | 52 | 335 | 6029 | 3273 | 1729 | 0 | 263 | 0 | 207 | 1299 | 0 | 525 | 1200 | 0 | 462 | 0 | 0 | 0 | 0 | 0 | 0 | 0 | 0 | 0
2040-07-19 | 6 | 38.39 | -17443 | -229 | -551 | 0 | 0 | 0 | 528 | 0 | 300 | 558 | 52 | 335 | 7719 | 3273 | 1490 | 0 | 284 | 35 | 205 | 1290 | 0 | 491 | 1200 | 0 | 462 | 0 | 0 | 0 | 0 | 0 | 0 | 0 | 0 | 0
2040-07-19 | 7 | 40.7 | -19179 | -229 | -709 | 0 | 0 | 0 | 528 | 0 | 300 | 806 | 52 | 335 | 8671 | 3273 | 1877 | 0 | 254 | 443 | 207 | 1301 | 0 | 407 | 1200 | 0 | 462 | 0 | 0 | 0 | 0 | 0 | 0 | 0 | 0 | 0
2040-07-19 | 8 | 39.67 | -20504 | -211 | -867 | 0 | 0 | 0 | 528 | 0 | 300 | 886 | 52 | 335 | 9130 | 3273 | 1818 | 0 | 204 | 1510 | 216 | 1313 | 0 | 354 | 1200 | 0 | 462 | 0 | 0 | 0 | 0 | 0 | 0 | 0 | 0 | 0
2040-07-19 | 9 | 40.58 | -21698 | -175 | -1050 | 0 | 0 | 0 | 528 | 0 | 300 | 845 | 52 | 335 | 9445 | 3273 | 1054 | 0 | 140 | 3391 | 215 | 1364 | 0 | 319 | 1200 | 0 | 462 | 0 | 0 | 0 | 0 | 0 | 0 | 0 | 0 | 0
2040-07-19 | 10 | 38.85 | -23413 | -144 | -1234 | 0 | 0 | 0 | 592 | 0 | 300 | 721 | 52 | 335 | 9185 | 3273 | 509 | 0 | 117 | 6144 | 215 | 1404 | 0 | 281 | 1200 | 0 | 462 | 0 | 0 | 0 | 0 | 0 | 0 | 0 | 0 | 0
2040-07-19 | 11 | 36.63 | -25300 | -121 | -1182 | 0 | 0 | 0 | 1495 | 0 | 300 | 482 | 52 | 335 | 7563 | 3273 | 497 | 0 | 118 | 8922 | 215 | 1425 | 0 | 262 | 1200 | 0 | 462 | 0 | 0 | 0 | 0 | 0 | 0 | 0 | 0 | 0
2040-07-19 | 12 | 34.45 | -26534 | -94 | -1024 | 0 | 0 | 0 | 2425 | 0 | 300 | 410 | 52 | 335 | 6188 | 3273 | 333 | 0 | 153 | 10589 | 215 | 1446 | 0 | 271 | 1200 | 0 | 462 | 0 | 0 | 0 | 0 | 0 | 0 | 0 | 0 | 0
2040-07-19 | 13 | 35.41 | -28083 | -85 | -1339 | 0 | 0 | 0 | 3250 | 0 | 300 | 411 | 52 | 335 | 6704 | 3273 | 268 | 0 | 194 | 11105 | 215 | 1463 | 0 | 276 | 1200 | 0 | 462 | 0 | 0 | 0 | 0 | 0 | 0 | 0 | 0 | 0
2040-07-19 | 14 | 36.03 | -29405 | -76 | -1313 | 0 | 0 | 0 | 4079 | 0 | 300 | 468 | 52 | 335 | 7170 | 3273 | 274 | 0 | 259 | 10945 | 215 | 1463 | 0 | 299 | 1200 | 0 | 462 | 0 | 0 | 0 | 0 | 0 | 0 | 0 | 0 | 0
2040-07-19 | 15 | 37.79 | -29779 | -85 | -1182 | 0 | 0 | 0 | 4734 | 0 | 300 | 483 | 52 | 335 | 8185 | 3273 | 420 | 0 | 318 | 9285 | 215 | 1475 | 0 | 308 | 1200 | 0 | 462 | 0 | 0 | 0 | 0 | 0 | 0 | 0 | 0 | 0
2040-07-19 | 16 | 38.72 | -29618 | -94 | -1549 | 0 | 0 | 0 | 5120 | 0 | 300 | 716 | 52 | 335 | 8983 | 3273 | 676 | 0 | 364 | 7775 | 215 | 1487 | 0 | 302 | 1200 | 0 | 462 | 0 | 0 | 0 | 0 | 0 | 0 | 0 | 0 | 0
2040-07-19 | 17 | 41.55 | -29282 | -94 | -1996 | 0 | 0 | 0 | 5263 | 0 | 300 | 934 | 52 | 335 | 10480 | 3273 | 1040 | 0 | 403 | 5612 | 212 | 1490 | 0 | 315 | 1200 | 0 | 462 | 0 | 0 | 0 | 0 | 0 | 0 | 0 | 0 | 0
2040-07-19 | 18 | 44.62 | -28832 | -94 | -2390 | 0 | 0 | 0 | 5284 | 0 | 313 | 1221 | 52 | 335 | 11624 | 3273 | 1527 | 0 | 391 | 3593 | 215 | 1475 | 0 | 350 | 1200 | 0 | 462 | 0 | 0 | 0 | 0 | 0 | 0 | 0 | 0 | 0
2040-07-19 | 19 | 45.63 | -28595 | -94 | -2285 | 0 | 0 | 736 | 4983 | 0 | 313 | 1317 | 52 | 335 | 11983 | 3273 | 2164 | 0 | 392 | 1680 | 215 | 1484 | 0 | 385 | 1200 | 0 | 462 | 0 | 0 | 0 | 0 | 0 | 0 | 0 | 0 | 0
2040-07-19 | 20 | 45.63 | -28066 | -90 | -1602 | 0 | 0 | 801 | 4497 | 0 | 313 | 1317 | 52 | 335 | 11973 | 3273 | 2571 | 0 | 380 | 478 | 215 | 1479 | 0 | 412 | 1200 | 0 | 462 | 0 | 0 | 0 | 0 | 0 | 0 | 0 | 0 | 0
2040-07-19 | 21 | 44.92 | -27298 | -81 | -1471 | 0 | 0 | 0 | 4127 | 0 | 313 | 1317 | 52 | 335 | 11873 | 3273 | 3292 | 0 | 461 | 16 | 215 | 1500 | 0 | 413 | 1200 | 0 | 462 | 0 | 0 | 0 | 0 | 0 | 0 | 0 | 0 | 0
2040-07-19 | 22 | 41.07 | -25494 | -76 | -1234 | 0 | 0 | 0 | 3577 | 0 | 313 | 1025 | 52 | 335 | 10286 | 3273 | 3629 | 0 | 474 | 0 | 215 | 1499 | 0 | 463 | 1200 | 0 | 462 | 0 | 0 | 0 | 0 | 0 | 0 | 0 | 0 | 0
2040-07-19 | 23 | 38.77 | -23629 | -76 | -1024 | 0 | 0 | 0 | 2473 | 0 | 313 | 974 | 52 | 335 | 9064 | 3273 | 3844 | 0 | 519 | 0 | 215 | 1491 | 0 | 515 | 1200 | 0 | 462 | 0 | 0 | 0 | 0 | 0 | 0 | 0 | 0 | 0
2040-07-19 | 24 | 37.86 | -22038 | -76 | -840 | 0 | 0 | 0 | 1358 | 0 | 313 | 878 | 52 | 335 | 8363 | 3273 | 4024 | 0 | 552 | 0 | 217 | 1469 | 0 | 459 | 1200 | 0 | 462 | 0 | 0 | 0 | 0 | 0 | 0 | 0 | 0 | 0
2040-07-20 | 1 | 37 | -20886 | -81 | -735 | 0 | -118 | -315 | 528 | 0 | 313 | 825 | 52 | 335 | 7764 | 3273 | 4229 | 0 | 549 | 0 | 215 | 1428 | 0 | 961 | 1200 | 0 | 462 | 0 | 0 | 0 | 0 | 0 | 0 | 0 | 0 | 0
2040-07-20 | 2 | 37 | -20125 | -81 | -657 | 0 | -610 | -595 | 528 | 0 | 300 | 671 | 52 | 335 | 7717 | 3273 | 4391 | 0 | 556 | 0 | 215 | 1389 | 0 | 977 | 1200 | 0 | 462 | 0 | 0 | 0 | 0 | 0 | 0 | 0 | 0 | 0
2040-07-20 | 3 | 37 | -19581 | -85 | -578 | 0 | -601 | -712 | 528 | 0 | 300 | 583 | 52 | 335 | 7657 | 3273 | 4039 | 0 | 574 | 0 | 215 | 1353 | 0 | 986 | 1200 | 0 | 462 | 0 | 0 | 0 | 0 | 0 | 0 | 0 | 0 | 0
2040-07-20 | 4 | 37 | -19325 | -85 | -551 | 0 | -36 | -779 | 528 | 0 | 300 | 528 | 52 | 335 | 7657 | 3273 | 3838 | 0 | 549 | 0 | 211 | 1317 | 0 | 527 | 1200 | 0 | 462 | 0 | 0 | 0 | 0 | 0 | 0 | 0 | 0 | 0
2040-07-20 | 5 | 37 | -19368 | -90 | -525 | 0 | -53 | -402 | 528 | 0 | 300 | 558 | 52 | 335 | 7657 | 3273 | 3512 | 0 | 528 | 0 | 207 | 1299 | 0 | 525 | 1200 | 0 | 462 | 0 | 0 | 0 | 0 | 0 | 0 | 0 | 0 | 0
2040-07-20 | 6 | 37.27 | -20220 | -90 | -551 | 0 | 0 | 0 | 528 | 0 | 300 | 732 | 52 | 335 | 7869 | 3273 | 3578 | 0 | 507 | 38 | 205 | 1290 | 0 | 491 | 1200 | 0 | 462 | 0 | 0 | 0 | 0 | 0 | 0 | 0 | 0 | 0
2040-07-20 | 7 | 39.08 | -22108 | -94 | -709 | 0 | 0 | 0 | 528 | 0 | 300 | 974 | 52 | 335 | 9312 | 3273 | 3481 | 0 | 472 | 606 | 207 | 1301 | 0 | 407 | 1200 | 0 | 462 | 0 | 0 | 0 | 0 | 0 | 0 | 0 | 0 | 0
2040-07-20 | 8 | 41.76 | -24516 | -81 | -867 | 0 | 0 | 0 | 528 | 0 | 300 | 1248 | 52 | 335 | 10692 | 3273 | 3248 | 0 | 369 | 1872 | 216 | 1313 | 0 | 354 | 1200 | 0 | 462 | 0 | 0 | 0 | 0 | 0 | 0 | 0 | 0 | 0
2040-07-20 | 9 | 42.24 | -26802 | -76 | -1050 | 0 | 0 | 0 | 1273 | 0 | 300 | 1269 | 52 | 335 | 11037 | 3273 | 2461 | 0 | 321 | 4046 | 215 | 1364 | 0 | 319 | 1200 | 0 | 462 | 0 | 0 | 0 | 0 | 0 | 0 | 0 | 0 | 0
2040-07-20 | 10 | 41.55 | -28910 | -85 | -1234 | 0 | 0 | 0 | 2552 | 0 | 313 | 977 | 52 | 335 | 10575 | 3273 | 1834 | 0 | 269 | 6486 | 215 | 1404 | 0 | 281 | 1200 | 0 | 462 | 0 | 0 | 0 | 0 | 0 | 0 | 0 | 0 | 0
2040-07-20 | 11 | 40.62 | -30537 | -90 | -1182 | 0 | 0 | 0 | 3609 | 0 | 313 | 933 | 52 | 335 | 10141 | 3273 | 1100 | 0 | 227 | 8262 | 215 | 1425 | 0 | 262 | 1200 | 0 | 462 | 0 | 0 | 0 | 0 | 0 | 0 | 0 | 0 | 0
2040-07-20 | 12 | 39.36 | -31109 | -103 | -1024 | 0 | 0 | 0 | 4370 | 0 | 313 | 776 | 52 | 335 | 9428 | 3273 | 882 | 0 | 205 | 9008 | 215 | 1446 | 0 | 271 | 1200 | 0 | 462 | 0 | 0 | 0 | 0 | 0 | 0 | 0 | 0 | 0
2040-07-20 | 13 | 40.12 | -31697 | -121 | -1339 | 0 | 0 | 0 | 4819 | 0 | 313 | 872 | 52 | 335 | 9821 | 3273 | 748 | 0 | 176 | 9133 | 215 | 1463 | 0 | 276 | 1200 | 0 | 462 | 0 | 0 | 0 | 0 | 0 | 0 | 0 | 0 | 0
2040-07-20 | 14 | 39.65 | -32134 | -135 | -1313 | 0 | 0 | 0 | 5115 | 0 | 313 | 837 | 52 | 335 | 9592 | 3273 | 650 | 0 | 171 | 9604 | 215 | 1463 | 0 | 299 | 1200 | 0 | 462 | 0 | 0 | 0 | 0 | 0 | 0 | 0 | 0 | 0
2040-07-20 | 15 | 38.84 | -31798 | -135 | -1182 | 0 | 0 | 0 | 5279 | 0 | 313 | 770 | 52 | 335 | 9166 | 3273 | 844 | 0 | 190 | 9232 | 215 | 1475 | 0 | 308 | 1200 | 0 | 462 | 0 | 0 | 0 | 0 | 0 | 0 | 0 | 0 | 0
2040-07-20 | 16 | 40.7 | -31361 | -148 | -1549 | 0 | 0 | 0 | 5284 | 0 | 313 | 933 | 52 | 335 | 10078 | 3273 | 1099 | 0 | 235 | 7790 | 215 | 1487 | 0 | 302 | 1200 | 0 | 462 | 0 | 0 | 0 | 0 | 0 | 0 | 0 | 0 | 0
2040-07-20 | 17 | 43.75 | -30867 | -148 | -1996 | 0 | 0 | 0 | 5279 | 0 | 313 | 1127 | 52 | 335 | 11265 | 3273 | 1546 | 0 | 256 | 5886 | 212 | 1490 | 0 | 315 | 1200 | 0 | 462 | 0 | 0 | 0 | 0 | 0 | 0 | 0 | 0 | 0
2040-07-20 | 18 | 49.83 | -30496 | -148 | -2390 | 0 | 0 | 0 | 5221 | 0 | 313 | 1317 | 52 | 350 | 12774 | 3273 | 2224 | 0 | 261 | 3546 | 215 | 1475 | 0 | 350 | 1200 | 0 | 462 | 0 | 0 | 0 | 0 | 0 | 0 | 0 | 0 | 0
2040-07-20 | 19 | 50 | -30352 | -121 | -2285 | 0 | 508 | 864 | 4967 | 36 | 326 | 1317 | 52 | 381 | 12945 | 3273 | 2450 | 0 | 284 | 1608 | 215 | 1484 | 0 | 385 | 1200 | 0 | 462 | 0 | 0 | 0 | 0 | 0 | 0 | 0 | 0 | 0
2040-07-20 | 20 | 50 | -29945 | -121 | -1602 | 0 | 508 | 483 | 4550 | 0 | 326 | 1317 | 52 | 381 | 12945 | 3273 | 3257 | 0 | 327 | 482 | 215 | 1479 | 0 | 412 | 1200 | 0 | 462 | 0 | 0 | 0 | 0 | 0 | 0 | 0 | 0 | 0
2040-07-20 | 21 | 50 | -29179 | -103 | -1471 | 0 | 203 | 728 | 4264 | 0 | 326 | 1317 | 52 | 354 | 12776 | 3273 | 3192 | 0 | 462 | 15 | 215 | 1500 | 0 | 413 | 1200 | 0 | 462 | 0 | 0 | 0 | 0 | 0 | 0 | 0 | 0 | 0
2040-07-20 | 22 | 44.62 | -27457 | -85 | -1234 | 0 | 0 | 0 | 3741 | 0 | 326 | 1317 | 52 | 335 | 11957 | 3273 | 3429 | 0 | 507 | 0 | 215 | 1499 | 0 | 463 | 1200 | 0 | 462 | 0 | 0 | 0 | 0 | 0 | 0 | 0 | 0 | 0
2040-07-20 | 23 | 41.76 | -25487 | -81 | -1024 | 0 | 0 | 0 | 2727 | 0 | 326 | 1269 | 52 | 335 | 10819 | 3273 | 3376 | 0 | 531 | 0 | 215 | 1491 | 0 | 515 | 1200 | 0 | 462 | 0 | 0 | 0 | 0 | 0 | 0 | 0 | 0 | 0
2040-07-20 | 24 | 40.27 | -23520 | -76 | -840 | 0 | 0 | 0 | 1617 | 0 | 313 | 977 | 52 | 335 | 9972 | 3273 | 3522 | 0 | 568 | 0 | 217 | 1469 | 0 | 459 | 1200 | 0 | 462 | 0 | 0 | 0 | 0 | 0 | 0 | 0 | 0 | 0
2040-07-21 | 1 | 38.48 | -22228 | -76 | -972 | 0 | 0 | 0 | 734 | 0 | 313 | 976 | 52 | 335 | 8894 | 3273 | 3872 | 0 | 560 | 0 | 215 | 1428 | 0 | 961 | 1200 | 0 | 462 | 0 | 0 | 0 | 0 | 0 | 0 | 0 | 0 | 0
2040-07-21 | 2 | 37.27 | -21232 | -76 | -840 | 0 | 0 | 0 | 528 | 0 | 313 | 886 | 52 | 335 | 7973 | 3273 | 4021 | 0 | 523 | 0 | 215 | 1389 | 0 | 977 | 1200 | 0 | 462 | 0 | 0 | 0 | 0 | 0 | 0 | 0 | 0 | 0
2040-07-21 | 3 | 36.51 | -20495 | -81 | -762 | 0 | 0 | 0 | 528 | 0 | 300 | 804 | 52 | 335 | 7477 | 3273 | 3850 | 0 | 501 | 0 | 215 | 1353 | 0 | 986 | 1200 | 0 | 462 | 0 | 0 | 0 | 0 | 0 | 0 | 0 | 0 | 0
2040-07-21 | 4 | 36.86 | -20005 | -81 | -683 | 0 | 0 | 0 | 528 | 0 | 300 | 732 | 52 | 335 | 7615 | 3273 | 3729 | 0 | 486 | 0 | 211 | 1317 | 0 | 527 | 1200 | 0 | 462 | 0 | 0 | 0 | 0 | 0 | 0 | 0 | 0 | 0
2040-07-21 | 5 | 37.24 | -19744 | -81 | -683 | 0 | 0 | 0 | 528 | 0 | 300 | 732 | 52 | 335 | 7838 | 3273 | 3317 | 0 | 438 | 0 | 207 | 1299 | 0 | 525 | 1200 | 0 | 462 | 0 | 0 | 0 | 0 | 0 | 0 | 0 | 0 | 0
2040-07-21 | 6 | 37.79 | -20225 | -90 | -709 | 0 | 0 | 0 | 528 | 0 | 300 | 845 | 52 | 335 | 8162 | 3273 | 3452 | 0 | 396 | 32 | 205 | 1290 | 0 | 491 | 1200 | 0 | 462 | 0 | 0 | 0 | 0 | 0 | 0 | 0 | 0 | 0
2040-07-21 | 7 | 39.51 | -21894 | -90 | -788 | 0 | 0 | 0 | 528 | 0 | 300 | 974 | 52 | 335 | 9381 | 3273 | 3495 | 0 | 346 | 511 | 207 | 1301 | 0 | 407 | 1200 | 0 | 462 | 0 | 0 | 0 | 0 | 0 | 0 | 0 | 0 | 0
2040-07-21 | 8 | 41.3 | -24174 | -81 | -919 | 0 | 0 | 0 | 528 | 0 | 300 | 1153 | 52 | 335 | 10446 | 3273 | 3589 | 0 | 311 | 1641 | 216 | 1313 | 0 | 354 | 1200 | 0 | 462 | 0 | 0 | 0 | 0 | 0 | 0 | 0 | 0 | 0
2040-07-21 | 9 | 41.55 | -25924 | -76 | -1103 | 0 | 0 | 0 | 1199 | 0 | 300 | 977 | 52 | 335 | 10558 | 3273 | 3177 | 0 | 294 | 3377 | 215 | 1364 | 0 | 319 | 1200 | 0 | 462 | 0 | 0 | 0 | 0 | 0 | 0 | 0 | 0 | 0
2040-07-21 | 10 | 38.77 | -27219 | -76 | -1313 | 0 | 0 | 0 | 2203 | 0 | 300 | 886 | 52 | 335 | 9084 | 3273 | 3047 | 0 | 317 | 5548 | 215 | 1404 | 0 | 281 | 1200 | 0 | 462 | 0 | 0 | 0 | 0 | 0 | 0 | 0 | 0 | 0
2040-07-21 | 11 | 37.1 | -28552 | -81 | -1182 | 0 | 0 | 0 | 2806 | 0 | 300 | 622 | 52 | 335 | 7759 | 3273 | 2846 | 0 | 333 | 7925 | 215 | 1425 | 0 | 262 | 1200 | 0 | 462 | 0 | 0 | 0 | 0 | 0 | 0 | 0 | 0 | 0
2040-07-21 | 12 | 35.52 | -29833 | -85 | -1313 | 0 | 0 | 0 | 3567 | 0 | 300 | 482 | 52 | 335 | 6697 | 3273 | 2692 | 0 | 371 | 9868 | 215 | 1446 | 0 | 271 | 1200 | 0 | 462 | 0 | 0 | 0 | 0 | 0 | 0 | 0 | 0 | 0
2040-07-21 | 13 | 34.83 | -30767 | -103 | -1418 | 0 | -204 | 0 | 4291 | 0 | 300 | 482 | 52 | 335 | 6236 | 3273 | 2701 | 0 | 445 | 10762 | 215 | 1463 | 0 | 276 | 1200 | 0 | 462 | 0 | 0 | 0 | 0 | 0 | 0 | 0 | 0 | 0
2040-07-21 | 14 | 34.83 | -31219 | -135 | -1471 | 0 | -23 | 0 | 4814 | 0 | 300 | 468 | 52 | 335 | 6151 | 3273 | 2839 | 0 | 467 | 10509 | 215 | 1463 | 0 | 299 | 1200 | 0 | 462 | 0 | 0 | 0 | 0 | 0 | 0 | 0 | 0 | 0
2040-07-21 | 15 | 35.37 | -31508 | -162 | -1523 | 0 | 0 | 0 | 5083 | 0 | 300 | 482 | 52 | 335 | 6310 | 3273 | 3379 | 0 | 548 | 9770 | 215 | 1475 | 0 | 308 | 1200 | 0 | 462 | 0 | 0 | 0 | 0 | 0 | 0 | 0 | 0 | 0
2040-07-21 | 16 | 36.86 | -31684 | -162 | -1444 | 0 | 0 | 0 | 5194 | 0 | 300 | 622 | 52 | 335 | 6983 | 3273 | 4105 | 0 | 473 | 8286 | 215 | 1487 | 0 | 302 | 1200 | 0 | 462 | 0 | 0 | 0 | 0 | 0 | 0 | 0 | 0 | 0
2040-07-21 | 17 | 39.38 | -31602 | -162 | -1444 | 0 | 0 | 0 | 5284 | 0 | 300 | 886 | 52 | 335 | 8375 | 3273 | 4529 | 0 | 399 | 6095 | 212 | 1490 | 0 | 315 | 1200 | 0 | 462 | 0 | 0 | 0 | 0 | 0 | 0 | 0 | 0 | 0
2040-07-21 | 18 | 41.18 | -31024 | -148 | -1471 | 0 | 0 | 0 | 5242 | 0 | 300 | 1014 | 52 | 335 | 9913 | 3273 | 4654 | 0 | 356 | 3802 | 215 | 1475 | 0 | 350 | 1200 | 0 | 462 | 0 | 0 | 0 | 0 | 0 | 0 | 0 | 0 | 0
2040-07-21 | 19 | 44.34 | -30154 | -135 | -1523 | 0 | 0 | 0 | 4956 | 0 | 313 | 1317 | 52 | 335 | 11232 | 3273 | 4746 | 0 | 272 | 1569 | 215 | 1484 | 0 | 385 | 1200 | 0 | 462 | 0 | 0 | 0 | 0 | 0 | 0 | 0 | 0 | 0
2040-07-21 | 20 | 46.98 | -29386 | -112 | -1418 | 0 | 141 | 0 | 4439 | 0 | 313 | 1317 | 52 | 335 | 11974 | 3273 | 4603 | 0 | 263 | 439 | 215 | 1479 | 0 | 412 | 1200 | 0 | 462 | 0 | 0 | 0 | 0 | 0 | 0 | 0 | 0 | 0
2040-07-21 | 21 | 46.98 | -28171 | -90 | -1339 | 0 | 54 | 0 | 3989 | 0 | 313 | 1317 | 52 | 335 | 11711 | 3273 | 4470 | 0 | 275 | 20 | 215 | 1500 | 0 | 413 | 1200 | 0 | 462 | 0 | 0 | 0 | 0 | 0 | 0 | 0 | 0 | 0
2040-07-21 | 22 | 41.18 | -25776 | -76 | -1208 | 0 | 0 | 0 | 3276 | 0 | 313 | 1258 | 52 | 335 | 10355 | 3273 | 4040 | 0 | 319 | 0 | 215 | 1499 | 0 | 463 | 1200 | 0 | 462 | 0 | 0 | 0 | 0 | 0 | 0 | 0 | 0 | 0
2040-07-21 | 23 | 39.96 | -23441 | -76 | -1208 | 0 | 0 | 0 | 2018 | 0 | 313 | 977 | 52 | 335 | 9816 | 3273 | 3742 | 0 | 315 | 0 | 215 | 1491 | 0 | 515 | 1200 | 0 | 462 | 0 | 0 | 0 | 0 | 0 | 0 | 0 | 0 | 0
2040-07-21 | 24 | 40.58 | -21686 | -76 | -1103 | 0 | 0 | 0 | 761 | 0 | 313 | 977 | 52 | 335 | 9962 | 3273 | 3072 | 0 | 313 | 0 | 217 | 1469 | 0 | 459 | 1200 | 0 | 462 | 0 | 0 | 0 | 0 | 0 | 0 | 0 | 0 | 0
2040-07-22 | 1 | 37.19 | -20478 | -81 | -972 | 0 | 0 | 0 | 1923 | 0 | 313 | 770 | 52 | 335 | 7851 | 3273 | 2435 | 0 | 311 | 0 | 215 | 1428 | 0 | 961 | 1200 | 0 | 462 | 0 | 0 | 0 | 0 | 0 | 0 | 0 | 0 | 0
2040-07-22 | 2 | 37.36 | -19590 | -90 | -840 | 0 | 0 | 0 | 1120 | 0 | 313 | 770 | 52 | 335 | 8045 | 3273 | 2053 | 0 | 315 | 0 | 215 | 1389 | 0 | 977 | 1200 | 0 | 462 | 0 | 0 | 0 | 0 | 0 | 0 | 0 | 0 | 0
2040-07-22 | 3 | 37.86 | -19054 | -94 | -762 | 0 | 0 | 0 | 534 | 0 | 300 | 770 | 52 | 335 | 8329 | 3273 | 1818 | 0 | 282 | 0 | 215 | 1353 | 0 | 986 | 1200 | 0 | 462 | 0 | 0 | 0 | 0 | 0 | 0 | 0 | 0 | 0
2040-07-22 | 4 | 38.48 | -18938 | -112 | -683 | 0 | 0 | 0 | 528 | 0 | 300 | 770 | 52 | 335 | 8839 | 3273 | 1669 | 0 | 249 | 0 | 211 | 1317 | 0 | 527 | 1200 | 0 | 462 | 0 | 0 | 0 | 0 | 0 | 0 | 0 | 0 | 0
2040-07-22 | 5 | 39.67 | -19412 | -121 | -683 | 0 | 0 | 0 | 528 | 0 | 300 | 886 | 52 | 335 | 9611 | 3273 | 1300 | 0 | 237 | 0 | 207 | 1299 | 0 | 525 | 1200 | 0 | 462 | 0 | 0 | 0 | 0 | 0 | 0 | 0 | 0 | 0
2040-07-22 | 6 | 43.37 | -20856 | -144 | -709 | 0 | 0 | 0 | 528 | 0 | 300 | 977 | 52 | 335 | 11202 | 3273 | 1137 | 0 | 219 | 38 | 205 | 1290 | 0 | 491 | 1200 | 0 | 462 | 0 | 0 | 0 | 0 | 0 | 0 | 0 | 0 | 0
2040-07-22 | 7 | 47.24 | -22720 | -135 | -788 | 0 | 0 | 0 | 1384 | 0 | 300 | 1269 | 52 | 335 | 12032 | 3273 | 645 | 0 | 197 | 577 | 207 | 1301 | 0 | 407 | 1200 | 0 | 462 | 0 | 0 | 0 | 0 | 0 | 0 | 0 | 0 | 0
2040-07-22 | 8 | 46.88 | -24075 | -112 | -919 | 0 | 0 | 0 | 2600 | 0 | 300 | 977 | 52 | 335 | 11690 | 3273 | 291 | 0 | 137 | 1905 | 216 | 1313 | 0 | 354 | 1200 | 0 | 462 | 0 | 0 | 0 | 0 | 0 | 0 | 0 | 0 | 0
2040-07-22 | 9 | 39.9 | -24922 | -94 | -1103 | 0 | 0 | 0 | 3519 | 0 | 300 | 845 | 52 | 335 | 9892 | 3273 | 196 | 0 | 82 | 4065 | 215 | 1364 | 0 | 319 | 1200 | 0 | 462 | 0 | 0 | 0 | 0 | 0 | 0 | 0 | 0 | 0
2040-07-22 | 10 | 37.91 | -26014 | -90 | -1313 | 0 | 0 | 0 | 4153 | 0 | 300 | 528 | 52 | 335 | 8479 | 3273 | 208 | 0 | 52 | 6475 | 215 | 1404 | 0 | 281 | 1200 | 0 | 462 | 0 | 0 | 0 | 0 | 0 | 0 | 0 | 0 | 0
2040-07-22 | 11 | 35.41 | -26697 | -85 | -1182 | 0 | 0 | 0 | 4745 | 0 | 300 | 410 | 52 | 335 | 6569 | 3273 | 199 | 0 | 46 | 8471 | 215 | 1425 | 0 | 262 | 1200 | 0 | 462 | 0 | 0 | 0 | 0 | 0 | 0 | 0 | 0 | 0
2040-07-22 | 12 | 31.75 | -26687 | -81 | -1313 | 0 | 0 | 0 | 5236 | 0 | 300 | 410 | 52 | 335 | 5299 | 3273 | 291 | 0 | 61 | 9230 | 215 | 1446 | 0 | 271 | 1200 | 0 | 462 | 0 | 0 | 0 | 0 | 0 | 0 | 0 | 0 | 0
2040-07-22 | 13 | 32.2 | -26593 | -90 | -1418 | 0 | 0 | 0 | 5284 | 0 | 300 | 410 | 52 | 335 | 5444 | 3273 | 282 | 0 | 71 | 9034 | 215 | 1463 | 0 | 276 | 1200 | 0 | 462 | 0 | 0 | 0 | 0 | 0 | 0 | 0 | 0 | 0
2040-07-22 | 14 | 31.49 | -26433 | -94 | -1471 | 0 | 0 | 0 | 5258 | 0 | 300 | 410 | 52 | 335 | 5060 | 3273 | 504 | 0 | 88 | 9079 | 215 | 1463 | 0 | 299 | 1200 | 0 | 462 | 0 | 0 | 0 | 0 | 0 | 0 | 0 | 0 | 0
2040-07-22 | 15 | 30.53 | -26049 | -103 | -1523 | 0 | 0 | 0 | 5199 | 0 | 300 | 410 | 52 | 335 | 4971 | 3273 | 753 | 0 | 98 | 8623 | 215 | 1475 | 0 | 308 | 1200 | 0 | 462 | 0 | 0 | 0 | 0 | 0 | 0 | 0 | 0 | 0
2040-07-22 | 16 | 34.95 | -25358 | -103 | -1444 | 0 | 0 | 0 | 4914 | 0 | 300 | 410 | 52 | 335 | 5785 | 3273 | 975 | 0 | 104 | 7091 | 215 | 1487 | 0 | 302 | 1200 | 0 | 462 | 0 | 0 | 0 | 0 | 0 | 0 | 0 | 0 | 0
2040-07-22 | 17 | 37.86 | -24708 | -135 | -1444 | 0 | 0 | 0 | 4502 | 0 | 300 | 482 | 52 | 335 | 7073 | 3273 | 1307 | 0 | 107 | 5177 | 212 | 1490 | 0 | 315 | 1200 | 0 | 462 | 0 | 0 | 0 | 0 | 0 | 0 | 0 | 0 | 0
2040-07-22 | 18 | 37.1 | -23774 | -162 | -1471 | 0 | 0 | 0 | 4143 | 0 | 300 | 558 | 52 | 335 | 7346 | 3273 | 2443 | 0 | 127 | 3126 | 215 | 1475 | 0 | 350 | 1200 | 0 | 462 | 0 | 0 | 0 | 0 | 0 | 0 | 0 | 0 | 0
2040-07-22 | 19 | 38.38 | -23007 | -193 | -1523 | 0 | 0 | 0 | 3614 | 0 | 300 | 845 | 52 | 335 | 8232 | 3273 | 2836 | 0 | 115 | 1374 | 215 | 1484 | 0 | 385 | 1200 | 0 | 462 | 0 | 0 | 0 | 0 | 0 | 0 | 0 | 0 | 0
2040-07-22 | 20 | 39.44 | -22219 | -193 | -1418 | 0 | 0 | 0 | 3086 | 0 | 300 | 934 | 52 | 335 | 8980 | 3273 | 2595 | 0 | 116 | 391 | 215 | 1479 | 0 | 412 | 1200 | 0 | 462 | 0 | 0 | 0 | 0 | 0 | 0 | 0 | 0 | 0
2040-07-22 | 21 | 38.04 | -20877 | -211 | -1339 | 0 | 0 | 0 | 2563 | 0 | 300 | 874 | 52 | 335 | 8575 | 3273 | 2524 | 0 | 134 | 8 | 215 | 1500 | 0 | 413 | 1200 | 0 | 462 | 0 | 0 | 0 | 0 | 0 | 0 | 0 | 0 | 0
2040-07-22 | 22 | 36.05 | -19058 | -229 | -1208 | 0 | 0 | 0 | 1670 | 0 | 300 | 680 | 52 | 335 | 7222 | 3273 | 2986 | 0 | 139 | 0 | 215 | 1499 | 0 | 463 | 1200 | 0 | 462 | 0 | 0 | 0 | 0 | 0 | 0 | 0 | 0 | 0
2040-07-22 | 23 | 34.83 | -17473 | -247 | -1208 | 0 | 0 | 0 | 555 | 0 | 300 | 507 | 52 | 335 | 6342 | 3273 | 3561 | 0 | 120 | 0 | 215 | 1491 | 0 | 515 | 1200 | 0 | 462 | 0 | 0 | 0 | 0 | 0 | 0 | 0 | 0 | 0
2040-07-22 | 24 | 32.3 | -16546 | -247 | -1103 | 0 | 0 | 0 | 528 | 0 | 300 | 468 | 52 | 335 | 5272 | 3273 | 3730 | 0 | 130 | 0 | 217 | 1469 | 0 | 459 | 1200 | 0 | 462 | 0 | 0 | 0 | 0 | 0 | 0 | 0 | 0 | 0
2040-07-23 | 1 | 28.74 | -15751 | -247 | -735 | 0 | 0 | -1581 | 1839 | 0 | 0 | 410 | 52 | 335 | 4023 | 3273 | 4006 | 0 | 111 | 0 | 215 | 1428 | 0 | 961 | 1200 | 0 | 462 | 0 | 0 | 0 | 0 | 0 | 0 | 0 | 0 | 0
2040-07-23 | 2 | 28.74 | -15269 | -270 | -657 | 0 | 0 | -883 | 1173 | 0 | 0 | 410 | 52 | 335 | 3477 | 3273 | 4015 | 0 | 100 | 0 | 215 | 1389 | 0 | 977 | 1200 | 0 | 462 | 0 | 0 | 0 | 0 | 0 | 0 | 0 | 0 | 0
2040-07-23 | 3 | 28.74 | -14991 | -292 | -578 | 0 | 0 | -567 | 756 | 0 | 0 | 410 | 52 | 335 | 3244 | 3273 | 4062 | 0 | 80 | 0 | 215 | 1353 | 0 | 986 | 1200 | 0 | 462 | 0 | 0 | 0 | 0 | 0 | 0 | 0 | 0 | 0
2040-07-23 | 4 | 32.34 | -15181 | -292 | -551 | 0 | 0 | 0 | 528 | 0 | 0 | 410 | 52 | 335 | 3657 | 3273 | 3972 | 0 | 80 | 0 | 211 | 1317 | 0 | 527 | 1200 | 0 | 462 | 0 | 0 | 0 | 0 | 0 | 0 | 0 | 0 | 0
2040-07-23 | 5 | 38.77 | -16021 | -292 | -525 | 0 | 0 | 0 | 661 | 0 | 0 | 410 | 52 | 335 | 4615 | 3273 | 3726 | 0 | 73 | 0 | 207 | 1299 | 0 | 525 | 1200 | 0 | 462 | 0 | 0 | 0 | 0 | 0 | 0 | 0 | 0 | 0
2040-07-23 | 6 | 38.84 | -17381 | -292 | -551 | 0 | 0 | 1118 | 1353 | 0 | 0 | 468 | 52 | 335 | 4523 | 3273 | 3372 | 0 | 63 | 20 | 205 | 1290 | 0 | 491 | 1200 | 0 | 462 | 0 | 0 | 0 | 0 | 0 | 0 | 0 | 0 | 0
2040-07-23 | 7 | 38.84 | -18668 | -292 | -709 | 0 | 0 | 1049 | 2557 | 0 | 0 | 482 | 52 | 335 | 5150 | 3273 | 2690 | 0 | 63 | 440 | 207 | 1301 | 0 | 407 | 1200 | 0 | 462 | 0 | 0 | 0 | 0 | 0 | 0 | 0 | 0 | 0
2040-07-23 | 8 | 38.84 | -19452 | -315 | -867 | 0 | 0 | 77 | 3709 | 0 | 0 | 424 | 52 | 335 | 5806 | 3273 | 2034 | 0 | 48 | 1329 | 216 | 1313 | 0 | 354 | 1200 | 0 | 462 | 0 | 0 | 0 | 0 | 0 | 0 | 0 | 0 | 0
2040-07-23 | 9 | 30.53 | -19770 | -292 | -1050 | 0 | 0 | 0 | 4444 | 0 | 0 | 410 | 52 | 335 | 4719 | 3273 | 1527 | 0 | 41 | 2751 | 215 | 1364 | 0 | 319 | 1200 | 0 | 462 | 0 | 0 | 0 | 0 | 0 | 0 | 0 | 0 | 0
2040-07-23 | 10 | 23.37 | -20216 | -292 | -1234 | 0 | 0 | -1859 | 4824 | 0 | 0 | 410 | 52 | 224 | 4178 | 3273 | 2361 | 0 | 35 | 4681 | 215 | 1404 | 0 | 281 | 1200 | 0 | 462 | 0 | 0 | 0 | 0 | 0 | 0 | 0 | 0 | 0
2040-07-23 | 11 | 22.11 | -20543 | -292 | -1182 | 0 | -141 | -1859 | 5141 | 0 | 0 | 410 | 52 | 160 | 1808 | 3273 | 2693 | 0 | 26 | 6889 | 215 | 1425 | 0 | 262 | 1200 | 0 | 462 | 0 | 0 | 0 | 0 | 0 | 0 | 0 | 0 | 0
2040-07-23 | 12 | 5 | -20152 | -270 | -1024 | -908 | -610 | -1859 | 5258 | 0 | 0 | 410 | 52 | 157 | 935 | 3273 | 3221 | 0 | 27 | 8465 | 215 | 1147 | 0 | 0 | 1200 | 0 | 462 | 0 | 0 | 0 | 0 | 299 | 0 | 271 | 0 | 0
2040-07-23 | 13 | 19.32 | -20339 | -270 | -1339 | -387 | -610 | -1859 | 5173 | 0 | 0 | 410 | 52 | 157 | 826 | 3273 | 3189 | 0 | 27 | 8080 | 215 | 1463 | 0 | 276 | 1200 | 0 | 462 | 0 | 0 | 0 | 0 | 0 | 0 | 0 | 0 | 0
2040-07-23 | 14 | 23.82 | -20444 | -229 | -1313 | 0 | 0 | -176 | 5284 | 0 | 0 | 410 | 52 | 211 | 753 | 3273 | 3280 | 0 | 30 | 5230 | 215 | 1463 | 0 | 299 | 1200 | 0 | 462 | 0 | 0 | 0 | 0 | 0 | 0 | 0 | 0 | 0
2040-07-23 | 15 | 23.82 | -20010 | -193 | -1182 | 0 | 0 | -497 | 5236 | 0 | 0 | 410 | 52 | 227 | 464 | 3273 | 2863 | 0 | 46 | 5650 | 215 | 1475 | 0 | 308 | 1200 | 0 | 462 | 0 | 0 | 0 | 0 | 0 | 0 | 0 | 0 | 0
2040-07-23 | 16 | 32.2 | -19586 | -193 | -1549 | 0 | 0 | 0 | 5162 | 0 | 0 | 410 | 52 | 335 | 606 | 3273 | 2876 | 0 | 59 | 4889 | 215 | 1487 | 0 | 302 | 1200 | 0 | 462 | 0 | 0 | 0 | 0 | 0 | 0 | 0 | 0 | 0
2040-07-23 | 17 | 32.2 | -19250 | -162 | -1996 | 37 | 8 | 246 | 5141 | 0 | 0 | 410 | 52 | 335 | 1697 | 3273 | 2362 | 0 | 62 | 4104 | 212 | 1490 | 0 | 315 | 1200 | 0 | 462 | 0 | 0 | 0 | 0 | 0 | 0 | 0 | 0 | 0
2040-07-23 | 18 | 32.2 | -19046 | -162 | -2390 | 1 | 8 | 1007 | 5178 | 0 | 0 | 410 | 52 | 335 | 3371 | 3273 | 1470 | 0 | 58 | 2732 | 215 | 1475 | 0 | 350 | 1200 | 0 | 462 | 0 | 0 | 0 | 0 | 0 | 0 | 0 | 0 | 0
2040-07-23 | 19 | 32.2 | -19300 | -162 | -2285 | 450 | 298 | 1506 | 4946 | 0 | 0 | 410 | 52 | 335 | 4037 | 3273 | 1378 | 0 | 63 | 1252 | 215 | 1484 | 0 | 385 | 1200 | 0 | 462 | 0 | 0 | 0 | 0 | 0 | 0 | 0 | 0 | 0
2040-07-23 | 20 | 32.2 | -19297 | -175 | -1602 | 517 | 244 | 1487 | 4645 | 0 | 0 | 411 | 52 | 335 | 4424 | 3273 | 1523 | 0 | 76 | 320 | 215 | 1479 | 0 | 412 | 1200 | 0 | 462 | 0 | 0 | 0 | 0 | 0 | 0 | 0 | 0 | 0
2040-07-23 | 21 | 32.2 | -18672 | -193 | -1471 | 59 | 500 | 873 | 4550 | 0 | 0 | 410 | 52 | 335 | 4789 | 3273 | 1579 | 0 | 117 | 8 | 215 | 1500 | 0 | 413 | 1200 | 0 | 462 | 0 | 0 | 0 | 0 | 0 | 0 | 0 | 0 | 0
2040-07-23 | 22 | 32.2 | -17274 | -229 | -1234 | 18 | 11 | 571 | 3889 | 0 | 0 | 410 | 52 | 335 | 4743 | 3273 | 1440 | 0 | 156 | 0 | 215 | 1499 | 0 | 463 | 1200 | 0 | 462 | 0 | 0 | 0 | 0 | 0 | 0 | 0 | 0 | 0
2040-07-23 | 23 | 32.2 | -15857 | -229 | -1024 | 33 | 0 | 179 | 2610 | 0 | 0 | 410 | 52 | 335 | 4722 | 3273 | 1428 | 0 | 184 | 0 | 215 | 1491 | 0 | 515 | 1200 | 0 | 462 | 0 | 0 | 0 | 0 | 0 | 0 | 0 | 0 | 0
2040-07-23 | 24 | 32.2 | -14803 | -247 | -840 | 0 | 102 | 131 | 1369 | 0 | 0 | 410 | 52 | 335 | 4840 | 3273 | 1367 | 0 | 206 | 0 | 217 | 1469 | 0 | 459 | 1200 | 0 | 462 | 0 | 0 | 0 | 0 | 0 | 0 | 0 | 0 | 0
2040-07-24 | 1 | 26.7 | -14172 | -247 | -735 | 0 | 0 | 0 | 528 | 0 | 0 | 410 | 52 | 335 | 4789 | 3273 | 1288 | 0 | 212 | 0 | 215 | 1428 | 0 | 961 | 1200 | 0 | 462 | 0 | 0 | 0 | 0 | 0 | 0 | 0 | 0 | 0
2040-07-24 | 2 | 26.67 | -13788 | -247 | -657 | 0 | 0 | -540 | 528 | 0 | 0 | 410 | 52 | 335 | 4634 | 3273 | 1525 | 0 | 231 | 0 | 215 | 1389 | 0 | 977 | 1200 | 0 | 462 | 0 | 0 | 0 | 0 | 0 | 0 | 0 | 0 | 0
2040-07-24 | 3 | 26.67 | -13634 | -270 | -578 | 0 | 0 | -702 | 528 | 0 | 0 | 410 | 52 | 335 | 4308 | 3273 | 1841 | 0 | 221 | 0 | 215 | 1353 | 0 | 986 | 1200 | 0 | 462 | 0 | 0 | 0 | 0 | 0 | 0 | 0 | 0 | 0
2040-07-24 | 4 | 26.67 | -13919 | -270 | -551 | 0 | 0 | -447 | 528 | 0 | 0 | 410 | 52 | 335 | 4276 | 3273 | 2402 | 0 | 194 | 0 | 211 | 1317 | 0 | 527 | 1200 | 0 | 462 | 0 | 0 | 0 | 0 | 0 | 0 | 0 | 0 | 0
2040-07-24 | 5 | 29.97 | -14800 | -270 | -525 | 0 | 0 | 0 | 528 | 0 | 0 | 410 | 52 | 335 | 4548 | 3273 | 2582 | 0 | 173 | 0 | 207 | 1299 | 0 | 525 | 1200 | 0 | 462 | 0 | 0 | 0 | 0 | 0 | 0 | 0 | 0 | 0
2040-07-24 | 6 | 35.62 | -16220 | -270 | -551 | 0 | 0 | 0 | 528 | 0 | 0 | 410 | 52 | 335 | 5550 | 3273 | 3063 | 0 | 160 | 22 | 205 | 1290 | 0 | 491 | 1200 | 0 | 462 | 0 | 0 | 0 | 0 | 0 | 0 | 0 | 0 | 0
2040-07-24 | 7 | 36.05 | -17833 | -292 | -709 | 0 | 0 | 905 | 528 | 0 | 0 | 482 | 52 | 335 | 5813 | 3273 | 3220 | 0 | 146 | 502 | 207 | 1301 | 0 | 407 | 1200 | 0 | 462 | 0 | 0 | 0 | 0 | 0 | 0 | 0 | 0 | 0
2040-07-24 | 8 | 36.05 | -18886 | -270 | -867 | 0 | 0 | 236 | 1115 | 0 | 220 | 411 | 52 | 335 | 5813 | 3273 | 3275 | 0 | 123 | 1623 | 216 | 1313 | 0 | 354 | 1200 | 0 | 462 | 0 | 0 | 0 | 0 | 0 | 0 | 0 | 0 | 0
2040-07-24 | 9 | 28.67 | -19666 | -211 | -1050 | 0 | 0 | 0 | 1913 | 0 | 220 | 410 | 52 | 335 | 4438 | 3273 | 3553 | 0 | 92 | 3082 | 215 | 1364 | 0 | 319 | 1200 | 0 | 462 | 0 | 0 | 0 | 0 | 0 | 0 | 0 | 0 | 0
2040-07-24 | 10 | 26.67 | -20759 | -175 | -1234 | 0 | 0 | -754 | 2542 | 0 | 220 | 410 | 52 | 332 | 3531 | 3273 | 3344 | 0 | 80 | 5575 | 215 | 1404 | 0 | 281 | 1200 | 0 | 462 | 0 | 0 | 0 | 0 | 0 | 0 | 0 | 0 | 0
2040-07-24 | 11 | 22.63 | -21911 | -135 | -1182 | -128 | -457 | -1859 | 3239 | 0 | 220 | 410 | 52 | 184 | 2381 | 3273 | 3656 | 0 | 73 | 8619 | 215 | 1425 | 0 | 262 | 1200 | 0 | 462 | 0 | 0 | 0 | 0 | 0 | 0 | 0 | 0 | 0
2040-07-24 | 12 | 22.63 | -22369 | -112 | -1024 | -487 | -460 | -1859 | 3910 | 0 | 220 | 410 | 52 | 168 | 740 | 3273 | 3869 | 0 | 82 | 9992 | 215 | 1446 | 0 | 271 | 1200 | 0 | 462 | 0 | 0 | 0 | 0 | 0 | 0 | 0 | 0 | 0
2040-07-24 | 13 | 22.63 | -23020 | -94 | -1339 | -247 | -410 | -1859 | 4412 | 0 | 220 | 410 | 52 | 168 | 713 | 3273 | 3659 | 0 | 83 | 10363 | 215 | 1463 | 0 | 276 | 1200 | 0 | 462 | 0 | 0 | 0 | 0 | 0 | 0 | 0 | 0 | 0
2040-07-24 | 14 | 22.63 | -23495 | -90 | -1313 | -122 | -92 | -1859 | 4845 | 0 | 220 | 410 | 52 | 184 | 708 | 3273 | 3247 | 0 | 99 | 10293 | 215 | 1463 | 0 | 299 | 1200 | 0 | 462 | 0 | 0 | 0 | 0 | 0 | 0 | 0 | 0 | 0
2040-07-24 | 15 | 26.67 | -23318 | -90 | -1182 | 0 | 0 | -1707 | 5083 | 0 | 220 | 410 | 52 | 332 | 741 | 3273 | 3020 | 0 | 114 | 9391 | 215 | 1475 | 0 | 308 | 1200 | 0 | 462 | 0 | 0 | 0 | 0 | 0 | 0 | 0 | 0 | 0
2040-07-24 | 16 | 26.67 | -23027 | -85 | -1549 | 0 | 0 | -154 | 5189 | 0 | 220 | 410 | 52 | 335 | 741 | 3273 | 2375 | 0 | 123 | 8433 | 215 | 1487 | 0 | 302 | 1200 | 0 | 462 | 0 | 0 | 0 | 0 | 0 | 0 | 0 | 0 | 0
2040-07-24 | 17 | 36.05 | -22585 | -85 | -1996 | 0 | 0 | 716 | 5284 | 0 | 220 | 410 | 52 | 335 | 2319 | 3273 | 2033 | 0 | 127 | 6217 | 212 | 1490 | 0 | 315 | 1200 | 0 | 462 | 0 | 0 | 0 | 0 | 0 | 0 | 0 | 0 | 0
2040-07-24 | 18 | 36.05 | -22097 | -85 | -2390 | 0 | 0 | 553 | 5236 | 0 | 300 | 411 | 52 | 335 | 5236 | 3273 | 1563 | 0 | 134 | 3775 | 215 | 1475 | 0 | 350 | 1200 | 0 | 462 | 0 | 0 | 0 | 0 | 0 | 0 | 0 | 0 | 0
2040-07-24 | 19 | 36.05 | -21745 | -85 | -2285 | 103 | 399 | 1706 | 4835 | 0 | 300 | 558 | 52 | 335 | 5659 | 3273 | 1296 | 0 | 138 | 1714 | 215 | 1484 | 0 | 385 | 1200 | 0 | 462 | 0 | 0 | 0 | 0 | 0 | 0 | 0 | 0 | 0
2040-07-24 | 20 | 36.05 | -21136 | -94 | -1602 | 682 | 508 | 1707 | 4143 | 0 | 300 | 721 | 52 | 335 | 5744 | 3273 | 993 | 0 | 142 | 463 | 215 | 1479 | 0 | 412 | 1200 | 0 | 462 | 0 | 0 | 0 | 0 | 0 | 0 | 0 | 0 | 0
2040-07-24 | 21 | 36.05 | -20202 | -121 | -1471 | 14 | 211 | 1700 | 3651 | 0 | 300 | 715 | 52 | 335 | 6628 | 3273 | 924 | 0 | 192 | 8 | 215 | 1500 | 0 | 413 | 1200 | 0 | 462 | 0 | 0 | 0 | 0 | 0 | 0 | 0 | 0 | 0
2040-07-24 | 22 | 36.05 | -18360 | -162 | -1234 | 0 | 0 | 701 | 2874 | 0 | 300 | 483 | 52 | 335 | 6628 | 3273 | 1078 | 0 | 192 | 0 | 215 | 1499 | 0 | 463 | 1200 | 0 | 462 | 0 | 0 | 0 | 0 | 0 | 0 | 0 | 0 | 0
2040-07-24 | 23 | 36.05 | -16560 | -193 | -1024 | 46 | 0 | 351 | 1469 | 0 | 300 | 482 | 52 | 335 | 6628 | 3273 | 734 | 0 | 223 | 0 | 215 | 1491 | 0 | 515 | 1200 | 0 | 462 | 0 | 0 | 0 | 0 | 0 | 0 | 0 | 0 | 0
2040-07-24 | 24 | 36.05 | -15239 | -229 | -840 | 0 | 102 | 113 | 528 | 0 | 300 | 468 | 52 | 335 | 6628 | 3273 | 482 | 0 | 219 | 0 | 217 | 1469 | 0 | 459 | 1200 | 0 | 462 | 0 | 0 | 0 | 0 | 0 | 0 | 0 | 0 | 0
2040-07-25 | 1 | 32.2 | -14365 | -247 | -735 | 0 | 0 | 0 | 528 | 0 | 300 | 410 | 52 | 335 | 5453 | 3273 | 505 | 0 | 224 | 0 | 215 | 1428 | 0 | 961 | 1200 | 0 | 462 | 0 | 0 | 0 | 0 | 0 | 0 | 0 | 0 | 0
2040-07-25 | 2 | 28.75 | -13796 | -270 | -657 | 0 | 0 | -185 | 528 | 0 | 300 | 410 | 52 | 335 | 4917 | 3273 | 660 | 0 | 188 | 0 | 215 | 1389 | 0 | 977 | 1200 | 0 | 462 | 0 | 0 | 0 | 0 | 0 | 0 | 0 | 0 | 0
2040-07-25 | 3 | 28.75 | -13528 | -292 | -578 | 0 | 0 | -432 | 528 | 0 | 300 | 410 | 52 | 335 | 4717 | 3273 | 800 | 0 | 198 | 0 | 215 | 1353 | 0 | 986 | 1200 | 0 | 462 | 0 | 0 | 0 | 0 | 0 | 0 | 0 | 0 | 0
2040-07-25 | 4 | 30.53 | -13681 | -292 | -551 | 0 | 0 | 0 | 528 | 0 | 300 | 410 | 52 | 335 | 4835 | 3273 | 889 | 0 | 185 | 0 | 211 | 1317 | 0 | 527 | 1200 | 0 | 462 | 0 | 0 | 0 | 0 | 0 | 0 | 0 | 0 | 0
2040-07-25 | 5 | 33.01 | -14494 | -315 | -525 | 0 | 0 | 0 | 528 | 0 | 300 | 410 | 52 | 335 | 5449 | 3273 | 1112 | 0 | 182 | 0 | 207 | 1299 | 0 | 525 | 1200 | 0 | 462 | 0 | 0 | 0 | 0 | 0 | 0 | 0 | 0 | 0
2040-07-25 | 6 | 36.27 | -15810 | -315 | -551 | 0 | 0 | 0 | 528 | 0 | 300 | 468 | 52 | 335 | 6567 | 3273 | 1344 | 0 | 144 | 16 | 205 | 1290 | 0 | 491 | 1200 | 0 | 462 | 0 | 0 | 0 | 0 | 0 | 0 | 0 | 0 | 0
2040-07-25 | 7 | 38.85 | -17383 | -341 | -709 | 0 | 0 | 118 | 528 | 0 | 300 | 553 | 52 | 335 | 7994 | 3273 | 1145 | 0 | 112 | 445 | 207 | 1301 | 0 | 407 | 1200 | 0 | 462 | 0 | 0 | 0 | 0 | 0 | 0 | 0 | 0 | 0
2040-07-25 | 8 | 38.85 | -18720 | -292 | -867 | 0 | 0 | 339 | 581 | 0 | 300 | 558 | 52 | 335 | 7938 | 3273 | 993 | 0 | 80 | 1884 | 216 | 1313 | 0 | 354 | 1200 | 0 | 462 | 0 | 0 | 0 | 0 | 0 | 0 | 0 | 0 | 0
2040-07-25 | 9 | 35.41 | -19900 | -211 | -1050 | 0 | 0 | 0 | 1548 | 0 | 300 | 411 | 52 | 335 | 6440 | 3273 | 827 | 0 | 34 | 4381 | 215 | 1364 | 0 | 319 | 1200 | 0 | 462 | 0 | 0 | 0 | 0 | 0 | 0 | 0 | 0 | 0
2040-07-25 | 10 | 27.96 | -21204 | -162 | -1234 | 0 | 0 | -418 | 2425 | 0 | 300 | 410 | 52 | 335 | 4772 | 3273 | 639 | 0 | 31 | 7218 | 215 | 1404 | 0 | 281 | 1200 | 0 | 462 | 0 | 0 | 0 | 0 | 0 | 0 | 0 | 0 | 0
2040-07-25 | 11 | 27.96 | -22362 | -121 | -1182 | 0 | 0 | -1695 | 3250 | 0 | 80 | 410 | 52 | 335 | 4250 | 3273 | 533 | 0 | 31 | 9582 | 215 | 1425 | 0 | 262 | 1200 | 0 | 462 | 0 | 0 | 0 | 0 | 0 | 0 | 0 | 0 | 0
2040-07-25 | 12 | 24.13 | -22815 | -103 | -1024 | -320 | -610 | -1859 | 3910 | 0 | 80 | 410 | 52 | 227 | 4088 | 3273 | 451 | 0 | 47 | 10599 | 215 | 1446 | 0 | 271 | 1200 | 0 | 462 | 0 | 0 | 0 | 0 | 0 | 0 | 0 | 0 | 0
2040-07-25 | 13 | 24.21 | -23458 | -94 | -1339 | 0 | -610 | -1859 | 4407 | 0 | 80 | 410 | 52 | 287 | 3984 | 3273 | 325 | 0 | 54 | 10873 | 215 | 1463 | 0 | 276 | 1200 | 0 | 462 | 0 | 0 | 0 | 0 | 0 | 0 | 0 | 0 | 0
2040-07-25 | 14 | 27.96 | -23912 | -90 | -1313 | 0 | 0 | -1781 | 4824 | 0 | 80 | 410 | 52 | 335 | 4142 | 3273 | 244 | 0 | 59 | 10038 | 215 | 1463 | 0 | 299 | 1200 | 0 | 462 | 0 | 0 | 0 | 0 | 0 | 0 | 0 | 0 | 0
2040-07-25 | 15 | 27.96 | -23809 | -90 | -1182 | 0 | 0 | -1673 | 5046 | 0 | 80 | 410 | 52 | 335 | 4077 | 3273 | 158 | 0 | 63 | 9599 | 215 | 1475 | 0 | 308 | 1200 | 0 | 462 | 0 | 0 | 0 | 0 | 0 | 0 | 0 | 0 | 0
2040-07-25 | 16 | 27.96 | -23510 | -81 | -1549 | 0 | 0 | -297 | 5194 | 0 | 80 | 410 | 52 | 335 | 4077 | 3273 | 82 | 0 | 72 | 8196 | 215 | 1487 | 0 | 302 | 1200 | 0 | 462 | 0 | 0 | 0 | 0 | 0 | 0 | 0 | 0 | 0
2040-07-25 | 17 | 35.93 | -23033 | -81 | -1996 | 0 | 0 | 0 | 5284 | 0 | 80 | 410 | 52 | 335 | 5748 | 3273 | 62 | 0 | 66 | 6120 | 212 | 1490 | 0 | 315 | 1200 | 0 | 462 | 0 | 0 | 0 | 0 | 0 | 0 | 0 | 0 | 0
2040-07-25 | 18 | 37.79 | -22480 | -81 | -2390 | 0 | 0 | 1013 | 5215 | 0 | 80 | 482 | 52 | 335 | 6960 | 3273 | 94 | 0 | 63 | 3680 | 215 | 1475 | 0 | 350 | 1200 | 0 | 462 | 0 | 0 | 0 | 0 | 0 | 0 | 0 | 0 | 0
2040-07-25 | 19 | 37.79 | -22153 | -85 | -2285 | 90 | 0 | 1603 | 4777 | 0 | 80 | 770 | 52 | 335 | 8005 | 3273 | 90 | 0 | 57 | 1645 | 215 | 1484 | 0 | 385 | 1200 | 0 | 462 | 0 | 0 | 0 | 0 | 0 | 0 | 0 | 0 | 0
2040-07-25 | 20 | 37.79 | -21659 | -90 | -1602 | 130 | 501 | 1602 | 4116 | 0 | 80 | 877 | 52 | 335 | 8005 | 3273 | 94 | 0 | 56 | 461 | 215 | 1479 | 0 | 412 | 1200 | 0 | 462 | 0 | 0 | 0 | 0 | 0 | 0 | 0 | 0 | 0
2040-07-25 | 21 | 37.79 | -20781 | -112 | -1471 | 33 | 446 | 1554 | 3709 | 0 | 80 | 845 | 52 | 335 | 8070 | 3273 | 86 | 0 | 81 | 8 | 215 | 1500 | 0 | 413 | 1200 | 0 | 462 | 0 | 0 | 0 | 0 | 0 | 0 | 0 | 0 | 0
2040-07-25 | 22 | 37.79 | -19021 | -144 | -1234 | 0 | 0 | 917 | 2975 | 0 | 80 | 671 | 52 | 335 | 8070 | 3273 | 93 | 0 | 94 | 0 | 215 | 1499 | 0 | 463 | 1200 | 0 | 462 | 0 | 0 | 0 | 0 | 0 | 0 | 0 | 0 | 0
2040-07-25 | 23 | 37.79 | -17217 | -162 | -1024 | 23 | 22 | 402 | 1643 | 0 | 80 | 528 | 52 | 335 | 8010 | 3273 | 58 | 0 | 94 | 0 | 215 | 1491 | 0 | 515 | 1200 | 0 | 462 | 0 | 0 | 0 | 0 | 0 | 0 | 0 | 0 | 0
2040-07-25 | 24 | 37.79 | -15779 | -175 | -840 | 0 | 80 | 0 | 528 | 0 | 80 | 483 | 52 | 335 | 7994 | 3273 | 51 | 0 | 111 | 0 | 217 | 1469 | 0 | 459 | 1200 | 0 | 462 | 0 | 0 | 0 | 0 | 0 | 0 | 0 | 0 | 0
2040-07-26 | 1 | 35.41 | -14852 | -229 | -735 | 0 | 0 | 0 | 528 | 0 | 80 | 468 | 52 | 335 | 6661 | 3273 | 21 | 0 | 131 | 0 | 215 | 1428 | 0 | 961 | 1200 | 0 | 462 | 0 | 0 | 0 | 0 | 0 | 0 | 0 | 0 | 0
2040-07-26 | 2 | 33.97 | -14278 | -247 | -657 | 0 | 0 | 0 | 528 | 0 | 80 | 410 | 52 | 335 | 6097 | 3273 | 23 | 0 | 140 | 0 | 215 | 1389 | 0 | 977 | 1200 | 0 | 462 | 0 | 0 | 0 | 0 | 0 | 0 | 0 | 0 | 0
2040-07-26 | 3 | 32.34 | -13964 | -270 | -578 | 0 | 0 | 0 | 528 | 0 | 80 | 410 | 52 | 335 | 5757 | 3273 | 33 | 0 | 127 | 0 | 215 | 1353 | 0 | 986 | 1200 | 0 | 462 | 0 | 0 | 0 | 0 | 0 | 0 | 0 | 0 | 0
2040-07-26 | 4 | 34.83 | -14073 | -270 | -551 | 0 | 0 | 0 | 528 | 0 | 80 | 410 | 52 | 335 | 6289 | 3273 | 90 | 0 | 119 | 0 | 211 | 1317 | 0 | 527 | 1200 | 0 | 462 | 0 | 0 | 0 | 0 | 0 | 0 | 0 | 0 | 0
2040-07-26 | 5 | 36.41 | -14720 | -292 | -525 | 0 | 0 | 0 | 528 | 0 | 80 | 411 | 52 | 335 | 6952 | 3273 | 119 | 0 | 94 | 0 | 207 | 1299 | 0 | 525 | 1200 | 0 | 462 | 0 | 0 | 0 | 0 | 0 | 0 | 0 | 0 | 0
2040-07-26 | 6 | 38.72 | -16081 | -315 | -551 | 0 | 0 | 0 | 528 | 0 | 80 | 483 | 52 | 335 | 8221 | 3273 | 223 | 0 | 75 | 28 | 205 | 1290 | 0 | 491 | 1200 | 0 | 462 | 0 | 0 | 0 | 0 | 0 | 0 | 0 | 0 | 0
2040-07-26 | 7 | 40.99 | -17893 | -315 | -709 | 0 | 0 | 0 | 528 | 0 | 80 | 721 | 52 | 335 | 9446 | 3273 | 295 | 0 | 58 | 550 | 207 | 1301 | 0 | 407 | 1200 | 0 | 462 | 0 | 0 | 0 | 0 | 0 | 0 | 0 | 0 | 0
2040-07-26 | 8 | 39.65 | -19395 | -229 | -867 | 0 | 0 | 0 | 528 | 0 | 80 | 732 | 52 | 335 | 9565 | 3273 | 373 | 0 | 46 | 1960 | 216 | 1313 | 0 | 354 | 1200 | 0 | 462 | 0 | 0 | 0 | 0 | 0 | 0 | 0 | 0 | 0
2040-07-26 | 9 | 37.79 | -20767 | -162 | -1050 | 0 | 0 | 0 | 1089 | 0 | 80 | 483 | 52 | 335 | 8185 | 3273 | 479 | 0 | 26 | 4418 | 215 | 1364 | 0 | 319 | 1200 | 0 | 462 | 0 | 0 | 0 | 0 | 0 | 0 | 0 | 0 | 0
2040-07-26 | 10 | 34.45 | -22316 | -121 | -1234 | 0 | 0 | 0 | 2040 | 0 | 80 | 410 | 52 | 335 | 6075 | 3273 | 574 | 0 | 15 | 7256 | 215 | 1404 | 0 | 281 | 1200 | 0 | 462 | 0 | 0 | 0 | 0 | 0 | 0 | 0 | 0 | 0
2040-07-26 | 11 | 30.03 | -23696 | -94 | -1182 | 0 | 0 | -568 | 2970 | 0 | 0 | 410 | 52 | 335 | 4489 | 3273 | 844 | 0 | 16 | 9587 | 215 | 1425 | 0 | 262 | 1200 | 0 | 462 | 0 | 0 | 0 | 0 | 0 | 0 | 0 | 0 | 0
2040-07-26 | 12 | 29.32 | -24293 | -90 | -1024 | 0 | -143 | -1859 | 3741 | 0 | 0 | 410 | 52 | 335 | 4149 | 3273 | 819 | 0 | 28 | 11009 | 215 | 1446 | 0 | 271 | 1200 | 0 | 462 | 0 | 0 | 0 | 0 | 0 | 0 | 0 | 0 | 0
2040-07-26 | 13 | 29.9 | -25063 | -81 | -1339 | 0 | 0 | -1859 | 4296 | 0 | 0 | 410 | 52 | 335 | 4189 | 3273 | 767 | 0 | 40 | 11365 | 215 | 1463 | 0 | 276 | 1200 | 0 | 462 | 0 | 0 | 0 | 0 | 0 | 0 | 0 | 0 | 0
2040-07-26 | 14 | 30.03 | -25678 | -76 | -1313 | 0 | 0 | -1549 | 4771 | 0 | 0 | 410 | 52 | 335 | 4186 | 3273 | 809 | 0 | 47 | 11094 | 215 | 1463 | 0 | 299 | 1200 | 0 | 462 | 0 | 0 | 0 | 0 | 0 | 0 | 0 | 0 | 0
2040-07-26 | 15 | 30.03 | -25590 | -76 | -1182 | 0 | 0 | -752 | 5073 | 0 | 0 | 410 | 52 | 335 | 4182 | 3273 | 760 | 0 | 57 | 9798 | 215 | 1475 | 0 | 308 | 1200 | 0 | 462 | 0 | 0 | 0 | 0 | 0 | 0 | 0 | 0 | 0
2040-07-26 | 16 | 33.97 | -25246 | -76 | -1549 | 0 | 0 | 0 | 5231 | 0 | 0 | 410 | 52 | 335 | 4487 | 3273 | 763 | 0 | 71 | 8583 | 215 | 1487 | 0 | 302 | 1200 | 0 | 462 | 0 | 0 | 0 | 0 | 0 | 0 | 0 | 0 | 0
2040-07-26 | 17 | 38.51 | -24611 | -76 | -1996 | 0 | 0 | 0 | 5284 | 0 | 0 | 411 | 52 | 335 | 6535 | 3273 | 713 | 0 | 78 | 6323 | 212 | 1490 | 0 | 315 | 1200 | 0 | 462 | 0 | 0 | 0 | 0 | 0 | 0 | 0 | 0 | 0
2040-07-26 | 18 | 40.58 | -23856 | -76 | -2390 | 0 | 0 | 882 | 5120 | 0 | 220 | 668 | 52 | 335 | 7589 | 3273 | 680 | 0 | 91 | 3709 | 215 | 1475 | 0 | 350 | 1200 | 0 | 462 | 0 | 0 | 0 | 0 | 0 | 0 | 0 | 0 | 0
2040-07-26 | 19 | 40.58 | -23246 | -76 | -2285 | 0 | 21 | 1740 | 4576 | 0 | 220 | 933 | 52 | 335 | 8320 | 3273 | 649 | 0 | 118 | 1624 | 215 | 1484 | 0 | 385 | 1200 | 0 | 462 | 0 | 0 | 0 | 0 | 0 | 0 | 0 | 0 | 0
2040-07-26 | 20 | 40.58 | -22498 | -76 | -1602 | 0 | 0 | 1358 | 3773 | 0 | 220 | 974 | 52 | 335 | 9204 | 3273 | 626 | 0 | 164 | 428 | 215 | 1479 | 0 | 412 | 1200 | 0 | 462 | 0 | 0 | 0 | 0 | 0 | 0 | 0 | 0 | 0
2040-07-26 | 21 | 40.58 | -21537 | -90 | -1471 | 0 | 102 | 894 | 3223 | 0 | 220 | 934 | 52 | 335 | 9389 | 3273 | 608 | 0 | 270 | 8 | 215 | 1500 | 0 | 413 | 1200 | 0 | 462 | 0 | 0 | 0 | 0 | 0 | 0 | 0 | 0 | 0
2040-07-26 | 22 | 38.85 | -19813 | -112 | -1234 | 0 | 0 | 0 | 2483 | 0 | 220 | 773 | 52 | 335 | 9168 | 3273 | 684 | 0 | 331 | 0 | 215 | 1499 | 0 | 463 | 1200 | 0 | 462 | 0 | 0 | 0 | 0 | 0 | 0 | 0 | 0 | 0
2040-07-26 | 23 | 38.02 | -17998 | -135 | -1024 | 0 | 0 | 0 | 1263 | 0 | 220 | 671 | 52 | 335 | 8491 | 3273 | 629 | 0 | 340 | 0 | 215 | 1491 | 0 | 515 | 1200 | 0 | 462 | 0 | 0 | 0 | 0 | 0 | 0 | 0 | 0 | 0
2040-07-26 | 24 | 37.24 | -16536 | -162 | -840 | 0 | 0 | 0 | 528 | 0 | 220 | 483 | 52 | 335 | 7931 | 3273 | 590 | 0 | 319 | 0 | 217 | 1469 | 0 | 459 | 1200 | 0 | 462 | 0 | 0 | 0 | 0 | 0 | 0 | 0 | 0 | 0
2040-07-27 | 1 | 34.83 | -15509 | -175 | -735 | 0 | 0 | 0 | 528 | 0 | 220 | 468 | 52 | 335 | 6286 | 3273 | 701 | 0 | 290 | 0 | 215 | 1428 | 0 | 961 | 1200 | 0 | 462 | 0 | 0 | 0 | 0 | 0 | 0 | 0 | 0 | 0
2040-07-27 | 2 | 33.08 | -14861 | -211 | -657 | 0 | 0 | 0 | 528 | 0 | 220 | 411 | 52 | 335 | 5781 | 3273 | 636 | 0 | 250 | 0 | 215 | 1389 | 0 | 977 | 1200 | 0 | 462 | 0 | 0 | 0 | 0 | 0 | 0 | 0 | 0 | 0
2040-07-27 | 3 | 31.75 | -14400 | -211 | -578 | 0 | 0 | 0 | 528 | 0 | 220 | 410 | 52 | 335 | 5235 | 3273 | 711 | 0 | 209 | 0 | 215 | 1353 | 0 | 986 | 1200 | 0 | 462 | 0 | 0 | 0 | 0 | 0 | 0 | 0 | 0 | 0
2040-07-27 | 4 | 32.34 | -14290 | -229 | -551 | 0 | 0 | 0 | 528 | 0 | 220 | 410 | 52 | 335 | 5512 | 3273 | 857 | 0 | 166 | 0 | 211 | 1317 | 0 | 527 | 1200 | 0 | 462 | 0 | 0 | 0 | 0 | 0 | 0 | 0 | 0 | 0
2040-07-27 | 5 | 33.08 | -14396 | -229 | -525 | 0 | 0 | 0 | 528 | 0 | 220 | 410 | 52 | 335 | 5602 | 3273 | 894 | 0 | 142 | 0 | 207 | 1299 | 0 | 525 | 1200 | 0 | 462 | 0 | 0 | 0 | 0 | 0 | 0 | 0 | 0 | 0
2040-07-27 | 6 | 35.37 | -14839 | -247 | -551 | 0 | 0 | 0 | 528 | 0 | 220 | 411 | 52 | 335 | 6105 | 3273 | 915 | 0 | 125 | 25 | 205 | 1290 | 0 | 491 | 1200 | 0 | 462 | 0 | 0 | 0 | 0 | 0 | 0 | 0 | 0 | 0
2040-07-27 | 7 | 37.2 | -15979 | -247 | -709 | 0 | 0 | 0 | 528 | 0 | 220 | 468 | 52 | 335 | 6896 | 3273 | 979 | 0 | 99 | 508 | 207 | 1301 | 0 | 407 | 1200 | 0 | 462 | 0 | 0 | 0 | 0 | 0 | 0 | 0 | 0 | 0
2040-07-27 | 8 | 37.91 | -17514 | -229 | -867 | 0 | 0 | 0 | 528 | 0 | 220 | 482 | 52 | 335 | 7324 | 3273 | 1109 | 0 | 71 | 1669 | 216 | 1313 | 0 | 354 | 1200 | 0 | 462 | 0 | 0 | 0 | 0 | 0 | 0 | 0 | 0 | 0
2040-07-27 | 9 | 35.68 | -19095 | -193 | -1050 | 0 | 0 | 0 | 1136 | 0 | 220 | 411 | 52 | 335 | 6322 | 3273 | 1113 | 0 | 39 | 3877 | 215 | 1364 | 0 | 319 | 1200 | 0 | 462 | 0 | 0 | 0 | 0 | 0 | 0 | 0 | 0 | 0
2040-07-27 | 10 | 27.52 | -20735 | -144 | -1234 | 0 | 0 | -338 | 2325 | 0 | 220 | 410 | 52 | 335 | 4472 | 3273 | 918 | 0 | 26 | 6858 | 215 | 1404 | 0 | 281 | 1200 | 0 | 462 | 0 | 0 | 0 | 0 | 0 | 0 | 0 | 0 | 0
2040-07-27 | 11 | 24.36 | -22162 | -103 | -1182 | 0 | -169 | -1859 | 3408 | 0 | 220 | 410 | 52 | 319 | 3981 | 3273 | 970 | 0 | 33 | 9244 | 215 | 1425 | 0 | 262 | 1200 | 0 | 462 | 0 | 0 | 0 | 0 | 0 | 0 | 0 | 0 | 0
2040-07-27 | 12 | 23.61 | -22729 | -90 | -1024 | -438 | -610 | -1859 | 4285 | 0 | 220 | 410 | 52 | 211 | 3154 | 3273 | 1025 | 0 | 44 | 10481 | 215 | 1446 | 0 | 271 | 1200 | 0 | 462 | 0 | 0 | 0 | 0 | 0 | 0 | 0 | 0 | 0
2040-07-27 | 13 | 23.61 | -23069 | -81 | -1339 | -80 | -610 | -1859 | 4872 | 0 | 220 | 410 | 52 | 211 | 2841 | 3273 | 1007 | 0 | 56 | 10480 | 215 | 1463 | 0 | 276 | 1200 | 0 | 462 | 0 | 0 | 0 | 0 | 0 | 0 | 0 | 0 | 0
2040-07-27 | 14 | 24.36 | -23290 | -76 | -1313 | 0 | -30 | -1859 | 5088 | 0 | 220 | 410 | 52 | 319 | 2895 | 3273 | 712 | 0 | 66 | 9893 | 215 | 1463 | 0 | 299 | 1200 | 0 | 462 | 0 | 0 | 0 | 0 | 0 | 0 | 0 | 0 | 0
2040-07-27 | 15 | 27.52 | -23028 | -76 | -1182 | 0 | 0 | -1389 | 5147 | 0 | 220 | 410 | 52 | 335 | 2980 | 3273 | 646 | 0 | 77 | 8876 | 215 | 1475 | 0 | 308 | 1200 | 0 | 462 | 0 | 0 | 0 | 0 | 0 | 0 | 0 | 0 | 0
2040-07-27 | 16 | 27.52 | -22705 | -85 | -1549 | 0 | 0 | -345 | 5210 | 0 | 220 | 410 | 52 | 335 | 2980 | 3273 | 535 | 0 | 94 | 7909 | 215 | 1487 | 0 | 302 | 1200 | 0 | 462 | 0 | 0 | 0 | 0 | 0 | 0 | 0 | 0 | 0
2040-07-27 | 17 | 36.23 | -22168 | -81 | -1996 | 0 | 0 | 0 | 5284 | 0 | 220 | 410 | 52 | 335 | 4387 | 3273 | 444 | 0 | 119 | 6041 | 212 | 1490 | 0 | 315 | 1200 | 0 | 462 | 0 | 0 | 0 | 0 | 0 | 0 | 0 | 0 | 0
2040-07-27 | 18 | 37.19 | -21645 | -81 | -2390 | 131 | 374 | 676 | 5173 | 0 | 220 | 468 | 52 | 335 | 5610 | 3273 | 363 | 0 | 149 | 3589 | 215 | 1475 | 0 | 350 | 1200 | 0 | 462 | 0 | 0 | 0 | 0 | 0 | 0 | 0 | 0 | 0
2040-07-27 | 19 | 37.19 | -21168 | -81 | -2285 | 25 | 191 | 1549 | 4734 | 0 | 220 | 558 | 52 | 335 | 6696 | 3273 | 291 | 0 | 204 | 1658 | 215 | 1484 | 0 | 385 | 1200 | 0 | 462 | 0 | 0 | 0 | 0 | 0 | 0 | 0 | 0 | 0
2040-07-27 | 20 | 37.19 | -20602 | -94 | -1602 | 160 | 244 | 1549 | 3952 | 0 | 220 | 707 | 52 | 335 | 7073 | 3273 | 241 | 0 | 281 | 443 | 215 | 1479 | 0 | 412 | 1200 | 0 | 462 | 0 | 0 | 0 | 0 | 0 | 0 | 0 | 0 | 0
2040-07-27 | 21 | 37.19 | -19924 | -112 | -1471 | 82 | 274 | 1526 | 3482 | 0 | 300 | 721 | 52 | 335 | 7073 | 3273 | 239 | 0 | 353 | 8 | 215 | 1500 | 0 | 413 | 1200 | 0 | 462 | 0 | 0 | 0 | 0 | 0 | 0 | 0 | 0 | 0
2040-07-27 | 22 | 37.19 | -18536 | -135 | -1234 | 0 | 0 | 1100 | 2859 | 0 | 300 | 509 | 52 | 335 | 7073 | 3273 | 165 | 0 | 400 | 0 | 215 | 1499 | 0 | 463 | 1200 | 0 | 462 | 0 | 0 | 0 | 0 | 0 | 0 | 0 | 0 | 0
2040-07-27 | 23 | 37.19 | -17047 | -144 | -1024 | 48 | 35 | 489 | 1744 | 0 | 300 | 483 | 52 | 335 | 7073 | 3273 | 88 | 0 | 413 | 0 | 215 | 1491 | 0 | 515 | 1200 | 0 | 462 | 0 | 0 | 0 | 0 | 0 | 0 | 0 | 0 | 0
2040-07-27 | 24 | 37.19 | -15580 | -175 | -840 | 0 | 102 | 148 | 602 | 0 | 300 | 482 | 52 | 335 | 7026 | 3273 | 53 | 0 | 414 | 0 | 217 | 1469 | 0 | 459 | 1200 | 0 | 462 | 0 | 0 | 0 | 0 | 0 | 0 | 0 | 0 | 0
2040-07-28 | 1 | 35.37 | -14688 | -193 | -972 | 0 | 0 | 0 | 528 | 0 | 300 | 411 | 52 | 335 | 6254 | 3273 | 29 | 0 | 404 | 0 | 215 | 1428 | 0 | 961 | 1200 | 0 | 462 | 0 | 0 | 0 | 0 | 0 | 0 | 0 | 0 | 0
2040-07-28 | 2 | 33.01 | -14153 | -211 | -840 | 0 | 0 | 0 | 528 | 0 | 300 | 410 | 52 | 335 | 5642 | 3273 | 15 | 0 | 406 | 0 | 215 | 1389 | 0 | 977 | 1200 | 0 | 462 | 0 | 0 | 0 | 0 | 0 | 0 | 0 | 0 | 0
2040-07-28 | 3 | 32.2 | -13833 | -211 | -762 | 0 | 0 | 0 | 528 | 0 | 300 | 410 | 52 | 335 | 5277 | 3273 | 25 | 0 | 389 | 0 | 215 | 1353 | 0 | 986 | 1200 | 0 | 462 | 0 | 0 | 0 | 0 | 0 | 0 | 0 | 0 | 0
2040-07-28 | 4 | 33.08 | -13641 | -229 | -683 | 0 | 0 | 0 | 528 | 0 | 300 | 410 | 52 | 335 | 5507 | 3273 | 62 | 0 | 368 | 0 | 211 | 1317 | 0 | 527 | 1200 | 0 | 462 | 0 | 0 | 0 | 0 | 0 | 0 | 0 | 0 | 0
2040-07-28 | 5 | 33.5 | -13626 | -229 | -683 | 0 | 0 | 0 | 528 | 0 | 300 | 410 | 52 | 335 | 5519 | 3273 | 91 | 0 | 336 | 0 | 207 | 1299 | 0 | 525 | 1200 | 0 | 462 | 0 | 0 | 0 | 0 | 0 | 0 | 0 | 0 | 0
2040-07-28 | 6 | 35.52 | -14015 | -229 | -709 | 0 | 0 | 0 | 528 | 0 | 300 | 410 | 52 | 335 | 5911 | 3273 | 144 | 0 | 327 | 24 | 205 | 1290 | 0 | 491 | 1200 | 0 | 462 | 0 | 0 | 0 | 0 | 0 | 0 | 0 | 0 | 0
2040-07-28 | 7 | 37.56 | -15223 | -247 | -788 | 0 | 0 | 0 | 528 | 0 | 300 | 411 | 52 | 335 | 6891 | 3273 | 126 | 0 | 238 | 527 | 207 | 1301 | 0 | 407 | 1200 | 0 | 462 | 0 | 0 | 0 | 0 | 0 | 0 | 0 | 0 | 0
2040-07-28 | 8 | 38.83 | -16947 | -211 | -919 | 0 | 0 | 0 | 528 | 0 | 300 | 468 | 52 | 335 | 7402 | 3273 | 103 | 0 | 170 | 1901 | 216 | 1313 | 0 | 354 | 1200 | 0 | 462 | 0 | 0 | 0 | 0 | 0 | 0 | 0 | 0 | 0
2040-07-28 | 9 | 37.86 | -18790 | -144 | -1103 | 0 | 0 | 0 | 528 | 0 | 300 | 468 | 52 | 335 | 7007 | 3273 | 116 | 0 | 124 | 4273 | 215 | 1364 | 0 | 319 | 1200 | 0 | 462 | 0 | 0 | 0 | 0 | 0 | 0 | 0 | 0 | 0
2040-07-28 | 10 | 36.27 | -20946 | -103 | -1313 | 0 | 0 | 0 | 528 | 0 | 300 | 411 | 52 | 335 | 6627 | 3273 | 237 | 0 | 101 | 6935 | 215 | 1404 | 0 | 281 | 1200 | 0 | 462 | 0 | 0 | 0 | 0 | 0 | 0 | 0 | 0 | 0
2040-07-28 | 11 | 28.02 | -22667 | -85 | -1182 | 0 | 0 | -237 | 1691 | 0 | 300 | 410 | 52 | 335 | 4742 | 3273 | 421 | 0 | 123 | 9260 | 215 | 1425 | 0 | 262 | 1200 | 0 | 462 | 0 | 0 | 0 | 0 | 0 | 0 | 0 | 0 | 0
2040-07-28 | 12 | 28.02 | -24056 | -76 | -1313 | 0 | 0 | -999 | 2816 | 0 | 300 | 410 | 52 | 335 | 4117 | 3273 | 690 | 0 | 163 | 10694 | 215 | 1446 | 0 | 271 | 1200 | 0 | 462 | 0 | 0 | 0 | 0 | 0 | 0 | 0 | 0 | 0
2040-07-28 | 13 | 28.02 | -24892 | -81 | -1418 | 0 | 0 | -1508 | 3731 | 0 | 300 | 410 | 52 | 335 | 4085 | 3273 | 948 | 0 | 215 | 10934 | 215 | 1463 | 0 | 276 | 1200 | 0 | 462 | 0 | 0 | 0 | 0 | 0 | 0 | 0 | 0 | 0
2040-07-28 | 14 | 28.02 | -25406 | -90 | -1471 | 0 | 0 | -1338 | 4269 | 0 | 300 | 410 | 52 | 335 | 4085 | 3273 | 1194 | 0 | 257 | 10489 | 215 | 1463 | 0 | 299 | 1200 | 0 | 462 | 0 | 0 | 0 | 0 | 0 | 0 | 0 | 0 | 0
2040-07-28 | 15 | 28.02 | -25962 | -103 | -1523 | 0 | 0 | -963 | 4624 | 0 | 300 | 410 | 52 | 335 | 4081 | 3273 | 1510 | 0 | 284 | 10022 | 215 | 1475 | 0 | 308 | 1200 | 0 | 462 | 0 | 0 | 0 | 0 | 0 | 0 | 0 | 0 | 0
2040-07-28 | 16 | 28.02 | -26372 | -94 | -1444 | 0 | 0 | -142 | 4914 | 0 | 300 | 410 | 52 | 335 | 4081 | 3273 | 2292 | 0 | 308 | 8421 | 215 | 1487 | 0 | 302 | 1200 | 0 | 462 | 0 | 0 | 0 | 0 | 0 | 0 | 0 | 0 | 0
2040-07-28 | 17 | 36.41 | -26553 | -94 | -1444 | 0 | 0 | 0 | 5162 | 0 | 300 | 410 | 52 | 335 | 5297 | 3273 | 3126 | 0 | 333 | 6124 | 212 | 1490 | 0 | 315 | 1200 | 0 | 462 | 0 | 0 | 0 | 0 | 0 | 0 | 0 | 0 | 0
2040-07-28 | 18 | 37.86 | -26144 | -90 | -1471 | 0 | 0 | 562 | 5284 | 0 | 300 | 483 | 52 | 335 | 6379 | 3273 | 3691 | 0 | 324 | 3320 | 215 | 1475 | 0 | 350 | 1200 | 0 | 462 | 0 | 0 | 0 | 0 | 0 | 0 | 0 | 0 | 0
2040-07-28 | 19 | 37.86 | -25295 | -85 | -1523 | 0 | 0 | 1414 | 5052 | 0 | 300 | 721 | 52 | 335 | 6407 | 3273 | 3787 | 0 | 330 | 1486 | 215 | 1484 | 0 | 385 | 1200 | 0 | 462 | 0 | 0 | 0 | 0 | 0 | 0 | 0 | 0 | 0
2040-07-28 | 20 | 37.86 | -24787 | -81 | -1418 | 0 | 0 | 1103 | 4460 | 0 | 300 | 845 | 52 | 335 | 7495 | 3273 | 3933 | 0 | 341 | 381 | 215 | 1479 | 0 | 412 | 1200 | 0 | 462 | 0 | 0 | 0 | 0 | 0 | 0 | 0 | 0 | 0
2040-07-28 | 21 | 37.86 | -23829 | -76 | -1339 | 0 | 0 | 759 | 4100 | 0 | 300 | 845 | 52 | 335 | 7495 | 3273 | 3950 | 0 | 337 | 8 | 215 | 1500 | 0 | 413 | 1200 | 0 | 462 | 0 | 0 | 0 | 0 | 0 | 0 | 0 | 0 | 0
2040-07-28 | 22 | 36.86 | -21830 | -81 | -1208 | 0 | 0 | 0 | 3429 | 0 | 300 | 671 | 52 | 335 | 7083 | 3273 | 3828 | 0 | 308 | 0 | 215 | 1499 | 0 | 463 | 1200 | 0 | 462 | 0 | 0 | 0 | 0 | 0 | 0 | 0 | 0 | 0
2040-07-28 | 23 | 34.83 | -19943 | -85 | -1208 | 0 | 0 | 0 | 2188 | 0 | 300 | 483 | 52 | 335 | 6124 | 3273 | 4292 | 0 | 307 | 0 | 215 | 1491 | 0 | 515 | 1200 | 0 | 462 | 0 | 0 | 0 | 0 | 0 | 0 | 0 | 0 | 0
2040-07-28 | 24 | 34.83 | -18532 | -94 | -1103 | 0 | 0 | 0 | 972 | 0 | 300 | 483 | 52 | 335 | 6126 | 3273 | 4083 | 0 | 298 | 0 | 217 | 1469 | 0 | 459 | 1200 | 0 | 462 | 0 | 0 | 0 | 0 | 0 | 0 | 0 | 0 | 0
2040-07-29 | 1 | 32.95 | -17591 | -103 | -972 | 0 | 0 | -773 | 528 | 0 | 300 | 482 | 52 | 335 | 5836 | 3273 | 4071 | 0 | 295 | 0 | 215 | 1428 | 0 | 961 | 1200 | 0 | 462 | 0 | 0 | 0 | 0 | 0 | 0 | 0 | 0 | 0
2040-07-29 | 2 | 32.95 | -16971 | -112 | -840 | 0 | 0 | -1226 | 528 | 0 | 300 | 411 | 52 | 335 | 5836 | 3273 | 3900 | 0 | 271 | 0 | 215 | 1389 | 0 | 977 | 1200 | 0 | 462 | 0 | 0 | 0 | 0 | 0 | 0 | 0 | 0 | 0
2040-07-29 | 3 | 32.95 | -16688 | -121 | -762 | 0 | 0 | -1541 | 528 | 0 | 300 | 410 | 52 | 335 | 5836 | 3273 | 3903 | 0 | 258 | 0 | 215 | 1353 | 0 | 986 | 1200 | 0 | 462 | 0 | 0 | 0 | 0 | 0 | 0 | 0 | 0 | 0
2040-07-29 | 4 | 32.95 | -16830 | -121 | -683 | 0 | 0 | -652 | 528 | 0 | 300 | 461 | 52 | 335 | 5788 | 3273 | 3614 | 0 | 218 | 0 | 211 | 1317 | 0 | 527 | 1200 | 0 | 462 | 0 | 0 | 0 | 0 | 0 | 0 | 0 | 0 | 0
2040-07-29 | 5 | 34.45 | -17592 | -135 | -683 | 0 | 0 | 0 | 528 | 0 | 300 | 482 | 52 | 335 | 6130 | 3273 | 3423 | 0 | 192 | 0 | 207 | 1299 | 0 | 525 | 1200 | 0 | 462 | 0 | 0 | 0 | 0 | 0 | 0 | 0 | 0 | 0
2040-07-29 | 6 | 37.27 | -19191 | -144 | -709 | 0 | 0 | 0 | 528 | 0 | 300 | 770 | 52 | 335 | 7898 | 3273 | 3041 | 0 | 179 | 19 | 205 | 1290 | 0 | 491 | 1200 | 0 | 462 | 0 | 0 | 0 | 0 | 0 | 0 | 0 | 0 | 0
2040-07-29 | 7 | 40.58 | -21199 | -144 | -788 | 0 | 0 | 0 | 528 | 0 | 300 | 977 | 52 | 335 | 9792 | 3273 | 2658 | 0 | 137 | 500 | 207 | 1301 | 0 | 407 | 1200 | 0 | 462 | 0 | 0 | 0 | 0 | 0 | 0 | 0 | 0 | 0
2040-07-29 | 8 | 43.37 | -22944 | -121 | -919 | 0 | 0 | 0 | 528 | 0 | 300 | 1153 | 52 | 335 | 10932 | 3273 | 1939 | 0 | 115 | 1812 | 216 | 1313 | 0 | 354 | 1200 | 0 | 462 | 0 | 0 | 0 | 0 | 0 | 0 | 0 | 0 | 0
2040-07-29 | 9 | 41.69 | -24603 | -94 | -1103 | 0 | 0 | 0 | 1094 | 0 | 300 | 977 | 52 | 335 | 10661 | 3273 | 1378 | 0 | 69 | 4101 | 215 | 1364 | 0 | 319 | 1200 | 0 | 462 | 0 | 0 | 0 | 0 | 0 | 0 | 0 | 0 | 0
2040-07-29 | 10 | 38.77 | -26548 | -85 | -1313 | 0 | 0 | 0 | 2098 | 0 | 300 | 833 | 52 | 335 | 9126 | 3273 | 1372 | 0 | 46 | 6949 | 215 | 1404 | 0 | 281 | 1200 | 0 | 462 | 0 | 0 | 0 | 0 | 0 | 0 | 0 | 0 | 0
2040-07-29 | 11 | 36.63 | -27941 | -76 | -1182 | 0 | 0 | 0 | 3081 | 0 | 300 | 483 | 52 | 335 | 7623 | 3273 | 1378 | 0 | 34 | 9076 | 215 | 1425 | 0 | 262 | 1200 | 0 | 462 | 0 | 0 | 0 | 0 | 0 | 0 | 0 | 0 | 0
2040-07-29 | 12 | 33.97 | -28961 | -81 | -1313 | 0 | 0 | 0 | 3894 | 0 | 300 | 468 | 52 | 335 | 6060 | 3273 | 1569 | 0 | 40 | 10769 | 215 | 1446 | 0 | 271 | 1200 | 0 | 462 | 0 | 0 | 0 | 0 | 0 | 0 | 0 | 0 | 0
2040-07-29 | 13 | 34.83 | -29775 | -85 | -1418 | 0 | 0 | 0 | 4502 | 0 | 300 | 482 | 52 | 335 | 6279 | 3273 | 1908 | 0 | 46 | 10485 | 215 | 1463 | 0 | 276 | 1200 | 0 | 462 | 0 | 0 | 0 | 0 | 0 | 0 | 0 | 0 | 0
2040-07-29 | 14 | 34.63 | -30229 | -90 | -1471 | 0 | 0 | 0 | 4967 | 0 | 300 | 482 | 52 | 335 | 6172 | 3273 | 2297 | 0 | 60 | 10212 | 215 | 1463 | 0 | 299 | 1200 | 0 | 462 | 0 | 0 | 0 | 0 | 0 | 0 | 0 | 0 | 0
2040-07-29 | 15 | 36.86 | -30395 | -94 | -1523 | 0 | 0 | 0 | 5236 | 0 | 300 | 528 | 52 | 335 | 7143 | 3273 | 2481 | 0 | 76 | 8928 | 215 | 1475 | 0 | 308 | 1200 | 0 | 462 | 0 | 0 | 0 | 0 | 0 | 0 | 0 | 0 | 0
2040-07-29 | 16 | 38.39 | -30176 | -94 | -1444 | 0 | 0 | 0 | 5284 | 0 | 300 | 699 | 52 | 335 | 7908 | 3273 | 2281 | 0 | 83 | 7833 | 215 | 1487 | 0 | 302 | 1200 | 0 | 462 | 0 | 0 | 0 | 0 | 0 | 0 | 0 | 0 | 0
2040-07-29 | 17 | 42.2 | -29859 | -103 | -1444 | 0 | 0 | 0 | 5162 | 0 | 300 | 934 | 52 | 335 | 9495 | 3273 | 2241 | 0 | 83 | 5853 | 212 | 1490 | 0 | 315 | 1200 | 0 | 462 | 0 | 0 | 0 | 0 | 0 | 0 | 0 | 0 | 0
2040-07-29 | 18 | 44.53 | -29178 | -103 | -1471 | 0 | 0 | 522 | 5004 | 0 | 313 | 1269 | 52 | 335 | 10690 | 3273 | 2165 | 0 | 91 | 3335 | 215 | 1475 | 0 | 350 | 1200 | 0 | 462 | 0 | 0 | 0 | 0 | 0 | 0 | 0 | 0 | 0
2040-07-29 | 19 | 44.53 | -28269 | -94 | -1523 | 0 | 0 | 1219 | 4655 | 0 | 313 | 1317 | 52 | 335 | 11245 | 3273 | 2064 | 0 | 98 | 1569 | 215 | 1484 | 0 | 385 | 1200 | 0 | 462 | 0 | 0 | 0 | 0 | 0 | 0 | 0 | 0 | 0
2040-07-29 | 20 | 44.53 | -27444 | -85 | -1418 | 0 | 0 | 1082 | 4100 | 0 | 313 | 1317 | 52 | 335 | 11736 | 3273 | 2436 | 0 | 127 | 408 | 215 | 1479 | 0 | 412 | 1200 | 0 | 462 | 0 | 0 | 0 | 0 | 0 | 0 | 0 | 0 | 0
2040-07-29 | 21 | 44.53 | -25967 | -76 | -1339 | 0 | 0 | 281 | 3609 | 0 | 313 | 1317 | 52 | 335 | 11732 | 3273 | 2493 | 0 | 181 | 8 | 215 | 1500 | 0 | 413 | 1200 | 0 | 462 | 0 | 0 | 0 | 0 | 0 | 0 | 0 | 0 | 0
2040-07-29 | 22 | 41.48 | -23490 | -76 | -1208 | 0 | 0 | 0 | 2732 | 0 | 313 | 1145 | 52 | 335 | 10442 | 3273 | 2422 | 0 | 221 | 0 | 215 | 1499 | 0 | 463 | 1200 | 0 | 462 | 0 | 0 | 0 | 0 | 0 | 0 | 0 | 0 | 0
2040-07-29 | 23 | 39.9 | -21244 | -85 | -1208 | 0 | 0 | 0 | 1384 | 0 | 313 | 977 | 52 | 335 | 9781 | 3273 | 2326 | 0 | 212 | 0 | 215 | 1491 | 0 | 515 | 1200 | 0 | 462 | 0 | 0 | 0 | 0 | 0 | 0 | 0 | 0 | 0
2040-07-29 | 24 | 38.93 | -19785 | -94 | -1103 | 0 | 0 | 0 | 528 | 0 | 313 | 933 | 52 | 335 | 9292 | 3273 | 2245 | 0 | 203 | 0 | 217 | 1469 | 0 | 459 | 1200 | 0 | 462 | 0 | 0 | 0 | 0 | 0 | 0 | 0 | 0 | 0
2040-07-30 | 1 | 37.86 | -18646 | -94 | -735 | 0 | -118 | -361 | 528 | 0 | 313 | 732 | 52 | 335 | 8378 | 3273 | 1865 | 0 | 212 | 0 | 215 | 1428 | 0 | 961 | 1200 | 0 | 462 | 0 | 0 | 0 | 0 | 0 | 0 | 0 | 0 | 0
2040-07-30 | 2 | 37.86 | -17935 | -112 | -657 | 0 | -210 | -769 | 528 | 0 | 300 | 622 | 52 | 335 | 8345 | 3273 | 1773 | 0 | 211 | 0 | 215 | 1389 | 0 | 977 | 1200 | 0 | 462 | 0 | 0 | 0 | 0 | 0 | 0 | 0 | 0 | 0
2040-07-30 | 3 | 37.86 | -17520 | -121 | -578 | 0 | -573 | -891 | 528 | 0 | 300 | 528 | 52 | 335 | 8317 | 3273 | 1932 | 0 | 202 | 0 | 215 | 1353 | 0 | 986 | 1200 | 0 | 462 | 0 | 0 | 0 | 0 | 0 | 0 | 0 | 0 | 0
2040-07-30 | 4 | 37.86 | -17591 | -121 | -551 | 0 | -400 | -505 | 528 | 0 | 300 | 510 | 52 | 335 | 8317 | 3273 | 1938 | 0 | 198 | 0 | 211 | 1317 | 0 | 527 | 1200 | 0 | 462 | 0 | 0 | 0 | 0 | 0 | 0 | 0 | 0 | 0
2040-07-30 | 5 | 37.86 | -18316 | -135 | -525 | 0 | -81 | -28 | 528 | 0 | 300 | 687 | 52 | 335 | 8317 | 3273 | 1725 | 0 | 173 | 0 | 207 | 1299 | 0 | 525 | 1200 | 0 | 462 | 0 | 0 | 0 | 0 | 0 | 0 | 0 | 0 | 0
2040-07-30 | 6 | 39.51 | -19851 | -135 | -551 | 0 | 0 | 0 | 528 | 0 | 300 | 886 | 52 | 335 | 9625 | 3273 | 1702 | 0 | 166 | 20 | 205 | 1290 | 0 | 491 | 1200 | 0 | 462 | 0 | 0 | 0 | 0 | 0 | 0 | 0 | 0 | 0
2040-07-30 | 7 | 44.06 | -21883 | -144 | -709 | 0 | 0 | 0 | 528 | 0 | 300 | 1153 | 52 | 335 | 11412 | 3273 | 1488 | 0 | 148 | 469 | 207 | 1301 | 0 | 407 | 1200 | 0 | 462 | 0 | 0 | 0 | 0 | 0 | 0 | 0 | 0 | 0
2040-07-30 | 8 | 45.07 | -23708 | -121 | -867 | 0 | 0 | 0 | 528 | 0 | 300 | 1269 | 52 | 335 | 11886 | 3273 | 1538 | 0 | 131 | 1838 | 216 | 1313 | 0 | 354 | 1200 | 0 | 462 | 0 | 0 | 0 | 0 | 0 | 0 | 0 | 0 | 0
2040-07-30 | 9 | 43.37 | -25586 | -90 | -1050 | 0 | 0 | 0 | 1089 | 0 | 300 | 1063 | 52 | 335 | 11201 | 3273 | 1619 | 0 | 101 | 4133 | 215 | 1364 | 0 | 319 | 1200 | 0 | 462 | 0 | 0 | 0 | 0 | 0 | 0 | 0 | 0 | 0
2040-07-30 | 10 | 40.72 | -27667 | -76 | -1234 | 0 | 0 | 0 | 2161 | 0 | 313 | 934 | 52 | 335 | 10099 | 3273 | 1355 | 0 | 66 | 6827 | 215 | 1404 | 0 | 281 | 1200 | 0 | 462 | 0 | 0 | 0 | 0 | 0 | 0 | 0 | 0 | 0
2040-07-30 | 11 | 38.8 | -29550 | -76 | -1182 | 0 | 0 | 0 | 3229 | 0 | 313 | 770 | 52 | 335 | 9081 | 3273 | 1161 | 0 | 62 | 8968 | 215 | 1425 | 0 | 262 | 1200 | 0 | 462 | 0 | 0 | 0 | 0 | 0 | 0 | 0 | 0 | 0
2040-07-30 | 12 | 37.86 | -30481 | -90 | -1024 | 0 | -26 | -34 | 4143 | 0 | 313 | 558 | 52 | 335 | 8277 | 3273 | 1097 | 0 | 99 | 9913 | 215 | 1446 | 0 | 271 | 1200 | 0 | 462 | 0 | 0 | 0 | 0 | 0 | 0 | 0 | 0 | 0
2040-07-30 | 13 | 37.91 | -31320 | -94 | -1339 | 0 | 0 | 0 | 4782 | 0 | 313 | 558 | 52 | 335 | 8339 | 3273 | 986 | 0 | 135 | 10364 | 215 | 1463 | 0 | 276 | 1200 | 0 | 462 | 0 | 0 | 0 | 0 | 0 | 0 | 0 | 0 | 0
2040-07-30 | 14 | 37.86 | -31561 | -103 | -1313 | 0 | -10 | -93 | 5215 | 0 | 313 | 554 | 52 | 335 | 8277 | 3273 | 1026 | 0 | 194 | 10201 | 215 | 1463 | 0 | 299 | 1200 | 0 | 462 | 0 | 0 | 0 | 0 | 0 | 0 | 0 | 0 | 0
2040-07-30 | 15 | 37.86 | -30962 | -135 | -1182 | 0 | 0 | 0 | 5284 | 0 | 313 | 604 | 52 | 335 | 8315 | 3273 | 1058 | 0 | 234 | 9150 | 215 | 1475 | 0 | 308 | 1200 | 0 | 462 | 0 | 0 | 0 | 0 | 0 | 0 | 0 | 0 | 0
2040-07-30 | 16 | 39.08 | -30339 | -135 | -1549 | 0 | 0 | 0 | 5147 | 0 | 313 | 773 | 52 | 335 | 9322 | 3273 | 1117 | 0 | 269 | 7756 | 215 | 1487 | 0 | 302 | 1200 | 0 | 462 | 0 | 0 | 0 | 0 | 0 | 0 | 0 | 0 | 0
2040-07-30 | 17 | 42.12 | -29586 | -121 | -1996 | 0 | 0 | 0 | 5036 | 0 | 313 | 977 | 52 | 335 | 10956 | 3273 | 1234 | 0 | 293 | 5555 | 212 | 1490 | 0 | 315 | 1200 | 0 | 462 | 0 | 0 | 0 | 0 | 0 | 0 | 0 | 0 | 0
2040-07-30 | 18 | 47.68 | -29000 | -103 | -2390 | 0 | 0 | 0 | 4830 | 0 | 313 | 1317 | 52 | 335 | 12596 | 3273 | 1341 | 0 | 295 | 3439 | 215 | 1475 | 0 | 350 | 1200 | 0 | 462 | 0 | 0 | 0 | 0 | 0 | 0 | 0 | 0 | 0
2040-07-30 | 19 | 51.17 | -28674 | -90 | -2285 | 0 | 508 | 648 | 4465 | 100 | 326 | 1317 | 52 | 381 | 13031 | 3273 | 1495 | 0 | 290 | 1415 | 215 | 1484 | 0 | 385 | 1200 | 0 | 462 | 0 | 0 | 0 | 0 | 0 | 0 | 0 | 0 | 0
2040-07-30 | 20 | 51.17 | -27888 | -81 | -1602 | 0 | 420 | 818 | 3947 | 100 | 326 | 1317 | 52 | 381 | 13031 | 3273 | 1419 | 0 | 302 | 416 | 215 | 1479 | 0 | 412 | 1200 | 0 | 462 | 0 | 0 | 0 | 0 | 0 | 0 | 0 | 0 | 0
2040-07-30 | 21 | 51.17 | -26476 | -76 | -1471 | 0 | 292 | 518 | 3456 | 90 | 326 | 1317 | 52 | 354 | 12838 | 3273 | 1383 | 0 | 327 | 8 | 215 | 1500 | 0 | 413 | 1200 | 0 | 462 | 0 | 0 | 0 | 0 | 0 | 0 | 0 | 0 | 0
2040-07-30 | 22 | 45.07 | -24227 | -81 | -1234 | 0 | 0 | 0 | 2589 | 0 | 326 | 1269 | 52 | 335 | 12234 | 3273 | 1314 | 0 | 310 | 0 | 215 | 1499 | 0 | 463 | 1200 | 0 | 462 | 0 | 0 | 0 | 0 | 0 | 0 | 0 | 0 | 0
2040-07-30 | 23 | 43.14 | -22036 | -85 | -1024 | 0 | 0 | 0 | 1289 | 0 | 326 | 1159 | 52 | 335 | 11284 | 3273 | 1233 | 0 | 311 | 0 | 215 | 1491 | 0 | 515 | 1200 | 0 | 462 | 0 | 0 | 0 | 0 | 0 | 0 | 0 | 0 | 0
2040-07-30 | 24 | 41.48 | -20362 | -94 | -840 | 0 | 0 | 0 | 528 | 0 | 313 | 974 | 52 | 335 | 10523 | 3273 | 1201 | 0 | 290 | 0 | 217 | 1469 | 0 | 459 | 1200 | 0 | 462 | 0 | 0 | 0 | 0 | 0 | 0 | 0 | 0 | 0
2040-07-31 | 1 | 38.48 | -19161 | -94 | -735 | 0 | 0 | 0 | 528 | 0 | 313 | 845 | 52 | 335 | 8917 | 3273 | 1201 | 0 | 260 | 0 | 215 | 1428 | 0 | 961 | 1200 | 0 | 462 | 0 | 0 | 0 | 0 | 0 | 0 | 0 | 0 | 0
2040-07-31 | 2 | 37.8 | -18360 | -103 | -657 | 0 | -130 | -125 | 528 | 0 | 313 | 715 | 52 | 335 | 8322 | 3273 | 1371 | 0 | 221 | 0 | 215 | 1389 | 0 | 977 | 1200 | 0 | 462 | 0 | 0 | 0 | 0 | 0 | 0 | 0 | 0 | 0
2040-07-31 | 3 | 37.8 | -17867 | -121 | -578 | 0 | -433 | 0 | 528 | 0 | 300 | 622 | 52 | 335 | 8177 | 3273 | 1312 | 0 | 183 | 0 | 215 | 1353 | 0 | 986 | 1200 | 0 | 462 | 0 | 0 | 0 | 0 | 0 | 0 | 0 | 0 | 0
2040-07-31 | 4 | 37.86 | -17892 | -135 | -551 | 0 | 0 | 0 | 528 | 0 | 300 | 622 | 52 | 335 | 8238 | 3273 | 1338 | 0 | 174 | 0 | 211 | 1317 | 0 | 527 | 1200 | 0 | 462 | 0 | 0 | 0 | 0 | 0 | 0 | 0 | 0 | 0
2040-07-31 | 5 | 38.72 | -18574 | -144 | -525 | 0 | 0 | 0 | 528 | 0 | 300 | 732 | 52 | 335 | 8890 | 3273 | 1283 | 0 | 156 | 0 | 207 | 1299 | 0 | 525 | 1200 | 0 | 462 | 0 | 0 | 0 | 0 | 0 | 0 | 0 | 0 | 0
2040-07-31 | 6 | 41.55 | -20023 | -144 | -551 | 0 | 0 | 0 | 528 | 0 | 300 | 934 | 52 | 335 | 10439 | 3273 | 1064 | 0 | 126 | 19 | 205 | 1290 | 0 | 491 | 1200 | 0 | 462 | 0 | 0 | 0 | 0 | 0 | 0 | 0 | 0 | 0
2040-07-31 | 7 | 46.88 | -22022 | -162 | -709 | 0 | 0 | 0 | 528 | 0 | 300 | 1240 | 52 | 335 | 12013 | 3273 | 950 | 0 | 116 | 507 | 207 | 1301 | 0 | 407 | 1200 | 0 | 462 | 0 | 0 | 0 | 0 | 0 | 0 | 0 | 0 | 0
2040-07-31 | 8 | 47.76 | -23789 | -135 | -867 | 0 | 0 | 0 | 613 | 0 | 313 | 1269 | 52 | 335 | 12726 | 3273 | 732 | 0 | 97 | 1835 | 216 | 1313 | 0 | 354 | 1200 | 0 | 462 | 0 | 0 | 0 | 0 | 0 | 0 | 0 | 0 | 0
2040-07-31 | 9 | 44.07 | -25431 | -94 | -1050 | 0 | 0 | 0 | 1649 | 0 | 313 | 977 | 52 | 335 | 11566 | 3273 | 710 | 0 | 79 | 4061 | 215 | 1364 | 0 | 319 | 1200 | 0 | 462 | 0 | 0 | 0 | 0 | 0 | 0 | 0 | 0 | 0
2040-07-31 | 10 | 41.07 | -27223 | -81 | -1234 | 0 | 0 | 0 | 2631 | 0 | 313 | 914 | 52 | 335 | 10347 | 3273 | 692 | 0 | 63 | 6356 | 215 | 1404 | 0 | 281 | 1200 | 0 | 462 | 0 | 0 | 0 | 0 | 0 | 0 | 0 | 0 | 0
2040-07-31 | 11 | 38.85 | -28788 | -76 | -1182 | 0 | 0 | 0 | 3583 | 0 | 313 | 732 | 52 | 335 | 9302 | 3273 | 717 | 0 | 66 | 8108 | 215 | 1425 | 0 | 262 | 1200 | 0 | 462 | 0 | 0 | 0 | 0 | 0 | 0 | 0 | 0 | 0
2040-07-31 | 12 | 37.8 | -29567 | -76 | -1024 | 0 | -232 | 0 | 4349 | 0 | 313 | 483 | 52 | 335 | 8316 | 3273 | 697 | 0 | 80 | 9408 | 215 | 1446 | 0 | 271 | 1200 | 0 | 462 | 0 | 0 | 0 | 0 | 0 | 0 | 0 | 0 | 0
2040-07-31 | 13 | 38.04 | -30224 | -85 | -1339 | 0 | 0 | 0 | 4935 | 0 | 313 | 622 | 52 | 335 | 8639 | 3273 | 716 | 0 | 90 | 9056 | 215 | 1463 | 0 | 276 | 1200 | 0 | 462 | 0 | 0 | 0 | 0 | 0 | 0 | 0 | 0 | 0
2040-07-31 | 14 | 38.45 | -30093 | -94 | -1313 | 0 | 0 | 0 | 5284 | 0 | 313 | 684 | 52 | 335 | 8854 | 3273 | 681 | 0 | 105 | 8280 | 215 | 1463 | 0 | 299 | 1200 | 0 | 462 | 0 | 0 | 0 | 0 | 0 | 0 | 0 | 0 | 0
2040-07-31 | 15 | 38.8 | -28658 | -76 | -1182 | 0 | 0 | 0 | 5125 | 0 | 313 | 732 | 52 | 335 | 9106 | 3273 | 715 | 0 | 115 | 6490 | 215 | 1475 | 0 | 308 | 1200 | 0 | 462 | 0 | 0 | 0 | 0 | 0 | 0 | 0 | 0 | 0
2040-07-31 | 16 | 40.58 | -26465 | -76 | -1549 | 0 | 0 | 0 | 4518 | 0 | 313 | 886 | 52 | 335 | 10008 | 3273 | 790 | 0 | 108 | 4141 | 215 | 1487 | 0 | 302 | 1200 | 0 | 462 | 0 | 0 | 0 | 0 | 0 | 0 | 0 | 0 | 0
2040-07-31 | 17 | 43.37 | -25117 | -103 | -1996 | 0 | 0 | 0 | 3561 | 0 | 313 | 977 | 52 | 335 | 11247 | 3273 | 795 | 0 | 113 | 2871 | 212 | 1490 | 0 | 315 | 1200 | 0 | 462 | 0 | 0 | 0 | 0 | 0 | 0 | 0 | 0 | 0
2040-07-31 | 18 | 45.84 | -24287 | -94 | -2390 | 0 | 0 | 0 | 3044 | 0 | 313 | 1269 | 52 | 335 | 12186 | 3273 | 894 | 0 | 119 | 1583 | 215 | 1475 | 0 | 350 | 1200 | 0 | 462 | 0 | 0 | 0 | 0 | 0 | 0 | 0 | 0 | 0
2040-07-31 | 19 | 50.44 | -24057 | -112 | -2285 | 0 | 381 | 0 | 2547 | 90 | 326 | 1317 | 52 | 361 | 12823 | 3273 | 782 | 0 | 111 | 645 | 215 | 1484 | 0 | 385 | 1200 | 0 | 462 | 0 | 0 | 0 | 0 | 0 | 0 | 0 | 0 | 0
2040-07-31 | 20 | 50.44 | -23587 | -121 | -1602 | 0 | 302 | 92 | 2077 | 90 | 326 | 1317 | 52 | 354 | 12636 | 3273 | 641 | 0 | 111 | 271 | 215 | 1479 | 0 | 412 | 1200 | 0 | 462 | 0 | 0 | 0 | 0 | 0 | 0 | 0 | 0 | 0
2040-07-31 | 21 | 47.42 | -22546 | -135 | -1471 | 0 | 0 | 0 | 1754 | 0 | 326 | 1269 | 52 | 335 | 12507 | 3273 | 693 | 0 | 151 | 0 | 215 | 1500 | 0 | 413 | 1200 | 0 | 462 | 0 | 0 | 0 | 0 | 0 | 0 | 0 | 0 | 0
2040-07-31 | 22 | 44.06 | -20802 | -135 | -1234 | 0 | 0 | 0 | 1052 | 0 | 326 | 1014 | 52 | 335 | 11450 | 3273 | 650 | 0 | 180 | 0 | 215 | 1499 | 0 | 463 | 1200 | 0 | 462 | 0 | 0 | 0 | 0 | 0 | 0 | 0 | 0 | 0
2040-07-31 | 23 | 40.72 | -19063 | -144 | -1024 | 0 | 0 | 0 | 528 | 0 | 313 | 933 | 52 | 335 | 10104 | 3273 | 612 | 0 | 197 | 0 | 215 | 1491 | 0 | 515 | 1200 | 0 | 462 | 0 | 0 | 0 | 0 | 0 | 0 | 0 | 0 | 0
2040-07-31 | 24 | 38.72 | -17685 | -144 | -840 | 0 | 0 | 0 | 528 | 0 | 313 | 721 | 52 | 335 | 8992 | 3273 | 456 | 0 | 192 | 0 | 217 | 1469 | 0 | 459 | 1200 | 0 | 462 | 0 | 0 | 0 | 0 | 0 | 0 | 0 | 0 | 0
2040-08-01 | 1 | 37.2 | -16756 | -144 | -735 | 0 | 0 | 0 | 528 | 0 | 313 | 544 | 52 | 335 | 7856 | 3273 | 405 | 0 | 185 | 0 | 217 | 1263 | 0 | 1000 | 1200 | 0 | 462 | 0 | 0 | 0 | 0 | 0 | 0 | 0 | 0 | 0
2040-08-01 | 2 | 36.51 | -16173 | -162 | -657 | 0 | 0 | 0 | 528 | 0 | 313 | 409 | 52 | 335 | 7442 | 3273 | 354 | 0 | 178 | 0 | 217 | 1227 | 0 | 1000 | 1200 | 0 | 462 | 0 | 0 | 0 | 0 | 0 | 0 | 0 | 0 | 0
2040-08-01 | 3 | 36.41 | -15846 | -175 | -578 | 0 | 0 | 0 | 528 | 0 | 300 | 366 | 52 | 335 | 7080 | 3273 | 404 | 0 | 181 | 0 | 216 | 1211 | 0 | 989 | 1200 | 0 | 462 | 0 | 0 | 0 | 0 | 0 | 0 | 0 | 0 | 0
2040-08-01 | 4 | 37.52 | -15956 | -193 | -551 | 0 | 0 | 0 | 528 | 0 | 300 | 393 | 52 | 335 | 7615 | 3273 | 399 | 0 | 200 | 0 | 210 | 1202 | 0 | 531 | 1200 | 0 | 462 | 0 | 0 | 0 | 0 | 0 | 0 | 0 | 0 | 0
2040-08-01 | 5 | 38.72 | -16736 | -211 | -525 | 0 | 0 | 0 | 528 | 0 | 300 | 543 | 52 | 335 | 8294 | 3273 | 359 | 0 | 197 | 0 | 208 | 1194 | 0 | 527 | 1200 | 0 | 462 | 0 | 0 | 0 | 0 | 0 | 0 | 0 | 0 | 0
2040-08-01 | 6 | 40.99 | -18114 | -211 | -551 | 0 | 0 | 0 | 528 | 0 | 300 | 770 | 52 | 335 | 9431 | 3273 | 409 | 0 | 198 | 6 | 212 | 1193 | 0 | 506 | 1200 | 0 | 462 | 0 | 0 | 0 | 0 | 0 | 0 | 0 | 0 | 0
2040-08-01 | 7 | 44.38 | -19829 | -211 | -709 | 0 | 0 | 0 | 528 | 0 | 300 | 886 | 52 | 335 | 10731 | 3273 | 497 | 0 | 200 | 450 | 217 | 1188 | 0 | 428 | 1200 | 0 | 462 | 0 | 0 | 0 | 0 | 0 | 0 | 0 | 0 | 0
2040-08-01 | 8 | 43.68 | -21069 | -193 | -867 | 0 | 0 | 0 | 824 | 0 | 300 | 886 | 52 | 335 | 10804 | 3273 | 357 | 0 | 188 | 1629 | 220 | 1205 | 0 | 393 | 1200 | 0 | 462 | 0 | 0 | 0 | 0 | 0 | 0 | 0 | 0 | 0
2040-08-01 | 9 | 39.08 | -22161 | -144 | -1050 | 0 | 0 | 0 | 1659 | 0 | 300 | 739 | 52 | 335 | 9438 | 3273 | 291 | 0 | 169 | 3634 | 219 | 1235 | 0 | 350 | 1200 | 0 | 462 | 0 | 0 | 0 | 0 | 0 | 0 | 0 | 0 | 0
2040-08-01 | 10 | 37.24 | -23506 | -121 | -1234 | 0 | 0 | 0 | 2415 | 0 | 300 | 409 | 52 | 335 | 7913 | 3273 | 236 | 0 | 141 | 6318 | 219 | 1260 | 0 | 328 | 1200 | 0 | 462 | 0 | 0 | 0 | 0 | 0 | 0 | 0 | 0 | 0
2040-08-01 | 11 | 34.68 | -24727 | -94 | -1182 | 0 | 0 | 0 | 3197 | 0 | 300 | 315 | 52 | 335 | 6142 | 3273 | 220 | 0 | 160 | 8549 | 219 | 1272 | 0 | 307 | 1200 | 0 | 462 | 0 | 0 | 0 | 0 | 0 | 0 | 0 | 0 | 0
2040-08-01 | 12 | 33.01 | -25296 | -81 | -1024 | 0 | 0 | -893 | 3836 | 0 | 300 | 315 | 52 | 335 | 5442 | 3273 | 223 | 0 | 178 | 9868 | 220 | 1283 | 0 | 305 | 1200 | 0 | 462 | 0 | 0 | 0 | 0 | 0 | 0 | 0 | 0 | 0
2040-08-01 | 13 | 33.01 | -26083 | -76 | -1339 | 0 | 0 | -1321 | 4365 | 0 | 300 | 315 | 52 | 335 | 5377 | 3273 | 213 | 0 | 183 | 10912 | 220 | 1298 | 0 | 313 | 1200 | 0 | 462 | 0 | 0 | 0 | 0 | 0 | 0 | 0 | 0 | 0
2040-08-01 | 14 | 33.01 | -26711 | -76 | -1313 | 0 | 0 | -768 | 4830 | 0 | 300 | 315 | 52 | 335 | 5377 | 3273 | 172 | 0 | 170 | 10516 | 220 | 1304 | 0 | 341 | 1200 | 0 | 462 | 0 | 0 | 0 | 0 | 0 | 0 | 0 | 0 | 0
2040-08-01 | 15 | 33.01 | -26541 | -76 | -1182 | 0 | 0 | -906 | 5136 | 0 | 300 | 315 | 52 | 335 | 5217 | 3273 | 79 | 0 | 163 | 10298 | 220 | 1305 | 0 | 349 | 1200 | 0 | 462 | 0 | 0 | 0 | 0 | 0 | 0 | 0 | 0 | 0
2040-08-01 | 16 | 35.62 | -26191 | -81 | -1549 | 0 | 0 | 0 | 5236 | 0 | 300 | 315 | 52 | 335 | 6034 | 3273 | 60 | 0 | 157 | 8518 | 220 | 1320 | 0 | 338 | 1200 | 0 | 462 | 0 | 0 | 0 | 0 | 0 | 0 | 0 | 0 | 0
2040-08-01 | 17 | 38.48 | -25556 | -76 | -1996 | 0 | 0 | 0 | 5284 | 0 | 300 | 393 | 52 | 335 | 7752 | 3273 | 46 | 0 | 166 | 6471 | 220 | 1317 | 0 | 357 | 1200 | 0 | 462 | 0 | 0 | 0 | 0 | 0 | 0 | 0 | 0 | 0
2040-08-01 | 18 | 44.61 | -24789 | -81 | -2390 | 0 | 0 | 97 | 5125 | 0 | 300 | 812 | 52 | 335 | 9658 | 3273 | 55 | 0 | 170 | 3806 | 220 | 1301 | 0 | 394 | 1200 | 0 | 462 | 0 | 0 | 0 | 0 | 0 | 0 | 0 | 0 | 0
2040-08-01 | 19 | 44.61 | -24102 | -76 | -2285 | 0 | 0 | 1105 | 4592 | 0 | 313 | 997 | 52 | 335 | 10428 | 3273 | 56 | 0 | 173 | 1537 | 220 | 1289 | 0 | 431 | 1200 | 0 | 462 | 0 | 0 | 0 | 0 | 0 | 0 | 0 | 0 | 0
2040-08-01 | 20 | 44.61 | -23229 | -76 | -1602 | 0 | 0 | 1160 | 3767 | 0 | 313 | 1088 | 52 | 335 | 10691 | 3273 | 61 | 0 | 162 | 372 | 220 | 1307 | 0 | 444 | 1200 | 0 | 462 | 0 | 0 | 0 | 0 | 0 | 0 | 0 | 0 | 0
2040-08-01 | 21 | 44.61 | -21958 | -94 | -1471 | 0 | 0 | 516 | 3165 | 0 | 313 | 997 | 52 | 335 | 10963 | 3273 | 63 | 0 | 185 | 0 | 220 | 1313 | 0 | 466 | 1200 | 0 | 462 | 0 | 0 | 0 | 0 | 0 | 0 | 0 | 0 | 0
2040-08-01 | 22 | 41.78 | -19926 | -121 | -1234 | 0 | 0 | 0 | 2256 | 0 | 313 | 859 | 52 | 335 | 10229 | 3273 | 57 | 0 | 207 | 0 | 220 | 1314 | 0 | 505 | 1200 | 0 | 462 | 0 | 0 | 0 | 0 | 0 | 0 | 0 | 0 | 0
2040-08-01 | 23 | 39.38 | -17944 | -135 | -1024 | 0 | 0 | 0 | 882 | 0 | 313 | 812 | 52 | 335 | 9460 | 3273 | 24 | 0 | 202 | 0 | 220 | 1307 | 0 | 560 | 1200 | 0 | 462 | 0 | 0 | 0 | 0 | 0 | 0 | 0 | 0 | 0
2040-08-01 | 24 | 37.91 | -16354 | -175 | -840 | 0 | 0 | 0 | 528 | 0 | 313 | 544 | 52 | 335 | 8443 | 3273 | 19 | 0 | 228 | 0 | 218 | 1277 | 0 | 476 | 1200 | 0 | 462 | 0 | 0 | 0 | 0 | 0 | 0 | 0 | 0 | 0
2040-08-02 | 1 | 35.62 | -15311 | -211 | -735 | 0 | 0 | 0 | 528 | 0 | 313 | 366 | 52 | 335 | 6987 | 3273 | 24 | 0 | 237 | 0 | 217 | 1263 | 0 | 1000 | 1200 | 0 | 462 | 0 | 0 | 0 | 0 | 0 | 0 | 0 | 0 | 0
2040-08-02 | 2 | 34.54 | -14656 | -229 | -657 | 0 | 0 | 0 | 528 | 0 | 313 | 366 | 52 | 335 | 6230 | 3273 | 60 | 0 | 278 | 0 | 217 | 1227 | 0 | 1000 | 1200 | 0 | 462 | 0 | 0 | 0 | 0 | 0 | 0 | 0 | 0 | 0
2040-08-02 | 3 | 32.2 | -14253 | -247 | -578 | 0 | 0 | 0 | 528 | 0 | 300 | 366 | 52 | 335 | 5719 | 3273 | 91 | 0 | 334 | 0 | 216 | 1211 | 0 | 989 | 1200 | 0 | 462 | 0 | 0 | 0 | 0 | 0 | 0 | 0 | 0 | 0
2040-08-02 | 4 | 34.45 | -14287 | -270 | -551 | 0 | 0 | 0 | 528 | 0 | 300 | 361 | 52 | 335 | 6148 | 3273 | 163 | 0 | 342 | 0 | 210 | 1202 | 0 | 531 | 1200 | 0 | 462 | 0 | 0 | 0 | 0 | 0 | 0 | 0 | 0 | 0
2040-08-02 | 5 | 35.62 | -14921 | -292 | -525 | 0 | 0 | 0 | 528 | 0 | 300 | 366 | 52 | 335 | 6673 | 3273 | 274 | 0 | 345 | 0 | 208 | 1194 | 0 | 527 | 1200 | 0 | 462 | 0 | 0 | 0 | 0 | 0 | 0 | 0 | 0 | 0
2040-08-02 | 6 | 37.91 | -16128 | -292 | -551 | 0 | 0 | 0 | 528 | 0 | 300 | 409 | 52 | 335 | 7783 | 3273 | 388 | 0 | 320 | 9 | 212 | 1193 | 0 | 506 | 1200 | 0 | 462 | 0 | 0 | 0 | 0 | 0 | 0 | 0 | 0 | 0
2040-08-02 | 7 | 40.72 | -17752 | -315 | -709 | 0 | 0 | 0 | 528 | 0 | 300 | 562 | 52 | 335 | 9025 | 3273 | 440 | 0 | 297 | 468 | 217 | 1188 | 0 | 428 | 1200 | 0 | 462 | 0 | 0 | 0 | 0 | 0 | 0 | 0 | 0 | 0
2040-08-02 | 8 | 39.6 | -19062 | -270 | -867 | 0 | 0 | 0 | 528 | 0 | 300 | 626 | 52 | 335 | 9261 | 3273 | 305 | 0 | 238 | 1800 | 220 | 1205 | 0 | 393 | 1200 | 0 | 462 | 0 | 0 | 0 | 0 | 0 | 0 | 0 | 0 | 0
2040-08-02 | 9 | 37.46 | -20300 | -211 | -1050 | 0 | 0 | 0 | 1263 | 0 | 300 | 409 | 52 | 335 | 7912 | 3273 | 210 | 0 | 127 | 4214 | 219 | 1235 | 0 | 350 | 1200 | 0 | 462 | 0 | 0 | 0 | 0 | 0 | 0 | 0 | 0 | 0
2040-08-02 | 10 | 33.01 | -21678 | -144 | -1234 | 0 | 0 | 0 | 2140 | 0 | 300 | 315 | 52 | 335 | 5811 | 3273 | 157 | 0 | 93 | 7110 | 219 | 1260 | 0 | 328 | 1200 | 0 | 462 | 0 | 0 | 0 | 0 | 0 | 0 | 0 | 0 | 0
2040-08-02 | 11 | 29.3 | -22894 | -112 | -1182 | 0 | 0 | -481 | 2985 | 0 | 220 | 315 | 52 | 335 | 4340 | 3273 | 91 | 0 | 100 | 9497 | 219 | 1272 | 0 | 307 | 1200 | 0 | 462 | 0 | 0 | 0 | 0 | 0 | 0 | 0 | 0 | 0
2040-08-02 | 12 | 28.48 | -23357 | -90 | -1024 | 0 | -259 | -1859 | 3657 | 0 | 220 | 314 | 52 | 335 | 4109 | 3273 | 54 | 0 | 120 | 10985 | 220 | 1283 | 0 | 305 | 1200 | 0 | 462 | 0 | 0 | 0 | 0 | 0 | 0 | 0 | 0 | 0
2040-08-02 | 13 | 28.48 | -24154 | -85 | -1339 | 0 | -104 | -1859 | 4143 | 0 | 220 | 314 | 52 | 335 | 4109 | 3273 | 21 | 0 | 148 | 11434 | 220 | 1298 | 0 | 313 | 1200 | 0 | 462 | 0 | 0 | 0 | 0 | 0 | 0 | 0 | 0 | 0
2040-08-02 | 14 | 29.3 | -24810 | -76 | -1313 | 0 | 0 | -1607 | 4645 | 0 | 220 | 314 | 52 | 335 | 4109 | 3273 | 15 | 0 | 168 | 11148 | 220 | 1304 | 0 | 341 | 1200 | 0 | 462 | 0 | 0 | 0 | 0 | 0 | 0 | 0 | 0 | 0
2040-08-02 | 15 | 29.3 | -24786 | -76 | -1182 | 0 | 0 | -1402 | 4983 | 0 | 220 | 314 | 52 | 335 | 4109 | 3273 | 14 | 0 | 168 | 10441 | 220 | 1305 | 0 | 349 | 1200 | 0 | 462 | 0 | 0 | 0 | 0 | 0 | 0 | 0 | 0 | 0
2040-08-02 | 16 | 33.08 | -24504 | -76 | -1549 | 0 | 0 | 0 | 5189 | 0 | 220 | 315 | 52 | 335 | 4302 | 3273 | 58 | 0 | 169 | 8674 | 220 | 1320 | 0 | 338 | 1200 | 0 | 462 | 0 | 0 | 0 | 0 | 0 | 0 | 0 | 0 | 0
2040-08-02 | 17 | 37.52 | -23822 | -76 | -1996 | 0 | 0 | 0 | 5284 | 0 | 220 | 333 | 52 | 335 | 6208 | 3273 | 130 | 0 | 165 | 6336 | 220 | 1317 | 0 | 357 | 1200 | 0 | 462 | 0 | 0 | 0 | 0 | 0 | 0 | 0 | 0 | 0
2040-08-02 | 18 | 39.6 | -22968 | -76 | -2390 | 0 | 0 | 938 | 5083 | 0 | 220 | 530 | 52 | 335 | 7433 | 3273 | 240 | 0 | 157 | 3596 | 220 | 1301 | 0 | 394 | 1200 | 0 | 462 | 0 | 0 | 0 | 0 | 0 | 0 | 0 | 0 | 0
2040-08-02 | 19 | 39.6 | -22404 | -81 | -2285 | 0 | 211 | 1745 | 4460 | 0 | 220 | 815 | 52 | 335 | 8133 | 3273 | 344 | 0 | 148 | 1433 | 220 | 1289 | 0 | 431 | 1200 | 0 | 462 | 0 | 0 | 0 | 0 | 0 | 0 | 0 | 0 | 0
2040-08-02 | 20 | 39.6 | -21825 | -85 | -1602 | 0 | 0 | 1695 | 3672 | 0 | 220 | 881 | 52 | 335 | 8863 | 3273 | 370 | 0 | 169 | 349 | 220 | 1307 | 0 | 444 | 1200 | 0 | 462 | 0 | 0 | 0 | 0 | 0 | 0 | 0 | 0 | 0
2040-08-02 | 21 | 39.6 | -20858 | -103 | -1471 | 0 | 102 | 956 | 3223 | 0 | 220 | 859 | 52 | 335 | 9032 | 3273 | 514 | 0 | 205 | 0 | 220 | 1313 | 0 | 466 | 1200 | 0 | 462 | 0 | 0 | 0 | 0 | 0 | 0 | 0 | 0 | 0
2040-08-02 | 22 | 38.84 | -19253 | -135 | -1234 | 0 | 0 | 0 | 2457 | 0 | 220 | 626 | 52 | 335 | 9141 | 3273 | 606 | 0 | 210 | 0 | 220 | 1314 | 0 | 505 | 1200 | 0 | 462 | 0 | 0 | 0 | 0 | 0 | 0 | 0 | 0 | 0
2040-08-02 | 23 | 37.91 | -17595 | -144 | -1024 | 0 | 0 | 0 | 1279 | 0 | 220 | 544 | 52 | 335 | 8402 | 3273 | 698 | 0 | 210 | 0 | 220 | 1307 | 0 | 560 | 1200 | 0 | 462 | 0 | 0 | 0 | 0 | 0 | 0 | 0 | 0 | 0
2040-08-02 | 24 | 37.24 | -16277 | -175 | -840 | 0 | 0 | 0 | 528 | 0 | 220 | 409 | 52 | 335 | 7906 | 3273 | 721 | 0 | 214 | 0 | 218 | 1277 | 0 | 476 | 1200 | 0 | 462 | 0 | 0 | 0 | 0 | 0 | 0 | 0 | 0 | 0
2040-08-03 | 1 | 34.97 | -15337 | -175 | -735 | 0 | 0 | 0 | 528 | 0 | 220 | 366 | 52 | 335 | 6493 | 3273 | 634 | 0 | 203 | 0 | 217 | 1263 | 0 | 1000 | 1200 | 0 | 462 | 0 | 0 | 0 | 0 | 0 | 0 | 0 | 0 | 0
2040-08-03 | 2 | 33.86 | -14741 | -211 | -657 | 0 | 0 | 0 | 528 | 0 | 220 | 366 | 52 | 335 | 6015 | 3273 | 515 | 0 | 199 | 0 | 217 | 1227 | 0 | 1000 | 1200 | 0 | 462 | 0 | 0 | 0 | 0 | 0 | 0 | 0 | 0 | 0
2040-08-03 | 3 | 32.34 | -14374 | -229 | -578 | 0 | 0 | 0 | 528 | 0 | 220 | 353 | 52 | 335 | 5582 | 3273 | 533 | 0 | 226 | 0 | 216 | 1211 | 0 | 989 | 1200 | 0 | 462 | 0 | 0 | 0 | 0 | 0 | 0 | 0 | 0 | 0
2040-08-03 | 4 | 33.97 | -14301 | -229 | -551 | 0 | 0 | 0 | 528 | 0 | 220 | 334 | 52 | 335 | 6016 | 3273 | 478 | 0 | 239 | 0 | 210 | 1202 | 0 | 531 | 1200 | 0 | 462 | 0 | 0 | 0 | 0 | 0 | 0 | 0 | 0 | 0
2040-08-03 | 5 | 34.68 | -14479 | -247 | -525 | 0 | 0 | 0 | 528 | 0 | 220 | 353 | 52 | 335 | 6020 | 3273 | 611 | 0 | 267 | 0 | 208 | 1194 | 0 | 527 | 1200 | 0 | 462 | 0 | 0 | 0 | 0 | 0 | 0 | 0 | 0 | 0
2040-08-03 | 6 | 35.7 | -14971 | -229 | -551 | 0 | 0 | 0 | 528 | 0 | 220 | 366 | 52 | 335 | 6432 | 3273 | 686 | 0 | 282 | 3 | 212 | 1193 | 0 | 506 | 1200 | 0 | 462 | 0 | 0 | 0 | 0 | 0 | 0 | 0 | 0 | 0
2040-08-03 | 7 | 38.02 | -16269 | -247 | -709 | 0 | 0 | 0 | 528 | 0 | 220 | 376 | 52 | 335 | 7519 | 3273 | 758 | 0 | 271 | 397 | 217 | 1188 | 0 | 428 | 1200 | 0 | 462 | 0 | 0 | 0 | 0 | 0 | 0 | 0 | 0 | 0
2040-08-03 | 8 | 39.08 | -17808 | -211 | -867 | 0 | 0 | 0 | 528 | 0 | 220 | 517 | 52 | 335 | 8116 | 3273 | 772 | 0 | 228 | 1363 | 220 | 1205 | 0 | 393 | 1200 | 0 | 462 | 0 | 0 | 0 | 0 | 0 | 0 | 0 | 0 | 0
2040-08-03 | 9 | 38.85 | -19251 | -175 | -1050 | 0 | 0 | 0 | 1015 | 0 | 220 | 409 | 52 | 335 | 7981 | 3273 | 665 | 0 | 159 | 2902 | 219 | 1235 | 0 | 350 | 1200 | 0 | 462 | 0 | 0 | 0 | 0 | 0 | 0 | 0 | 0 | 0
2040-08-03 | 10 | 37.1 | -20499 | -121 | -1234 | 0 | 0 | 0 | 2082 | 0 | 220 | 366 | 52 | 335 | 6986 | 3273 | 637 | 0 | 110 | 4323 | 219 | 1260 | 0 | 328 | 1200 | 0 | 462 | 0 | 0 | 0 | 0 | 0 | 0 | 0 | 0 | 0
2040-08-03 | 11 | 34.83 | -21669 | -103 | -1182 | 0 | 0 | 0 | 2885 | 0 | 220 | 366 | 52 | 335 | 6287 | 3273 | 602 | 0 | 117 | 5357 | 219 | 1272 | 0 | 307 | 1200 | 0 | 462 | 0 | 0 | 0 | 0 | 0 | 0 | 0 | 0 | 0
2040-08-03 | 12 | 28.92 | -22376 | -94 | -1024 | 0 | 0 | -582 | 3567 | 0 | 220 | 315 | 52 | 335 | 4639 | 3273 | 618 | 0 | 159 | 7428 | 220 | 1283 | 0 | 305 | 1200 | 0 | 462 | 0 | 0 | 0 | 0 | 0 | 0 | 0 | 0 | 0
2040-08-03 | 13 | 28.92 | -23057 | -81 | -1339 | 0 | 0 | -1343 | 4243 | 0 | 220 | 314 | 52 | 335 | 4144 | 3273 | 630 | 0 | 198 | 8919 | 220 | 1298 | 0 | 313 | 1200 | 0 | 462 | 0 | 0 | 0 | 0 | 0 | 0 | 0 | 0 | 0
2040-08-03 | 14 | 28.92 | -23715 | -76 | -1313 | 0 | 0 | -1379 | 4687 | 0 | 220 | 314 | 52 | 335 | 4092 | 3273 | 647 | 0 | 241 | 9095 | 220 | 1304 | 0 | 341 | 1200 | 0 | 462 | 0 | 0 | 0 | 0 | 0 | 0 | 0 | 0 | 0
2040-08-03 | 15 | 28.92 | -23550 | -76 | -1182 | 0 | 0 | -640 | 5046 | 0 | 220 | 315 | 52 | 335 | 4092 | 3273 | 761 | 0 | 266 | 7551 | 220 | 1305 | 0 | 349 | 1200 | 0 | 462 | 0 | 0 | 0 | 0 | 0 | 0 | 0 | 0 | 0
2040-08-03 | 16 | 33.97 | -23300 | -76 | -1549 | 0 | 0 | 0 | 5162 | 0 | 220 | 315 | 52 | 335 | 4547 | 3273 | 777 | 0 | 308 | 6395 | 220 | 1320 | 0 | 338 | 1200 | 0 | 462 | 0 | 0 | 0 | 0 | 0 | 0 | 0 | 0 | 0
2040-08-03 | 17 | 37.96 | -22715 | -76 | -1996 | 0 | 0 | 0 | 5284 | 0 | 220 | 315 | 52 | 335 | 5712 | 3273 | 983 | 0 | 346 | 4710 | 220 | 1317 | 0 | 357 | 1200 | 0 | 462 | 0 | 0 | 0 | 0 | 0 | 0 | 0 | 0 | 0
2040-08-03 | 18 | 39.08 | -22169 | -81 | -2390 | 0 | 0 | 1296 | 5147 | 0 | 220 | 409 | 52 | 335 | 6345 | 3273 | 1126 | 0 | 367 | 2493 | 220 | 1301 | 0 | 394 | 1200 | 0 | 462 | 0 | 0 | 0 | 0 | 0 | 0 | 0 | 0 | 0
2040-08-03 | 19 | 39.08 | -21939 | -90 | -2285 | 0 | 0 | 834 | 4713 | 0 | 220 | 610 | 52 | 335 | 7952 | 3273 | 1198 | 0 | 351 | 1174 | 220 | 1289 | 0 | 431 | 1200 | 0 | 462 | 0 | 0 | 0 | 0 | 0 | 0 | 0 | 0 | 0
2040-08-03 | 20 | 39.08 | -21704 | -94 | -1602 | 0 | 0 | 789 | 4111 | 0 | 220 | 739 | 52 | 335 | 8345 | 3273 | 1273 | 0 | 350 | 280 | 220 | 1307 | 0 | 444 | 1200 | 0 | 462 | 0 | 0 | 0 | 0 | 0 | 0 | 0 | 0 | 0
2040-08-03 | 21 | 38.8 | -21091 | -103 | -1471 | 0 | 0 | 0 | 3868 | 0 | 300 | 648 | 52 | 335 | 8778 | 3273 | 1412 | 0 | 337 | 0 | 220 | 1313 | 0 | 466 | 1200 | 0 | 462 | 0 | 0 | 0 | 0 | 0 | 0 | 0 | 0 | 0
2040-08-03 | 22 | 37.44 | -19781 | -112 | -1234 | 0 | 0 | 0 | 3297 | 0 | 300 | 544 | 52 | 335 | 7858 | 3273 | 1429 | 0 | 337 | 0 | 220 | 1314 | 0 | 505 | 1200 | 0 | 462 | 0 | 0 | 0 | 0 | 0 | 0 | 0 | 0 | 0
2040-08-03 | 23 | 36.55 | -18388 | -135 | -1024 | 0 | 0 | 0 | 2267 | 0 | 300 | 409 | 52 | 335 | 7430 | 3273 | 1420 | 0 | 311 | 0 | 220 | 1307 | 0 | 560 | 1200 | 0 | 462 | 0 | 0 | 0 | 0 | 0 | 0 | 0 | 0 | 0
2040-08-03 | 24 | 35.49 | -16961 | -144 | -840 | 0 | 0 | 0 | 1199 | 0 | 300 | 366 | 52 | 335 | 6648 | 3273 | 1828 | 0 | 310 | 0 | 218 | 1277 | 0 | 476 | 1200 | 0 | 462 | 0 | 0 | 0 | 0 | 0 | 0 | 0 | 0 | 0
2040-08-04 | 1 | 33.97 | -16094 | -144 | -972 | 0 | 0 | 0 | 528 | 0 | 300 | 366 | 52 | 335 | 6024 | 3273 | 1890 | 0 | 298 | 0 | 217 | 1263 | 0 | 1000 | 1200 | 0 | 462 | 0 | 0 | 0 | 0 | 0 | 0 | 0 | 0 | 0
2040-08-04 | 2 | 30.53 | -15502 | -175 | -840 | 0 | 0 | 0 | 528 | 0 | 300 | 366 | 52 | 335 | 5079 | 3273 | 2202 | 0 | 275 | 0 | 217 | 1227 | 0 | 1000 | 1200 | 0 | 462 | 0 | 0 | 0 | 0 | 0 | 0 | 0 | 0 | 0
2040-08-04 | 3 | 28.47 | -15077 | -175 | -762 | 0 | 0 | -373 | 528 | 0 | 300 | 315 | 52 | 335 | 4734 | 3273 | 2521 | 0 | 249 | 0 | 216 | 1211 | 0 | 989 | 1200 | 0 | 462 | 0 | 0 | 0 | 0 | 0 | 0 | 0 | 0 | 0
2040-08-04 | 4 | 31.49 | -14814 | -193 | -683 | 0 | 0 | 0 | 528 | 0 | 300 | 315 | 52 | 335 | 4800 | 3273 | 2247 | 0 | 234 | 0 | 210 | 1202 | 0 | 531 | 1200 | 0 | 462 | 0 | 0 | 0 | 0 | 0 | 0 | 0 | 0 | 0
2040-08-04 | 5 | 32.2 | -14727 | -193 | -683 | 0 | 0 | 0 | 528 | 0 | 300 | 315 | 52 | 335 | 4841 | 3273 | 2129 | 0 | 237 | 0 | 208 | 1194 | 0 | 527 | 1200 | 0 | 462 | 0 | 0 | 0 | 0 | 0 | 0 | 0 | 0 | 0
2040-08-04 | 6 | 34.23 | -14920 | -211 | -709 | 0 | 0 | 0 | 528 | 0 | 300 | 315 | 52 | 335 | 5383 | 3273 | 1856 | 0 | 222 | 2 | 212 | 1193 | 0 | 506 | 1200 | 0 | 462 | 0 | 0 | 0 | 0 | 0 | 0 | 0 | 0 | 0
2040-08-04 | 7 | 37.56 | -15963 | -247 | -788 | 0 | 0 | 0 | 528 | 0 | 300 | 366 | 52 | 335 | 6422 | 3273 | 1544 | 0 | 229 | 453 | 217 | 1188 | 0 | 428 | 1200 | 0 | 462 | 0 | 0 | 0 | 0 | 0 | 0 | 0 | 0 | 0
2040-08-04 | 8 | 38.48 | -17522 | -211 | -919 | 0 | 0 | 276 | 528 | 0 | 300 | 366 | 52 | 335 | 6868 | 3273 | 1315 | 0 | 187 | 1672 | 220 | 1205 | 0 | 393 | 1200 | 0 | 462 | 0 | 0 | 0 | 0 | 0 | 0 | 0 | 0 | 0
2040-08-04 | 9 | 37.46 | -18991 | -162 | -1103 | 0 | 0 | 0 | 840 | 0 | 300 | 366 | 52 | 335 | 6638 | 3273 | 996 | 0 | 155 | 3833 | 219 | 1235 | 0 | 350 | 1200 | 0 | 462 | 0 | 0 | 0 | 0 | 0 | 0 | 0 | 0 | 0
2040-08-04 | 10 | 32.2 | -20649 | -121 | -1313 | 0 | 0 | 0 | 1955 | 0 | 300 | 315 | 52 | 335 | 5003 | 3273 | 668 | 0 | 175 | 6537 | 219 | 1260 | 0 | 328 | 1200 | 0 | 462 | 0 | 0 | 0 | 0 | 0 | 0 | 0 | 0 | 0
2040-08-04 | 11 | 28.02 | -21809 | -94 | -1182 | 0 | 0 | -1130 | 2980 | 0 | 80 | 314 | 52 | 335 | 4189 | 3273 | 562 | 0 | 220 | 8749 | 219 | 1272 | 0 | 307 | 1200 | 0 | 462 | 0 | 0 | 0 | 0 | 0 | 0 | 0 | 0 | 0
2040-08-04 | 12 | 27.14 | -22578 | -85 | -1313 | 0 | 0 | -1859 | 3841 | 0 | 80 | 314 | 52 | 335 | 4151 | 3273 | 477 | 0 | 253 | 9587 | 220 | 1283 | 0 | 305 | 1200 | 0 | 462 | 0 | 0 | 0 | 0 | 0 | 0 | 0 | 0 | 0
2040-08-04 | 13 | 28.02 | -23095 | -81 | -1418 | 0 | 0 | -1714 | 4428 | 0 | 80 | 314 | 52 | 335 | 4157 | 3273 | 405 | 0 | 298 | 9472 | 220 | 1298 | 0 | 313 | 1200 | 0 | 462 | 0 | 0 | 0 | 0 | 0 | 0 | 0 | 0 | 0
2040-08-04 | 14 | 28.02 | -23395 | -81 | -1471 | 0 | 0 | -1818 | 4808 | 0 | 80 | 314 | 52 | 335 | 4157 | 3273 | 410 | 0 | 309 | 9498 | 220 | 1304 | 0 | 341 | 1200 | 0 | 462 | 0 | 0 | 0 | 0 | 0 | 0 | 0 | 0 | 0
2040-08-04 | 15 | 28.02 | -23698 | -76 | -1523 | 0 | 0 | -940 | 5041 | 0 | 80 | 314 | 52 | 335 | 4092 | 3273 | 380 | 0 | 325 | 8809 | 220 | 1305 | 0 | 349 | 1200 | 0 | 462 | 0 | 0 | 0 | 0 | 0 | 0 | 0 | 0 | 0
2040-08-04 | 16 | 32.34 | -23817 | -76 | -1444 | 0 | 0 | 0 | 5194 | 0 | 80 | 315 | 52 | 335 | 4458 | 3273 | 384 | 0 | 339 | 7367 | 220 | 1320 | 0 | 338 | 1200 | 0 | 462 | 0 | 0 | 0 | 0 | 0 | 0 | 0 | 0 | 0
2040-08-04 | 17 | 37.36 | -23808 | -76 | -1444 | 0 | 0 | 0 | 5273 | 0 | 80 | 366 | 52 | 335 | 6418 | 3273 | 328 | 0 | 367 | 5280 | 220 | 1317 | 0 | 357 | 1200 | 0 | 462 | 0 | 0 | 0 | 0 | 0 | 0 | 0 | 0 | 0
2040-08-04 | 18 | 37.86 | -23347 | -81 | -1471 | 0 | 0 | 845 | 5284 | 0 | 80 | 409 | 52 | 335 | 7161 | 3273 | 245 | 0 | 377 | 3259 | 220 | 1301 | 0 | 394 | 1200 | 0 | 462 | 0 | 0 | 0 | 0 | 0 | 0 | 0 | 0 | 0
2040-08-04 | 19 | 37.86 | -22519 | -81 | -1523 | 0 | 0 | 1168 | 4999 | 0 | 80 | 577 | 52 | 335 | 7928 | 3273 | 295 | 0 | 390 | 1423 | 220 | 1289 | 0 | 431 | 1200 | 0 | 462 | 0 | 0 | 0 | 0 | 0 | 0 | 0 | 0 | 0
2040-08-04 | 20 | 38.02 | -22041 | -90 | -1418 | 0 | 0 | 1859 | 4365 | 0 | 80 | 815 | 52 | 335 | 8268 | 3273 | 188 | 0 | 346 | 334 | 220 | 1307 | 0 | 444 | 1200 | 0 | 462 | 0 | 0 | 0 | 0 | 0 | 0 | 0 | 0 | 0
2040-08-04 | 21 | 37.86 | -20907 | -112 | -1339 | 0 | 0 | 1283 | 4005 | 0 | 80 | 770 | 52 | 335 | 8103 | 3273 | 406 | 0 | 389 | 0 | 220 | 1313 | 0 | 466 | 1200 | 0 | 462 | 0 | 0 | 0 | 0 | 0 | 0 | 0 | 0 | 0
2040-08-04 | 22 | 37.86 | -18921 | -135 | -1208 | 0 | 0 | 260 | 3155 | 0 | 80 | 544 | 52 | 335 | 8093 | 3273 | 361 | 0 | 409 | 0 | 220 | 1314 | 0 | 505 | 1200 | 0 | 462 | 0 | 0 | 0 | 0 | 0 | 0 | 0 | 0 | 0
2040-08-04 | 23 | 37.86 | -17043 | -162 | -1208 | 0 | 0 | 12 | 1807 | 0 | 80 | 439 | 52 | 335 | 8093 | 3273 | 203 | 0 | 370 | 0 | 220 | 1307 | 0 | 560 | 1200 | 0 | 462 | 0 | 0 | 0 | 0 | 0 | 0 | 0 | 0 | 0
2040-08-04 | 24 | 37.86 | -15662 | -175 | -1103 | 0 | 0 | 93 | 528 | 0 | 80 | 409 | 52 | 335 | 8086 | 3273 | 126 | 0 | 325 | 0 | 218 | 1277 | 0 | 476 | 1200 | 0 | 462 | 0 | 0 | 0 | 0 | 0 | 0 | 0 | 0 | 0
2040-08-05 | 1 | 35.41 | -14701 | -175 | -972 | 0 | 0 | 0 | 528 | 0 | 80 | 366 | 52 | 335 | 6698 | 3273 | 81 | 0 | 291 | 0 | 217 | 1263 | 0 | 1000 | 1200 | 0 | 462 | 0 | 0 | 0 | 0 | 0 | 0 | 0 | 0 | 0
2040-08-05 | 2 | 34.83 | -14052 | -229 | -840 | 0 | 0 | 0 | 528 | 0 | 80 | 366 | 52 | 335 | 6049 | 3273 | 51 | 0 | 280 | 0 | 217 | 1227 | 0 | 1000 | 1200 | 0 | 462 | 0 | 0 | 0 | 0 | 0 | 0 | 0 | 0 | 0
2040-08-05 | 3 | 33.86 | -13691 | -270 | -762 | 0 | 0 | 0 | 528 | 0 | 80 | 315 | 52 | 335 | 5773 | 3273 | 22 | 0 | 264 | 0 | 216 | 1211 | 0 | 989 | 1200 | 0 | 462 | 0 | 0 | 0 | 0 | 0 | 0 | 0 | 0 | 0
2040-08-05 | 4 | 35.52 | -13791 | -315 | -683 | 0 | 0 | 0 | 528 | 0 | 80 | 351 | 52 | 335 | 6302 | 3273 | 26 | 0 | 235 | 0 | 210 | 1202 | 0 | 531 | 1200 | 0 | 462 | 0 | 0 | 0 | 0 | 0 | 0 | 0 | 0 | 0
2040-08-05 | 5 | 37.19 | -14427 | -315 | -683 | 0 | 0 | 0 | 528 | 0 | 80 | 366 | 52 | 335 | 6925 | 3273 | 57 | 0 | 215 | 0 | 208 | 1194 | 0 | 527 | 1200 | 0 | 462 | 0 | 0 | 0 | 0 | 0 | 0 | 0 | 0 | 0
2040-08-05 | 6 | 38.85 | -15694 | -368 | -709 | 0 | 0 | 0 | 528 | 0 | 80 | 409 | 52 | 335 | 8209 | 3273 | 87 | 0 | 221 | 3 | 212 | 1193 | 0 | 506 | 1200 | 0 | 462 | 0 | 0 | 0 | 0 | 0 | 0 | 0 | 0 | 0
2040-08-05 | 7 | 40.88 | -17266 | -395 | -788 | 0 | 0 | 0 | 528 | 0 | 80 | 562 | 52 | 335 | 9335 | 3273 | 147 | 0 | 204 | 438 | 217 | 1188 | 0 | 428 | 1200 | 0 | 462 | 0 | 0 | 0 | 0 | 0 | 0 | 0 | 0 | 0
2040-08-05 | 8 | 39.08 | -18522 | -341 | -919 | 0 | 0 | 0 | 528 | 0 | 80 | 562 | 52 | 335 | 9336 | 3273 | 176 | 0 | 169 | 1791 | 220 | 1205 | 0 | 393 | 1200 | 0 | 462 | 0 | 0 | 0 | 0 | 0 | 0 | 0 | 0 | 0
2040-08-05 | 9 | 36.47 | -19600 | -247 | -1103 | 0 | 0 | 0 | 1379 | 0 | 80 | 366 | 52 | 335 | 7381 | 3273 | 201 | 0 | 106 | 4310 | 219 | 1235 | 0 | 350 | 1200 | 0 | 462 | 0 | 0 | 0 | 0 | 0 | 0 | 0 | 0 | 0
2040-08-05 | 10 | 31.49 | -20926 | -193 | -1313 | 0 | 0 | 0 | 2203 | 0 | 0 | 315 | 52 | 335 | 5257 | 3273 | 143 | 0 | 101 | 7282 | 219 | 1260 | 0 | 328 | 1200 | 0 | 462 | 0 | 0 | 0 | 0 | 0 | 0 | 0 | 0 | 0
2040-08-05 | 11 | 28.5 | -21796 | -144 | -1182 | 0 | 0 | -1263 | 2980 | 0 | 0 | 314 | 52 | 335 | 4216 | 3273 | 74 | 0 | 138 | 9543 | 219 | 1272 | 0 | 307 | 1200 | 0 | 462 | 0 | 0 | 0 | 0 | 0 | 0 | 0 | 0 | 0
2040-08-05 | 12 | 24.75 | -22440 | -121 | -1313 | -150 | -371 | -1859 | 3625 | 0 | 0 | 314 | 52 | 335 | 4036 | 3273 | 20 | 0 | 174 | 10955 | 220 | 1283 | 0 | 305 | 1200 | 0 | 462 | 0 | 0 | 0 | 0 | 0 | 0 | 0 | 0 | 0
2040-08-05 | 13 | 24.75 | -23124 | -103 | -1418 | -212 | -572 | -1859 | 4111 | 0 | 0 | 314 | 52 | 335 | 4036 | 3273 | 11 | 0 | 169 | 11495 | 220 | 1298 | 0 | 313 | 1200 | 0 | 462 | 0 | 0 | 0 | 0 | 0 | 0 | 0 | 0 | 0
2040-08-05 | 14 | 24.75 | -23557 | -94 | -1471 | -52 | -475 | -1859 | 4597 | 0 | 0 | 314 | 52 | 335 | 3872 | 3273 | 8 | 0 | 163 | 11366 | 220 | 1304 | 0 | 341 | 1200 | 0 | 462 | 0 | 0 | 0 | 0 | 0 | 0 | 0 | 0 | 0
2040-08-05 | 15 | 28.5 | -23964 | -90 | -1523 | 0 | 0 | -876 | 4914 | 0 | 0 | 314 | 52 | 335 | 3964 | 3273 | 8 | 0 | 157 | 9900 | 220 | 1305 | 0 | 349 | 1200 | 0 | 462 | 0 | 0 | 0 | 0 | 0 | 0 | 0 | 0 | 0
2040-08-05 | 16 | 35.41 | -24193 | -90 | -1444 | 0 | 0 | 0 | 5136 | 0 | 0 | 315 | 52 | 335 | 4721 | 3273 | 12 | 0 | 159 | 8183 | 220 | 1320 | 0 | 338 | 1200 | 0 | 462 | 0 | 0 | 0 | 0 | 0 | 0 | 0 | 0 | 0
2040-08-05 | 17 | 38.51 | -24172 | -85 | -1444 | 0 | 133 | 249 | 5284 | 0 | 0 | 366 | 52 | 335 | 6264 | 3273 | 36 | 0 | 158 | 5996 | 220 | 1317 | 0 | 357 | 1200 | 0 | 462 | 0 | 0 | 0 | 0 | 0 | 0 | 0 | 0 | 0
2040-08-05 | 18 | 38.51 | -23544 | -85 | -1471 | 110 | 0 | 1273 | 5284 | 0 | 220 | 409 | 52 | 335 | 6688 | 3273 | 69 | 0 | 145 | 3664 | 220 | 1301 | 0 | 394 | 1200 | 0 | 462 | 0 | 0 | 0 | 0 | 0 | 0 | 0 | 0 | 0
2040-08-05 | 19 | 38.51 | -22569 | -90 | -1523 | 0 | 424 | 1306 | 4888 | 0 | 220 | 665 | 52 | 335 | 7662 | 3273 | 136 | 0 | 124 | 1495 | 220 | 1289 | 0 | 431 | 1200 | 0 | 462 | 0 | 0 | 0 | 0 | 0 | 0 | 0 | 0 | 0
2040-08-05 | 20 | 38.51 | -21944 | -94 | -1418 | 175 | 508 | 1549 | 4164 | 0 | 220 | 859 | 52 | 335 | 7986 | 3273 | 254 | 0 | 122 | 327 | 220 | 1307 | 0 | 444 | 1200 | 0 | 462 | 0 | 0 | 0 | 0 | 0 | 0 | 0 | 0 | 0
2040-08-05 | 21 | 38.51 | -20642 | -121 | -1339 | 71 | 155 | 1334 | 3715 | 0 | 220 | 812 | 52 | 335 | 7986 | 3273 | 341 | 0 | 149 | 0 | 220 | 1313 | 0 | 466 | 1200 | 0 | 462 | 0 | 0 | 0 | 0 | 0 | 0 | 0 | 0 | 0
2040-08-05 | 22 | 38.48 | -18590 | -162 | -1208 | 0 | 0 | 0 | 2774 | 0 | 220 | 544 | 52 | 335 | 8602 | 3273 | 307 | 0 | 150 | 0 | 220 | 1314 | 0 | 505 | 1200 | 0 | 462 | 0 | 0 | 0 | 0 | 0 | 0 | 0 | 0 | 0
2040-08-05 | 23 | 37.91 | -16760 | -193 | -1208 | 0 | 0 | 0 | 1406 | 0 | 220 | 543 | 52 | 335 | 8218 | 3273 | 222 | 0 | 142 | 0 | 220 | 1307 | 0 | 560 | 1200 | 0 | 462 | 0 | 0 | 0 | 0 | 0 | 0 | 0 | 0 | 0
2040-08-05 | 24 | 37.86 | -15684 | -211 | -1103 | 0 | 0 | 0 | 528 | 0 | 220 | 439 | 52 | 335 | 8091 | 3273 | 259 | 0 | 167 | 0 | 218 | 1277 | 0 | 476 | 1200 | 0 | 462 | 0 | 0 | 0 | 0 | 0 | 0 | 0 | 0 | 0
2040-08-06 | 1 | 34.83 | -14788 | -247 | -735 | 0 | 0 | 0 | 528 | 0 | 220 | 366 | 52 | 335 | 6395 | 3273 | 277 | 0 | 182 | 0 | 217 | 1263 | 0 | 1000 | 1200 | 0 | 462 | 0 | 0 | 0 | 0 | 0 | 0 | 0 | 0 | 0
2040-08-06 | 2 | 33.5 | -14268 | -270 | -657 | 0 | 0 | 0 | 528 | 0 | 220 | 366 | 52 | 335 | 5889 | 3273 | 255 | 0 | 170 | 0 | 217 | 1227 | 0 | 1000 | 1200 | 0 | 462 | 0 | 0 | 0 | 0 | 0 | 0 | 0 | 0 | 0
2040-08-06 | 3 | 32.2 | -14017 | -292 | -578 | 0 | 0 | 0 | 528 | 0 | 220 | 353 | 52 | 335 | 5670 | 3273 | 217 | 0 | 160 | 0 | 216 | 1211 | 0 | 989 | 1200 | 0 | 462 | 0 | 0 | 0 | 0 | 0 | 0 | 0 | 0 | 0
2040-08-06 | 4 | 34.97 | -14225 | -315 | -551 | 0 | 0 | 0 | 528 | 0 | 220 | 366 | 52 | 335 | 6365 | 3273 | 192 | 0 | 154 | 0 | 210 | 1202 | 0 | 531 | 1200 | 0 | 462 | 0 | 0 | 0 | 0 | 0 | 0 | 0 | 0 | 0
2040-08-06 | 5 | 36.55 | -15059 | -315 | -525 | 0 | 0 | 0 | 528 | 0 | 220 | 366 | 52 | 335 | 7251 | 3273 | 132 | 0 | 150 | 0 | 208 | 1194 | 0 | 527 | 1200 | 0 | 462 | 0 | 0 | 0 | 0 | 0 | 0 | 0 | 0 | 0
2040-08-06 | 6 | 38.45 | -16532 | -341 | -551 | 0 | 0 | 0 | 528 | 0 | 220 | 544 | 52 | 335 | 8576 | 3273 | 175 | 0 | 145 | 3 | 212 | 1193 | 0 | 506 | 1200 | 0 | 462 | 0 | 0 | 0 | 0 | 0 | 0 | 0 | 0 | 0
2040-08-06 | 7 | 40.72 | -18172 | -315 | -709 | 0 | 0 | 0 | 528 | 0 | 220 | 812 | 52 | 335 | 9774 | 3273 | 189 | 0 | 131 | 386 | 217 | 1188 | 0 | 428 | 1200 | 0 | 462 | 0 | 0 | 0 | 0 | 0 | 0 | 0 | 0 | 0
2040-08-06 | 8 | 39.38 | -19469 | -292 | -867 | 0 | 0 | 0 | 1326 | 0 | 220 | 739 | 52 | 335 | 9429 | 3273 | 292 | 0 | 120 | 1361 | 220 | 1205 | 0 | 393 | 1200 | 0 | 462 | 0 | 0 | 0 | 0 | 0 | 0 | 0 | 0 | 0
2040-08-06 | 9 | 37.27 | -20664 | -229 | -1050 | 0 | 0 | 0 | 2288 | 0 | 220 | 409 | 52 | 335 | 7980 | 3273 | 398 | 0 | 88 | 3433 | 219 | 1235 | 0 | 350 | 1200 | 0 | 462 | 0 | 0 | 0 | 0 | 0 | 0 | 0 | 0 | 0
2040-08-06 | 10 | 34.45 | -21948 | -162 | -1234 | 0 | 0 | 0 | 3186 | 0 | 220 | 366 | 52 | 335 | 6177 | 3273 | 445 | 0 | 77 | 5743 | 219 | 1260 | 0 | 328 | 1200 | 0 | 462 | 0 | 0 | 0 | 0 | 0 | 0 | 0 | 0 | 0
2040-08-06 | 11 | 30.53 | -23056 | -135 | -1182 | 0 | 0 | 0 | 4016 | 0 | 220 | 315 | 52 | 335 | 4999 | 3273 | 342 | 0 | 89 | 7269 | 219 | 1272 | 0 | 307 | 1200 | 0 | 462 | 0 | 0 | 0 | 0 | 0 | 0 | 0 | 0 | 0
2040-08-06 | 12 | 28.89 | -23187 | -103 | -1024 | 0 | 0 | -352 | 4645 | 0 | 220 | 315 | 52 | 335 | 4458 | 3273 | 339 | 0 | 137 | 7422 | 220 | 1283 | 0 | 305 | 1200 | 0 | 462 | 0 | 0 | 0 | 0 | 0 | 0 | 0 | 0 | 0
2040-08-06 | 13 | 34.23 | -23415 | -94 | -1339 | 0 | 0 | 0 | 4919 | 0 | 220 | 315 | 52 | 335 | 5194 | 3273 | 457 | 0 | 189 | 6401 | 220 | 1298 | 0 | 313 | 1200 | 0 | 462 | 0 | 0 | 0 | 0 | 0 | 0 | 0 | 0 | 0
2040-08-06 | 14 | 37.19 | -23568 | -103 | -1313 | 0 | 0 | 0 | 5067 | 0 | 220 | 359 | 52 | 335 | 6014 | 3273 | 583 | 0 | 223 | 5331 | 220 | 1304 | 0 | 341 | 1200 | 0 | 462 | 0 | 0 | 0 | 0 | 0 | 0 | 0 | 0 | 0
2040-08-06 | 15 | 34.68 | -23445 | -94 | -1182 | 0 | 0 | 0 | 5078 | 0 | 220 | 315 | 52 | 335 | 5278 | 3273 | 678 | 0 | 260 | 5695 | 220 | 1305 | 0 | 349 | 1200 | 0 | 462 | 0 | 0 | 0 | 0 | 0 | 0 | 0 | 0 | 0
2040-08-06 | 16 | 33.86 | -23095 | -90 | -1549 | 0 | 0 | 0 | 5231 | 0 | 220 | 315 | 52 | 335 | 5070 | 3273 | 848 | 0 | 262 | 5588 | 220 | 1320 | 0 | 338 | 1200 | 0 | 462 | 0 | 0 | 0 | 0 | 0 | 0 | 0 | 0 | 0
2040-08-06 | 17 | 36.55 | -22587 | -94 | -1996 | 0 | 0 | 0 | 5284 | 0 | 220 | 366 | 52 | 335 | 6256 | 3273 | 963 | 0 | 274 | 4097 | 220 | 1317 | 0 | 357 | 1200 | 0 | 462 | 0 | 0 | 0 | 0 | 0 | 0 | 0 | 0 | 0
2040-08-06 | 18 | 38.04 | -22315 | -103 | -2390 | 0 | 0 | 0 | 5199 | 0 | 220 | 535 | 52 | 335 | 7997 | 3273 | 944 | 0 | 284 | 2391 | 220 | 1301 | 0 | 394 | 1200 | 0 | 462 | 0 | 0 | 0 | 0 | 0 | 0 | 0 | 0 | 0
2040-08-06 | 19 | 39.04 | -22378 | -112 | -2285 | 0 | 0 | 173 | 4956 | 0 | 220 | 739 | 52 | 335 | 8890 | 3273 | 967 | 0 | 304 | 1263 | 220 | 1289 | 0 | 431 | 1200 | 0 | 462 | 0 | 0 | 0 | 0 | 0 | 0 | 0 | 0 | 0
2040-08-06 | 20 | 39.04 | -22188 | -112 | -1602 | 0 | 0 | 87 | 4550 | 0 | 300 | 815 | 52 | 335 | 9299 | 3273 | 971 | 0 | 304 | 284 | 220 | 1307 | 0 | 444 | 1200 | 0 | 462 | 0 | 0 | 0 | 0 | 0 | 0 | 0 | 0 | 0
2040-08-06 | 21 | 38.64 | -21206 | -135 | -1471 | 0 | 0 | 0 | 4343 | 0 | 300 | 744 | 52 | 335 | 8919 | 3273 | 878 | 0 | 304 | 0 | 220 | 1313 | 0 | 466 | 1200 | 0 | 462 | 0 | 0 | 0 | 0 | 0 | 0 | 0 | 0 | 0
2040-08-06 | 22 | 37.44 | -19516 | -144 | -1234 | 0 | 0 | 0 | 3503 | 0 | 300 | 544 | 52 | 335 | 8064 | 3273 | 820 | 0 | 301 | 0 | 220 | 1314 | 0 | 505 | 1200 | 0 | 462 | 0 | 0 | 0 | 0 | 0 | 0 | 0 | 0 | 0
2040-08-06 | 23 | 36.86 | -17811 | -162 | -1024 | 0 | 0 | 0 | 2203 | 0 | 300 | 473 | 52 | 335 | 7689 | 3273 | 634 | 0 | 288 | 0 | 220 | 1307 | 0 | 560 | 1200 | 0 | 462 | 0 | 0 | 0 | 0 | 0 | 0 | 0 | 0 | 0
2040-08-06 | 24 | 37.2 | -16564 | -193 | -840 | 0 | 0 | 0 | 935 | 0 | 300 | 450 | 52 | 335 | 7796 | 3273 | 552 | 0 | 271 | 0 | 218 | 1277 | 0 | 476 | 1200 | 0 | 462 | 0 | 0 | 0 | 0 | 0 | 0 | 0 | 0 | 0
2040-08-07 | 1 | 35.52 | -15755 | -193 | -735 | 0 | 0 | 0 | 528 | 0 | 300 | 393 | 52 | 335 | 6888 | 3273 | 513 | 0 | 259 | 0 | 217 | 1263 | 0 | 1000 | 1200 | 0 | 462 | 0 | 0 | 0 | 0 | 0 | 0 | 0 | 0 | 0
2040-08-07 | 2 | 34.83 | -15297 | -193 | -657 | 0 | -52 | 0 | 528 | 0 | 300 | 366 | 52 | 335 | 6397 | 3273 | 586 | 0 | 254 | 0 | 217 | 1227 | 0 | 1000 | 1200 | 0 | 462 | 0 | 0 | 0 | 0 | 0 | 0 | 0 | 0 | 0
2040-08-07 | 3 | 34.83 | -15092 | -193 | -578 | 0 | -61 | 0 | 528 | 0 | 300 | 366 | 52 | 335 | 6349 | 3273 | 421 | 0 | 221 | 0 | 216 | 1211 | 0 | 989 | 1200 | 0 | 462 | 0 | 0 | 0 | 0 | 0 | 0 | 0 | 0 | 0
2040-08-07 | 4 | 36.86 | -15359 | -211 | -551 | 0 | 0 | 0 | 528 | 0 | 300 | 366 | 52 | 335 | 7247 | 3273 | 222 | 0 | 192 | 0 | 210 | 1202 | 0 | 531 | 1200 | 0 | 462 | 0 | 0 | 0 | 0 | 0 | 0 | 0 | 0 | 0
2040-08-07 | 5 | 38.72 | -16337 | -211 | -525 | 0 | 0 | 0 | 528 | 0 | 300 | 473 | 52 | 335 | 8255 | 3273 | 83 | 0 | 183 | 0 | 208 | 1194 | 0 | 527 | 1200 | 0 | 462 | 0 | 0 | 0 | 0 | 0 | 0 | 0 | 0 | 0
2040-08-07 | 6 | 41.3 | -17836 | -193 | -551 | 0 | 0 | 0 | 528 | 0 | 300 | 769 | 52 | 335 | 9456 | 3273 | 128 | 0 | 166 | 0 | 212 | 1193 | 0 | 506 | 1200 | 0 | 462 | 0 | 0 | 0 | 0 | 0 | 0 | 0 | 0 | 0
2040-08-07 | 7 | 46.98 | -19674 | -211 | -709 | 0 | 97 | 0 | 528 | 0 | 313 | 886 | 52 | 335 | 11086 | 3273 | 108 | 0 | 141 | 279 | 217 | 1188 | 0 | 428 | 1200 | 0 | 462 | 0 | 0 | 0 | 0 | 0 | 0 | 0 | 0 | 0
2040-08-07 | 8 | 44.06 | -21105 | -175 | -867 | 0 | 0 | 0 | 867 | 0 | 313 | 947 | 52 | 335 | 11425 | 3273 | 156 | 0 | 108 | 1190 | 220 | 1205 | 0 | 393 | 1200 | 0 | 462 | 0 | 0 | 0 | 0 | 0 | 0 | 0 | 0 | 0
2040-08-07 | 9 | 41.18 | -22218 | -144 | -1050 | 0 | 0 | 0 | 1834 | 0 | 313 | 859 | 52 | 335 | 10423 | 3273 | 264 | 0 | 89 | 2504 | 219 | 1235 | 0 | 350 | 1200 | 0 | 462 | 0 | 0 | 0 | 0 | 0 | 0 | 0 | 0 | 0
2040-08-07 | 10 | 40.58 | -23522 | -121 | -1234 | 0 | 0 | 0 | 2616 | 0 | 313 | 815 | 52 | 335 | 10083 | 3273 | 395 | 0 | 73 | 3454 | 219 | 1260 | 0 | 328 | 1200 | 0 | 462 | 0 | 0 | 0 | 0 | 0 | 0 | 0 | 0 | 0
2040-08-07 | 11 | 39.04 | -24873 | -112 | -1182 | 0 | 0 | 0 | 3387 | 0 | 313 | 730 | 52 | 335 | 9380 | 3273 | 438 | 0 | 68 | 4731 | 219 | 1272 | 0 | 307 | 1200 | 0 | 462 | 0 | 0 | 0 | 0 | 0 | 0 | 0 | 0 | 0
2040-08-07 | 12 | 36.86 | -25561 | -94 | -1024 | 0 | 0 | 0 | 4122 | 0 | 313 | 375 | 52 | 335 | 7693 | 3273 | 574 | 0 | 85 | 6388 | 220 | 1283 | 0 | 305 | 1200 | 0 | 462 | 0 | 0 | 0 | 0 | 0 | 0 | 0 | 0 | 0
2040-08-07 | 13 | 34.97 | -26403 | -81 | -1339 | 0 | 0 | 0 | 4719 | 0 | 313 | 366 | 52 | 335 | 6556 | 3273 | 727 | 0 | 113 | 7877 | 220 | 1298 | 0 | 313 | 1200 | 0 | 462 | 0 | 0 | 0 | 0 | 0 | 0 | 0 | 0 | 0
2040-08-07 | 14 | 35.62 | -26649 | -76 | -1313 | 0 | 0 | 0 | 5221 | 0 | 313 | 366 | 52 | 335 | 6946 | 3273 | 1007 | 0 | 136 | 6862 | 220 | 1304 | 0 | 341 | 1200 | 0 | 462 | 0 | 0 | 0 | 0 | 0 | 0 | 0 | 0 | 0
2040-08-07 | 15 | 35.41 | -26217 | -76 | -1182 | 0 | 0 | 0 | 5284 | 0 | 300 | 366 | 52 | 335 | 6788 | 3273 | 1416 | 0 | 133 | 5992 | 220 | 1305 | 0 | 349 | 1200 | 0 | 462 | 0 | 0 | 0 | 0 | 0 | 0 | 0 | 0 | 0
2040-08-07 | 16 | 35.41 | -25818 | -76 | -1549 | 0 | 0 | 0 | 5226 | 0 | 300 | 366 | 52 | 335 | 6592 | 3273 | 1771 | 0 | 153 | 5835 | 220 | 1320 | 0 | 338 | 1200 | 0 | 462 | 0 | 0 | 0 | 0 | 0 | 0 | 0 | 0 | 0
2040-08-07 | 17 | 37.91 | -25142 | -76 | -1996 | 0 | 0 | 0 | 5247 | 0 | 300 | 544 | 52 | 335 | 7819 | 3273 | 2135 | 0 | 177 | 3776 | 220 | 1317 | 0 | 357 | 1200 | 0 | 462 | 0 | 0 | 0 | 0 | 0 | 0 | 0 | 0 | 0
2040-08-07 | 18 | 40.62 | -24436 | -76 | -2390 | 0 | 0 | 0 | 5062 | 0 | 300 | 815 | 52 | 335 | 9141 | 3273 | 2231 | 0 | 209 | 1907 | 220 | 1301 | 0 | 394 | 1200 | 0 | 462 | 0 | 0 | 0 | 0 | 0 | 0 | 0 | 0 | 0
2040-08-07 | 19 | 42.26 | -24359 | -85 | -2285 | 0 | 0 | 0 | 4565 | 0 | 300 | 927 | 52 | 335 | 9920 | 3273 | 2757 | 0 | 244 | 752 | 220 | 1289 | 0 | 431 | 1200 | 0 | 462 | 0 | 0 | 0 | 0 | 0 | 0 | 0 | 0 | 0
2040-08-07 | 20 | 41.48 | -23790 | -94 | -1602 | 0 | 0 | 0 | 4127 | 0 | 300 | 886 | 52 | 335 | 9488 | 3273 | 2947 | 0 | 268 | 177 | 220 | 1307 | 0 | 444 | 1200 | 0 | 462 | 0 | 0 | 0 | 0 | 0 | 0 | 0 | 0 | 0
2040-08-07 | 21 | 39.65 | -22540 | -121 | -1471 | 0 | 0 | 0 | 3704 | 0 | 300 | 859 | 52 | 335 | 9072 | 3273 | 2605 | 0 | 271 | 0 | 220 | 1313 | 0 | 466 | 1200 | 0 | 462 | 0 | 0 | 0 | 0 | 0 | 0 | 0 | 0 | 0
2040-08-07 | 22 | 37.86 | -20729 | -144 | -1234 | 0 | 0 | 0 | 2790 | 0 | 300 | 803 | 52 | 335 | 8310 | 3273 | 2289 | 0 | 254 | 0 | 220 | 1314 | 0 | 505 | 1200 | 0 | 462 | 0 | 0 | 0 | 0 | 0 | 0 | 0 | 0 | 0
2040-08-07 | 23 | 37.52 | -18829 | -162 | -1024 | 0 | 0 | 0 | 1548 | 0 | 300 | 616 | 52 | 335 | 8144 | 3273 | 1745 | 0 | 253 | 0 | 220 | 1307 | 0 | 560 | 1200 | 0 | 462 | 0 | 0 | 0 | 0 | 0 | 0 | 0 | 0 | 0
2040-08-07 | 24 | 37.24 | -17495 | -175 | -840 | 0 | 0 | 0 | 528 | 0 | 300 | 544 | 52 | 335 | 7893 | 3273 | 1679 | 0 | 273 | 0 | 218 | 1277 | 0 | 476 | 1200 | 0 | 462 | 0 | 0 | 0 | 0 | 0 | 0 | 0 | 0 | 0
2040-08-08 | 1 | 35.37 | -16630 | -175 | -735 | 0 | 0 | 0 | 528 | 0 | 300 | 409 | 52 | 335 | 6646 | 3273 | 1575 | 0 | 279 | 0 | 217 | 1263 | 0 | 1000 | 1200 | 0 | 462 | 0 | 0 | 0 | 0 | 0 | 0 | 0 | 0 | 0
2040-08-08 | 2 | 34.68 | -16122 | -193 | -657 | 0 | 0 | 0 | 528 | 0 | 300 | 366 | 52 | 335 | 6223 | 3273 | 1504 | 0 | 284 | 0 | 217 | 1227 | 0 | 1000 | 1200 | 0 | 462 | 0 | 0 | 0 | 0 | 0 | 0 | 0 | 0 | 0
2040-08-08 | 3 | 33.01 | -15874 | -193 | -578 | 0 | 0 | 0 | 528 | 0 | 300 | 366 | 52 | 335 | 5766 | 3273 | 1654 | 0 | 292 | 0 | 216 | 1211 | 0 | 989 | 1200 | 0 | 462 | 0 | 0 | 0 | 0 | 0 | 0 | 0 | 0 | 0
2040-08-08 | 4 | 32.3 | -16071 | -193 | -551 | 0 | 0 | 0 | 528 | 0 | 300 | 366 | 52 | 335 | 5703 | 3273 | 2359 | 0 | 294 | 0 | 210 | 1202 | 0 | 531 | 1200 | 0 | 462 | 0 | 0 | 0 | 0 | 0 | 0 | 0 | 0 | 0
2040-08-08 | 5 | 33.01 | -16997 | -211 | -525 | 0 | 0 | 0 | 528 | 0 | 300 | 366 | 52 | 335 | 5725 | 3273 | 3267 | 0 | 295 | 0 | 208 | 1194 | 0 | 527 | 1200 | 0 | 462 | 0 | 0 | 0 | 0 | 0 | 0 | 0 | 0 | 0
2040-08-08 | 6 | 35.68 | -18436 | -193 | -551 | 0 | 0 | 0 | 528 | 0 | 300 | 482 | 52 | 335 | 6515 | 3273 | 3808 | 0 | 313 | 0 | 212 | 1193 | 0 | 506 | 1200 | 0 | 462 | 0 | 0 | 0 | 0 | 0 | 0 | 0 | 0 | 0
2040-08-08 | 7 | 38.84 | -20119 | -193 | -709 | 0 | 0 | 0 | 528 | 0 | 300 | 812 | 52 | 335 | 8095 | 3273 | 3533 | 0 | 313 | 284 | 217 | 1188 | 0 | 428 | 1200 | 0 | 462 | 0 | 0 | 0 | 0 | 0 | 0 | 0 | 0 | 0
2040-08-08 | 8 | 39.74 | -21361 | -193 | -867 | 0 | 0 | 0 | 629 | 0 | 300 | 856 | 52 | 335 | 8583 | 3273 | 3332 | 0 | 307 | 1273 | 220 | 1205 | 0 | 393 | 1200 | 0 | 462 | 0 | 0 | 0 | 0 | 0 | 0 | 0 | 0 | 0
2040-08-08 | 9 | 37.89 | -22294 | -175 | -1050 | 0 | 0 | 0 | 1458 | 0 | 300 | 627 | 52 | 335 | 7809 | 3273 | 3078 | 0 | 303 | 2818 | 219 | 1235 | 0 | 350 | 1200 | 0 | 462 | 0 | 0 | 0 | 0 | 0 | 0 | 0 | 0 | 0
2040-08-08 | 10 | 35.93 | -23531 | -144 | -1234 | 0 | 0 | 0 | 2092 | 0 | 300 | 479 | 52 | 335 | 6835 | 3273 | 3094 | 0 | 327 | 4652 | 219 | 1260 | 0 | 328 | 1200 | 0 | 462 | 0 | 0 | 0 | 0 | 0 | 0 | 0 | 0 | 0
2040-08-08 | 11 | 32.2 | -24949 | -121 | -1182 | 0 | 0 | 0 | 2790 | 0 | 300 | 366 | 52 | 335 | 5281 | 3273 | 3188 | 0 | 322 | 6885 | 219 | 1272 | 0 | 307 | 1200 | 0 | 462 | 0 | 0 | 0 | 0 | 0 | 0 | 0 | 0 | 0
2040-08-08 | 12 | 29.69 | -25684 | -94 | -1024 | 0 | 0 | -522 | 3524 | 0 | 300 | 315 | 52 | 335 | 4618 | 3273 | 2376 | 0 | 353 | 8708 | 220 | 1283 | 0 | 305 | 1200 | 0 | 462 | 0 | 0 | 0 | 0 | 0 | 0 | 0 | 0 | 0
2040-08-08 | 13 | 29.69 | -26692 | -85 | -1339 | 0 | 0 | -809 | 4127 | 0 | 300 | 315 | 52 | 335 | 4491 | 3273 | 1989 | 0 | 372 | 10178 | 220 | 1298 | 0 | 313 | 1200 | 0 | 462 | 0 | 0 | 0 | 0 | 0 | 0 | 0 | 0 | 0
2040-08-08 | 14 | 29.69 | -27433 | -76 | -1313 | 0 | 0 | -778 | 4713 | 0 | 300 | 315 | 52 | 335 | 4491 | 3273 | 1924 | 0 | 394 | 10275 | 220 | 1304 | 0 | 341 | 1200 | 0 | 462 | 0 | 0 | 0 | 0 | 0 | 0 | 0 | 0 | 0
2040-08-08 | 15 | 29.69 | -27443 | -76 | -1182 | 0 | 0 | -322 | 5073 | 0 | 300 | 315 | 52 | 335 | 4487 | 3273 | 1920 | 0 | 411 | 9321 | 220 | 1305 | 0 | 349 | 1200 | 0 | 462 | 0 | 0 | 0 | 0 | 0 | 0 | 0 | 0 | 0
2040-08-08 | 16 | 32.34 | -27031 | -76 | -1549 | 0 | 0 | 0 | 5279 | 0 | 300 | 315 | 52 | 335 | 5007 | 3273 | 2227 | 0 | 404 | 7924 | 220 | 1320 | 0 | 338 | 1200 | 0 | 462 | 0 | 0 | 0 | 0 | 0 | 0 | 0 | 0 | 0
2040-08-08 | 17 | 38.38 | -26448 | -76 | -1996 | 0 | 0 | 0 | 5284 | 0 | 300 | 393 | 52 | 335 | 7001 | 3273 | 2216 | 0 | 371 | 5738 | 220 | 1317 | 0 | 357 | 1200 | 0 | 462 | 0 | 0 | 0 | 0 | 0 | 0 | 0 | 0 | 0
2040-08-08 | 18 | 40.12 | -25708 | -76 | -2390 | 0 | 0 | 88 | 5162 | 0 | 300 | 739 | 52 | 335 | 8619 | 3273 | 2368 | 0 | 349 | 3312 | 220 | 1301 | 0 | 394 | 1200 | 0 | 462 | 0 | 0 | 0 | 0 | 0 | 0 | 0 | 0 | 0
2040-08-08 | 19 | 40.12 | -25179 | -76 | -2285 | 0 | 0 | 1038 | 4660 | 0 | 300 | 886 | 52 | 335 | 9176 | 3273 | 2647 | 0 | 307 | 1263 | 220 | 1289 | 0 | 431 | 1200 | 0 | 462 | 0 | 0 | 0 | 0 | 0 | 0 | 0 | 0 | 0
2040-08-08 | 20 | 40.12 | -24358 | -76 | -1602 | 0 | 0 | 674 | 3958 | 0 | 300 | 989 | 52 | 335 | 9840 | 3273 | 2478 | 0 | 251 | 253 | 220 | 1307 | 0 | 444 | 1200 | 0 | 462 | 0 | 0 | 0 | 0 | 0 | 0 | 0 | 0 | 0
2040-08-08 | 21 | 38.93 | -22921 | -103 | -1471 | 0 | 0 | 0 | 3403 | 0 | 300 | 881 | 52 | 335 | 9279 | 3273 | 3031 | 0 | 279 | 0 | 220 | 1313 | 0 | 466 | 1200 | 0 | 462 | 0 | 0 | 0 | 0 | 0 | 0 | 0 | 0 | 0
2040-08-08 | 22 | 37.24 | -20774 | -135 | -1234 | 0 | 0 | 0 | 2425 | 0 | 300 | 739 | 52 | 335 | 7941 | 3273 | 3104 | 0 | 272 | 0 | 220 | 1314 | 0 | 505 | 1200 | 0 | 462 | 0 | 0 | 0 | 0 | 0 | 0 | 0 | 0 | 0
2040-08-08 | 23 | 35.74 | -18711 | -162 | -1024 | 0 | 0 | 0 | 1030 | 0 | 300 | 544 | 52 | 335 | 7069 | 3273 | 3271 | 0 | 273 | 0 | 220 | 1307 | 0 | 560 | 1200 | 0 | 462 | 0 | 0 | 0 | 0 | 0 | 0 | 0 | 0 | 0
2040-08-08 | 24 | 34.63 | -17176 | -175 | -840 | 0 | 0 | 0 | 528 | 0 | 300 | 366 | 52 | 335 | 6130 | 3273 | 3290 | 0 | 284 | 0 | 218 | 1277 | 0 | 476 | 1200 | 0 | 462 | 0 | 0 | 0 | 0 | 0 | 0 | 0 | 0 | 0
2040-08-09 | 1 | 30.54 | -16158 | -193 | -735 | 0 | 0 | -880 | 528 | 0 | 300 | 366 | 52 | 335 | 5182 | 3273 | 3502 | 0 | 286 | 0 | 217 | 1263 | 0 | 1000 | 1200 | 0 | 462 | 0 | 0 | 0 | 0 | 0 | 0 | 0 | 0 | 0
2040-08-09 | 2 | 30.54 | -15496 | -211 | -657 | 0 | 0 | -1183 | 528 | 0 | 220 | 315 | 52 | 335 | 4748 | 3273 | 3694 | 0 | 274 | 0 | 217 | 1227 | 0 | 1000 | 1200 | 0 | 462 | 0 | 0 | 0 | 0 | 0 | 0 | 0 | 0 | 0
2040-08-09 | 3 | 30.54 | -15152 | -229 | -578 | 0 | 0 | -761 | 528 | 0 | 220 | 315 | 52 | 335 | 4329 | 3273 | 3263 | 0 | 326 | 0 | 216 | 1211 | 0 | 989 | 1200 | 0 | 462 | 0 | 0 | 0 | 0 | 0 | 0 | 0 | 0 | 0
2040-08-09 | 4 | 34.68 | -15226 | -229 | -551 | 0 | 0 | 0 | 528 | 0 | 220 | 315 | 52 | 335 | 4630 | 3273 | 2719 | 0 | 328 | 0 | 210 | 1202 | 0 | 531 | 1200 | 0 | 462 | 0 | 0 | 0 | 0 | 0 | 0 | 0 | 0 | 0
2040-08-09 | 5 | 37.8 | -15928 | -247 | -525 | 0 | 0 | 0 | 528 | 0 | 220 | 366 | 52 | 335 | 5301 | 3273 | 2702 | 0 | 332 | 0 | 208 | 1194 | 0 | 527 | 1200 | 0 | 462 | 0 | 0 | 0 | 0 | 0 | 0 | 0 | 0 | 0
2040-08-09 | 6 | 41.27 | -17231 | -270 | -551 | 0 | 0 | 79 | 528 | 0 | 220 | 393 | 52 | 335 | 6518 | 3273 | 2751 | 0 | 328 | 1 | 212 | 1193 | 0 | 506 | 1200 | 0 | 462 | 0 | 0 | 0 | 0 | 0 | 0 | 0 | 0 | 0
2040-08-09 | 7 | 41.27 | -18993 | -270 | -709 | 0 | 0 | 1410 | 528 | 0 | 220 | 621 | 52 | 335 | 6795 | 3273 | 2518 | 0 | 338 | 385 | 217 | 1188 | 0 | 428 | 1200 | 0 | 462 | 0 | 0 | 0 | 0 | 0 | 0 | 0 | 0 | 0
2040-08-09 | 8 | 41.27 | -20453 | -229 | -867 | 0 | 0 | 601 | 1004 | 0 | 220 | 739 | 52 | 335 | 7907 | 3273 | 1914 | 0 | 330 | 1694 | 220 | 1205 | 0 | 393 | 1200 | 0 | 462 | 0 | 0 | 0 | 0 | 0 | 0 | 0 | 0 | 0
2040-08-09 | 9 | 39.51 | -21714 | -175 | -1050 | 0 | 0 | 0 | 2024 | 0 | 220 | 409 | 52 | 335 | 7665 | 3273 | 1078 | 0 | 306 | 4112 | 219 | 1235 | 0 | 350 | 1200 | 0 | 462 | 0 | 0 | 0 | 0 | 0 | 0 | 0 | 0 | 0
2040-08-09 | 10 | 34.45 | -22948 | -121 | -1234 | 0 | 0 | 0 | 2911 | 0 | 220 | 315 | 52 | 335 | 5577 | 3273 | 783 | 0 | 292 | 7075 | 219 | 1260 | 0 | 328 | 1200 | 0 | 462 | 0 | 0 | 0 | 0 | 0 | 0 | 0 | 0 | 0
2040-08-09 | 11 | 27.96 | -24067 | -103 | -1182 | 0 | 0 | -1051 | 3662 | 0 | 0 | 315 | 52 | 335 | 4819 | 3273 | 669 | 0 | 307 | 9510 | 219 | 1272 | 0 | 307 | 1200 | 0 | 462 | 0 | 0 | 0 | 0 | 0 | 0 | 0 | 0 | 0
2040-08-09 | 12 | 24.13 | -24423 | -90 | -1024 | -3 | -610 | -1859 | 4275 | 0 | 0 | 314 | 52 | 227 | 4556 | 3273 | 613 | 0 | 318 | 10911 | 220 | 1283 | 0 | 305 | 1200 | 0 | 462 | 0 | 0 | 0 | 0 | 0 | 0 | 0 | 0 | 0
2040-08-09 | 13 | 26.93 | -25013 | -81 | -1339 | 0 | 0 | -1859 | 4682 | 0 | 0 | 314 | 52 | 335 | 4552 | 3273 | 483 | 0 | 306 | 10802 | 220 | 1298 | 0 | 313 | 1200 | 0 | 462 | 0 | 0 | 0 | 0 | 0 | 0 | 0 | 0 | 0
2040-08-09 | 14 | 27.96 | -25434 | -76 | -1313 | 0 | 0 | -1745 | 5046 | 0 | 0 | 314 | 52 | 335 | 4491 | 3273 | 585 | 0 | 302 | 10642 | 220 | 1304 | 0 | 341 | 1200 | 0 | 462 | 0 | 0 | 0 | 0 | 0 | 0 | 0 | 0 | 0
2040-08-09 | 15 | 27.96 | -25173 | -76 | -1182 | 0 | 0 | -911 | 5236 | 0 | 0 | 315 | 52 | 335 | 4491 | 3273 | 925 | 0 | 290 | 8888 | 220 | 1305 | 0 | 349 | 1200 | 0 | 462 | 0 | 0 | 0 | 0 | 0 | 0 | 0 | 0 | 0
2040-08-09 | 16 | 27.96 | -24730 | -76 | -1549 | 0 | 0 | -183 | 5284 | 0 | 0 | 315 | 52 | 335 | 4463 | 3273 | 1030 | 0 | 264 | 7981 | 220 | 1320 | 0 | 338 | 1200 | 0 | 462 | 0 | 0 | 0 | 0 | 0 | 0 | 0 | 0 | 0
2040-08-09 | 17 | 34.83 | -23982 | -76 | -1996 | 0 | 0 | 0 | 5273 | 0 | 0 | 315 | 52 | 335 | 5889 | 3273 | 1259 | 0 | 257 | 5843 | 220 | 1317 | 0 | 357 | 1200 | 0 | 462 | 0 | 0 | 0 | 0 | 0 | 0 | 0 | 0 | 0
2040-08-09 | 18 | 37.79 | -23128 | -76 | -2390 | 0 | 0 | 826 | 5030 | 0 | 0 | 428 | 52 | 335 | 7101 | 3273 | 1573 | 0 | 266 | 3133 | 220 | 1301 | 0 | 394 | 1200 | 0 | 462 | 0 | 0 | 0 | 0 | 0 | 0 | 0 | 0 | 0
2040-08-09 | 19 | 37.79 | -22524 | -76 | -2285 | 0 | 162 | 1651 | 4417 | 0 | 0 | 739 | 52 | 335 | 7170 | 3273 | 1909 | 0 | 237 | 1337 | 220 | 1289 | 0 | 431 | 1200 | 0 | 462 | 0 | 0 | 0 | 0 | 0 | 0 | 0 | 0 | 0
2040-08-09 | 20 | 37.79 | -21921 | -90 | -1602 | 3 | 261 | 1639 | 3614 | 0 | 0 | 812 | 52 | 335 | 7289 | 3273 | 2202 | 0 | 248 | 251 | 220 | 1307 | 0 | 444 | 1200 | 0 | 462 | 0 | 0 | 0 | 0 | 0 | 0 | 0 | 0 | 0
2040-08-09 | 21 | 37.79 | -20769 | -112 | -1471 | 0 | 0 | 1387 | 3155 | 0 | 0 | 626 | 52 | 335 | 7266 | 3273 | 2297 | 0 | 299 | 0 | 220 | 1313 | 0 | 466 | 1200 | 0 | 462 | 0 | 0 | 0 | 0 | 0 | 0 | 0 | 0 | 0
2040-08-09 | 22 | 37.79 | -19057 | -144 | -1234 | 0 | 102 | 128 | 2277 | 0 | 0 | 544 | 52 | 335 | 7403 | 3273 | 2266 | 0 | 353 | 0 | 220 | 1314 | 0 | 505 | 1200 | 0 | 462 | 0 | 0 | 0 | 0 | 0 | 0 | 0 | 0 | 0
2040-08-09 | 23 | 36.23 | -17315 | -175 | -1024 | 0 | 0 | 0 | 1052 | 0 | 0 | 393 | 52 | 335 | 6795 | 3273 | 2489 | 0 | 377 | 0 | 220 | 1307 | 0 | 560 | 1200 | 0 | 462 | 0 | 0 | 0 | 0 | 0 | 0 | 0 | 0 | 0
2040-08-09 | 24 | 34.45 | -15904 | -211 | -840 | 0 | 0 | 0 | 528 | 0 | 0 | 366 | 52 | 335 | 5827 | 3273 | 2540 | 0 | 401 | 0 | 218 | 1277 | 0 | 476 | 1200 | 0 | 462 | 0 | 0 | 0 | 0 | 0 | 0 | 0 | 0 | 0
2040-08-10 | 1 | 31.26 | -14910 | -229 | -735 | 0 | 0 | -802 | 1443 | 0 | 0 | 315 | 52 | 335 | 4461 | 3273 | 2282 | 0 | 374 | 0 | 217 | 1263 | 0 | 1000 | 1200 | 0 | 462 | 0 | 0 | 0 | 0 | 0 | 0 | 0 | 0 | 0
2040-08-10 | 2 | 31.26 | -14345 | -270 | -657 | 0 | 0 | -170 | 629 | 0 | 0 | 315 | 52 | 335 | 4036 | 3273 | 2344 | 0 | 351 | 0 | 217 | 1227 | 0 | 1000 | 1200 | 0 | 462 | 0 | 0 | 0 | 0 | 0 | 0 | 0 | 0 | 0
2040-08-10 | 3 | 32.92 | -13930 | -247 | -578 | 0 | 0 | 0 | 528 | 0 | 0 | 315 | 52 | 335 | 4108 | 3273 | 1697 | 0 | 368 | 0 | 216 | 1211 | 0 | 989 | 1200 | 0 | 462 | 0 | 0 | 0 | 0 | 0 | 0 | 0 | 0 | 0
2040-08-10 | 4 | 37.86 | -13769 | -270 | -551 | 0 | 0 | 0 | 528 | 0 | 0 | 315 | 52 | 335 | 5097 | 3273 | 1021 | 0 | 363 | 0 | 210 | 1202 | 0 | 531 | 1200 | 0 | 462 | 0 | 0 | 0 | 0 | 0 | 0 | 0 | 0 | 0
2040-08-10 | 5 | 39.44 | -13878 | -315 | -525 | 0 | 0 | 0 | 528 | 0 | 0 | 315 | 52 | 335 | 5604 | 3273 | 679 | 0 | 338 | 0 | 208 | 1194 | 0 | 527 | 1200 | 0 | 462 | 0 | 0 | 0 | 0 | 0 | 0 | 0 | 0 | 0
2040-08-10 | 6 | 41.07 | -14230 | -341 | -551 | 0 | 0 | 0 | 528 | 0 | 0 | 353 | 52 | 335 | 6259 | 3273 | 435 | 0 | 312 | 1 | 212 | 1193 | 0 | 506 | 1200 | 0 | 462 | 0 | 0 | 0 | 0 | 0 | 0 | 0 | 0 | 0
2040-08-10 | 7 | 42.24 | -15352 | -341 | -709 | 0 | 0 | 720 | 528 | 0 | 0 | 366 | 52 | 335 | 6621 | 3273 | 322 | 0 | 306 | 384 | 217 | 1188 | 0 | 428 | 1200 | 0 | 462 | 0 | 0 | 0 | 0 | 0 | 0 | 0 | 0 | 0
2040-08-10 | 8 | 39.08 | -16718 | -315 | -867 | 0 | 0 | 0 | 1226 | 0 | 0 | 366 | 52 | 335 | 6813 | 3273 | 394 | 0 | 307 | 1653 | 220 | 1205 | 0 | 393 | 1200 | 0 | 462 | 0 | 0 | 0 | 0 | 0 | 0 | 0 | 0 | 0
2040-08-10 | 9 | 29.9 | -17992 | -247 | -1050 | 0 | 0 | 0 | 2404 | 0 | 0 | 315 | 52 | 319 | 4649 | 3273 | 482 | 0 | 301 | 4028 | 219 | 1235 | 0 | 350 | 1200 | 0 | 462 | 0 | 0 | 0 | 0 | 0 | 0 | 0 | 0 | 0
2040-08-10 | 10 | 15.48 | -19104 | -175 | -1234 | 0 | 0 | -416 | 3503 | 0 | 0 | 314 | 52 | 160 | 2630 | 3273 | 511 | 0 | 297 | 6720 | 219 | 1260 | 0 | 328 | 1200 | 0 | 462 | 0 | 0 | 0 | 0 | 0 | 0 | 0 | 0 | 0
2040-08-10 | 11 | 15.48 | -19961 | -144 | -1182 | 0 | 0 | -454 | 4317 | 0 | 0 | 314 | 52 | 157 | 560 | 3273 | 636 | 0 | 330 | 8639 | 219 | 1272 | 0 | 307 | 1200 | 0 | 462 | 0 | 0 | 0 | 0 | 0 | 0 | 0 | 0 | 0
2040-08-10 | 12 | 15.48 | -20051 | -121 | -1024 | 0 | 0 | -1615 | 4856 | 0 | 0 | 314 | 52 | 157 | 529 | 3273 | 559 | 0 | 348 | 9253 | 220 | 1283 | 0 | 305 | 1200 | 0 | 462 | 0 | 0 | 0 | 0 | 0 | 0 | 0 | 0 | 0
2040-08-10 | 13 | 15.48 | -20189 | -112 | -1339 | 0 | 0 | -1481 | 5147 | 0 | 0 | 314 | 52 | 157 | 529 | 3273 | 546 | 0 | 374 | 9236 | 220 | 1298 | 0 | 313 | 1200 | 0 | 462 | 0 | 0 | 0 | 0 | 0 | 0 | 0 | 0 | 0
2040-08-10 | 14 | 15.48 | -20390 | -94 | -1313 | 0 | 0 | -1773 | 5221 | 0 | 0 | 314 | 52 | 157 | 314 | 3273 | 906 | 0 | 390 | 9415 | 220 | 1304 | 0 | 341 | 1200 | 0 | 462 | 0 | 0 | 0 | 0 | 0 | 0 | 0 | 0 | 0
2040-08-10 | 15 | 12.42 | -19935 | -94 | -1182 | 0 | -455 | -1859 | 5284 | 0 | 0 | 314 | 52 | 157 | 314 | 3273 | 1595 | 0 | 418 | 8580 | 220 | 1305 | 0 | 349 | 1200 | 0 | 462 | 0 | 0 | 0 | 0 | 0 | 0 | 0 | 0 | 0
2040-08-10 | 16 | 15.48 | -19316 | -94 | -1549 | 0 | 0 | -914 | 5189 | 0 | 0 | 314 | 52 | 157 | 214 | 3273 | 2008 | 0 | 464 | 6662 | 220 | 1320 | 0 | 338 | 1200 | 0 | 462 | 0 | 0 | 0 | 0 | 0 | 0 | 0 | 0 | 0
2040-08-10 | 17 | 20.92 | -18808 | -112 | -1996 | 0 | 0 | 13 | 5052 | 0 | 0 | 314 | 52 | 157 | 453 | 3273 | 2457 | 0 | 510 | 5078 | 220 | 1317 | 0 | 357 | 1200 | 0 | 462 | 0 | 0 | 0 | 0 | 0 | 0 | 0 | 0 | 0
2040-08-10 | 18 | 20.92 | -18475 | -121 | -2390 | 0 | 0 | 463 | 4962 | 0 | 0 | 314 | 52 | 157 | 2066 | 3273 | 2526 | 0 | 486 | 3109 | 220 | 1301 | 0 | 394 | 1200 | 0 | 462 | 0 | 0 | 0 | 0 | 0 | 0 | 0 | 0 | 0
2040-08-10 | 19 | 20.92 | -18309 | -121 | -2285 | 0 | 0 | 1602 | 4624 | 0 | 0 | 315 | 52 | 157 | 3396 | 3273 | 1869 | 0 | 467 | 1357 | 220 | 1289 | 0 | 431 | 1200 | 0 | 462 | 0 | 0 | 0 | 0 | 0 | 0 | 0 | 0 | 0
2040-08-10 | 20 | 20.92 | -18103 | -144 | -1602 | 0 | 248 | 1644 | 3984 | 0 | 0 | 344 | 52 | 157 | 3852 | 3273 | 1908 | 0 | 476 | 277 | 220 | 1307 | 0 | 444 | 1200 | 0 | 462 | 0 | 0 | 0 | 0 | 0 | 0 | 0 | 0 | 0
2040-08-10 | 21 | 20.92 | -17368 | -193 | -1471 | 0 | 42 | 1603 | 3757 | 0 | 0 | 315 | 52 | 157 | 3623 | 3273 | 2089 | 0 | 459 | 0 | 220 | 1313 | 0 | 466 | 1200 | 0 | 462 | 0 | 0 | 0 | 0 | 0 | 0 | 0 | 0 | 0
2040-08-10 | 22 | 20.92 | -16195 | -229 | -1234 | 0 | 0 | 581 | 3007 | 0 | 0 | 315 | 52 | 157 | 3587 | 3273 | 2539 | 0 | 446 | 0 | 220 | 1314 | 0 | 505 | 1200 | 0 | 462 | 0 | 0 | 0 | 0 | 0 | 0 | 0 | 0 | 0
2040-08-10 | 23 | 20.92 | -14909 | -247 | -1024 | 0 | 0 | 172 | 1913 | 0 | 0 | 315 | 52 | 157 | 3587 | 3273 | 2503 | 0 | 458 | 0 | 220 | 1307 | 0 | 560 | 1200 | 0 | 462 | 0 | 0 | 0 | 0 | 0 | 0 | 0 | 0 | 0
2040-08-10 | 24 | 20.92 | -13576 | -292 | -840 | 0 | 102 | 222 | 782 | 0 | 0 | 315 | 52 | 157 | 3430 | 3273 | 2241 | 0 | 500 | 0 | 218 | 1277 | 0 | 476 | 1200 | 0 | 462 | 0 | 0 | 0 | 0 | 0 | 0 | 0 | 0 | 0
2040-08-11 | 1 | 19.2 | -12858 | -341 | -972 | 0 | 0 | -244 | 528 | 0 | 0 | 315 | 52 | 157 | 3404 | 3273 | 2035 | 0 | 508 | 0 | 217 | 1263 | 0 | 1000 | 1200 | 0 | 462 | 0 | 0 | 0 | 0 | 0 | 0 | 0 | 0 | 0
2040-08-11 | 2 | 19.2 | -12368 | -368 | -840 | 0 | 0 | -588 | 528 | 0 | 0 | 315 | 52 | 157 | 3404 | 3273 | 1833 | 0 | 495 | 0 | 217 | 1227 | 0 | 1000 | 1200 | 0 | 462 | 0 | 0 | 0 | 0 | 0 | 0 | 0 | 0 | 0
2040-08-11 | 3 | 19.2 | -12128 | -427 | -762 | 0 | 0 | -400 | 528 | 0 | 0 | 315 | 52 | 157 | 3236 | 3273 | 1580 | 0 | 497 | 0 | 216 | 1211 | 0 | 989 | 1200 | 0 | 462 | 0 | 0 | 0 | 0 | 0 | 0 | 0 | 0 | 0
2040-08-11 | 4 | 19.2 | -12000 | -427 | -683 | 0 | 0 | -114 | 528 | 0 | 0 | 314 | 52 | 157 | 3236 | 3273 | 1606 | 0 | 451 | 0 | 210 | 1202 | 0 | 531 | 1200 | 0 | 462 | 0 | 0 | 0 | 0 | 0 | 0 | 0 | 0 | 0
2040-08-11 | 5 | 19.2 | -12009 | -454 | -683 | 0 | 0 | -371 | 528 | 0 | 0 | 314 | 52 | 157 | 3314 | 3273 | 1835 | 0 | 450 | 0 | 208 | 1194 | 0 | 527 | 1200 | 0 | 462 | 0 | 0 | 0 | 0 | 0 | 0 | 0 | 0 | 0
2040-08-11 | 6 | 19.2 | -12283 | -521 | -709 | 0 | 0 | -80 | 528 | 0 | 0 | 315 | 52 | 157 | 3500 | 3273 | 1694 | 0 | 498 | 1 | 212 | 1193 | 0 | 506 | 1200 | 0 | 462 | 0 | 0 | 0 | 0 | 0 | 0 | 0 | 0 | 0
2040-08-11 | 7 | 25.95 | -13246 | -521 | -788 | 0 | 0 | 555 | 528 | 0 | 0 | 315 | 52 | 317 | 3914 | 3273 | 1259 | 0 | 482 | 364 | 217 | 1188 | 0 | 428 | 1200 | 0 | 462 | 0 | 0 | 0 | 0 | 0 | 0 | 0 | 0 | 0
2040-08-11 | 8 | 25.95 | -14526 | -427 | -919 | 0 | 0 | 775 | 528 | 0 | 220 | 315 | 52 | 317 | 3718 | 3273 | 1090 | 0 | 452 | 1650 | 220 | 1205 | 0 | 393 | 1200 | 0 | 462 | 0 | 0 | 0 | 0 | 0 | 0 | 0 | 0 | 0
2040-08-11 | 9 | 20.92 | -15769 | -315 | -1103 | 0 | 0 | 0 | 861 | 0 | 220 | 314 | 52 | 157 | 3415 | 3273 | 822 | 0 | 486 | 4118 | 219 | 1235 | 0 | 350 | 1200 | 0 | 462 | 0 | 0 | 0 | 0 | 0 | 0 | 0 | 0 | 0
2040-08-11 | 10 | 14.02 | -17040 | -211 | -1313 | 0 | 0 | -348 | 1934 | 0 | 220 | 314 | 52 | 157 | 1123 | 3273 | 699 | 0 | 508 | 7162 | 219 | 1260 | 0 | 328 | 1200 | 0 | 462 | 0 | 0 | 0 | 0 | 0 | 0 | 0 | 0 | 0
2040-08-11 | 11 | 10 | -17831 | -162 | -1182 | -32 | -118 | -1859 | 2816 | 0 | 220 | 314 | 52 | 157 | 295 | 3273 | 492 | 0 | 582 | 9521 | 219 | 1272 | 0 | 307 | 1200 | 0 | 462 | 0 | 0 | 0 | 0 | 0 | 0 | 0 | 0 | 0
2040-08-11 | 12 | 10 | -18322 | -135 | -1313 | -226 | -610 | -1859 | 3519 | 0 | 220 | 314 | 52 | 157 | 295 | 3273 | 430 | 0 | 621 | 10387 | 220 | 1283 | 0 | 29 | 1200 | 0 | 462 | 0 | 0 | 0 | 0 | 0 | 0 | 276 | 0 | 0
2040-08-11 | 13 | 10 | -18602 | -121 | -1418 | 0 | -501 | -1859 | 3979 | 0 | 220 | 314 | 52 | 157 | 263 | 3273 | 353 | 0 | 710 | 9891 | 220 | 1298 | 0 | 107 | 1200 | 0 | 462 | 0 | 0 | 0 | 0 | 0 | 0 | 206 | 0 | 0
2040-08-11 | 14 | 10 | -18761 | -103 | -1471 | 0 | -190 | -1859 | 4227 | 0 | 220 | 314 | 52 | 157 | 263 | 3273 | 401 | 0 | 740 | 9549 | 220 | 1304 | 0 | 0 | 1200 | 0 | 462 | 0 | 0 | 0 | 0 | 0 | 0 | 341 | 0 | 0
2040-08-11 | 15 | 14.02 | -19185 | -103 | -1523 | 0 | 0 | -1372 | 4391 | 0 | 220 | 314 | 52 | 157 | 0 | 3273 | 451 | 0 | 722 | 9066 | 220 | 1305 | 0 | 349 | 1200 | 0 | 462 | 0 | 0 | 0 | 0 | 0 | 0 | 0 | 0 | 0
2040-08-11 | 16 | 14.02 | -19669 | -90 | -1444 | 0 | 0 | -168 | 4666 | 0 | 220 | 314 | 52 | 157 | 0 | 3273 | 570 | 0 | 704 | 7874 | 220 | 1320 | 0 | 338 | 1200 | 0 | 462 | 0 | 0 | 0 | 0 | 0 | 0 | 0 | 0 | 0
2040-08-11 | 17 | 18.94 | -19929 | -85 | -1444 | 0 | 0 | 273 | 5052 | 0 | 220 | 314 | 52 | 157 | 1307 | 3273 | 947 | 0 | 671 | 5635 | 220 | 1317 | 0 | 357 | 1200 | 0 | 462 | 0 | 0 | 0 | 0 | 0 | 0 | 0 | 0 | 0
2040-08-11 | 18 | 18.94 | -19569 | -90 | -1471 | 0 | 0 | 1128 | 5284 | 0 | 220 | 315 | 52 | 157 | 2576 | 3273 | 1112 | 0 | 604 | 2830 | 220 | 1301 | 0 | 394 | 1200 | 0 | 462 | 0 | 0 | 0 | 0 | 0 | 0 | 0 | 0 | 0
2040-08-11 | 19 | 18.94 | -19207 | -94 | -1523 | 0 | 542 | 1859 | 5025 | 0 | 220 | 315 | 52 | 157 | 2756 | 3273 | 1358 | 0 | 521 | 1142 | 220 | 1289 | 0 | 431 | 1200 | 0 | 462 | 0 | 0 | 0 | 0 | 0 | 0 | 0 | 0 | 0
2040-08-11 | 20 | 21.36 | -19198 | -112 | -1418 | 222 | 610 | 1859 | 4666 | 0 | 220 | 366 | 52 | 157 | 3329 | 3273 | 1635 | 0 | 449 | 257 | 220 | 1307 | 0 | 444 | 1200 | 0 | 462 | 0 | 0 | 0 | 0 | 0 | 0 | 0 | 0 | 0
2040-08-11 | 21 | 18.94 | -18321 | -135 | -1339 | 0 | 0 | 1389 | 4624 | 0 | 220 | 315 | 52 | 157 | 3364 | 3273 | 2275 | 0 | 464 | 0 | 220 | 1313 | 0 | 466 | 1200 | 0 | 462 | 0 | 0 | 0 | 0 | 0 | 0 | 0 | 0 | 0
2040-08-11 | 22 | 18.94 | -16743 | -193 | -1208 | 0 | 0 | 222 | 3847 | 0 | 220 | 315 | 52 | 157 | 3034 | 3273 | 2809 | 0 | 513 | 0 | 220 | 1314 | 0 | 505 | 1200 | 0 | 462 | 0 | 0 | 0 | 0 | 0 | 0 | 0 | 0 | 0
2040-08-11 | 23 | 18.94 | -15247 | -211 | -1208 | 0 | 0 | 107 | 2579 | 0 | 220 | 315 | 52 | 157 | 3034 | 3273 | 2613 | 0 | 566 | 0 | 220 | 1307 | 0 | 560 | 1200 | 0 | 462 | 0 | 0 | 0 | 0 | 0 | 0 | 0 | 0 | 0
2040-08-11 | 24 | 18.94 | -14187 | -229 | -1103 | 0 | 68 | 64 | 1310 | 0 | 220 | 315 | 52 | 157 | 3205 | 3273 | 2625 | 0 | 595 | 0 | 218 | 1277 | 0 | 476 | 1200 | 0 | 462 | 0 | 0 | 0 | 0 | 0 | 0 | 0 | 0 | 0
2040-08-12 | 1 | 27.7 | -13587 | -247 | -972 | 0 | 0 | -786 | 528 | 0 | 220 | 315 | 52 | 317 | 3747 | 3273 | 2397 | 0 | 600 | 0 | 217 | 1263 | 0 | 1000 | 1200 | 0 | 462 | 0 | 0 | 0 | 0 | 0 | 0 | 0 | 0 | 0
2040-08-12 | 2 | 27.7 | -13171 | -270 | -840 | 0 | 0 | -1207 | 528 | 0 | 220 | 315 | 52 | 332 | 3747 | 3273 | 2347 | 0 | 566 | 0 | 217 | 1227 | 0 | 1000 | 1200 | 0 | 462 | 0 | 0 | 0 | 0 | 0 | 0 | 0 | 0 | 0
2040-08-12 | 3 | 27.7 | -13063 | -315 | -762 | 0 | 0 | -1074 | 528 | 0 | 220 | 315 | 52 | 335 | 3857 | 3273 | 2042 | 0 | 512 | 0 | 216 | 1211 | 0 | 989 | 1200 | 0 | 462 | 0 | 0 | 0 | 0 | 0 | 0 | 0 | 0 | 0
2040-08-12 | 4 | 27.7 | -13348 | -315 | -683 | 0 | 0 | -504 | 528 | 0 | 220 | 315 | 52 | 335 | 4472 | 3273 | 1530 | 0 | 518 | 0 | 210 | 1202 | 0 | 531 | 1200 | 0 | 462 | 0 | 0 | 0 | 0 | 0 | 0 | 0 | 0 | 0
2040-08-12 | 5 | 32.2 | -14191 | -315 | -683 | 0 | 0 | 0 | 528 | 0 | 300 | 315 | 52 | 335 | 5046 | 3273 | 1209 | 0 | 538 | 0 | 208 | 1194 | 0 | 527 | 1200 | 0 | 462 | 0 | 0 | 0 | 0 | 0 | 0 | 0 | 0 | 0
2040-08-12 | 6 | 36.86 | -15606 | -341 | -709 | 0 | 0 | 0 | 528 | 0 | 300 | 366 | 52 | 335 | 6692 | 3273 | 988 | 0 | 549 | 0 | 212 | 1193 | 0 | 506 | 1200 | 0 | 462 | 0 | 0 | 0 | 0 | 0 | 0 | 0 | 0 | 0
2040-08-12 | 7 | 37.44 | -17294 | -341 | -788 | 0 | 0 | 764 | 528 | 0 | 300 | 544 | 52 | 335 | 7464 | 3273 | 818 | 0 | 509 | 340 | 217 | 1188 | 0 | 428 | 1200 | 0 | 462 | 0 | 0 | 0 | 0 | 0 | 0 | 0 | 0 | 0
2040-08-12 | 8 | 37.44 | -18608 | -292 | -919 | 0 | 0 | 840 | 528 | 0 | 300 | 562 | 52 | 335 | 7784 | 3273 | 628 | 0 | 436 | 1600 | 220 | 1205 | 0 | 393 | 1200 | 0 | 462 | 0 | 0 | 0 | 0 | 0 | 0 | 0 | 0 | 0
2040-08-12 | 9 | 37.44 | -19896 | -229 | -1103 | 0 | 0 | 120 | 819 | 0 | 300 | 409 | 52 | 335 | 7759 | 3273 | 421 | 0 | 329 | 3945 | 219 | 1235 | 0 | 350 | 1200 | 0 | 462 | 0 | 0 | 0 | 0 | 0 | 0 | 0 | 0 | 0
2040-08-12 | 10 | 33.6 | -21441 | -175 | -1313 | 0 | 0 | 0 | 1744 | 0 | 300 | 315 | 52 | 335 | 5912 | 3273 | 305 | 0 | 290 | 6933 | 219 | 1260 | 0 | 328 | 1200 | 0 | 462 | 0 | 0 | 0 | 0 | 0 | 0 | 0 | 0 | 0
2040-08-12 | 11 | 27.7 | -22541 | -112 | -1182 | 0 | 0 | -1565 | 2616 | 0 | 300 | 314 | 52 | 335 | 4810 | 3273 | 361 | 0 | 323 | 9556 | 219 | 1272 | 0 | 307 | 1200 | 0 | 462 | 0 | 0 | 0 | 0 | 0 | 0 | 0 | 0 | 0
2040-08-12 | 12 | 24.36 | -23398 | -90 | -1313 | 0 | -610 | -1859 | 3376 | 0 | 300 | 314 | 52 | 335 | 4384 | 3273 | 359 | 0 | 390 | 11015 | 220 | 1283 | 0 | 305 | 1200 | 0 | 462 | 0 | 0 | 0 | 0 | 0 | 0 | 0 | 0 | 0
2040-08-12 | 13 | 26.62 | -24194 | -76 | -1418 | 0 | -529 | -1859 | 3979 | 0 | 300 | 314 | 52 | 335 | 4231 | 3273 | 382 | 0 | 412 | 11304 | 220 | 1298 | 0 | 313 | 1200 | 0 | 462 | 0 | 0 | 0 | 0 | 0 | 0 | 0 | 0 | 0
2040-08-12 | 14 | 27.7 | -24555 | -76 | -1471 | 0 | 0 | -1285 | 4523 | 0 | 300 | 314 | 52 | 335 | 4323 | 3273 | 471 | 0 | 418 | 9850 | 220 | 1304 | 0 | 341 | 1200 | 0 | 462 | 0 | 0 | 0 | 0 | 0 | 0 | 0 | 0 | 0
2040-08-12 | 15 | 27.7 | -24960 | -76 | -1523 | 0 | 0 | -447 | 4782 | 0 | 300 | 315 | 52 | 335 | 4319 | 3273 | 727 | 0 | 438 | 8929 | 220 | 1305 | 0 | 349 | 1200 | 0 | 462 | 0 | 0 | 0 | 0 | 0 | 0 | 0 | 0 | 0
2040-08-12 | 16 | 34.95 | -25280 | -76 | -1444 | 0 | 0 | 0 | 4988 | 0 | 300 | 315 | 52 | 335 | 5221 | 3273 | 884 | 0 | 420 | 7472 | 220 | 1320 | 0 | 338 | 1200 | 0 | 462 | 0 | 0 | 0 | 0 | 0 | 0 | 0 | 0 | 0
2040-08-12 | 17 | 37.44 | -25399 | -76 | -1444 | 0 | 0 | 698 | 5194 | 0 | 300 | 366 | 52 | 335 | 6087 | 3273 | 1245 | 0 | 378 | 5435 | 220 | 1317 | 0 | 357 | 1200 | 0 | 462 | 0 | 0 | 0 | 0 | 0 | 0 | 0 | 0 | 0
2040-08-12 | 18 | 37.44 | -24693 | -76 | -1471 | 0 | 0 | 1342 | 5284 | 0 | 300 | 539 | 52 | 335 | 6590 | 3273 | 1647 | 0 | 322 | 2978 | 220 | 1301 | 0 | 394 | 1200 | 0 | 462 | 0 | 0 | 0 | 0 | 0 | 0 | 0 | 0 | 0
2040-08-12 | 19 | 37.44 | -23910 | -76 | -1523 | 0 | 369 | 1549 | 4851 | 0 | 300 | 728 | 52 | 335 | 6626 | 3273 | 2281 | 0 | 294 | 1249 | 220 | 1289 | 0 | 431 | 1200 | 0 | 462 | 0 | 0 | 0 | 0 | 0 | 0 | 0 | 0 | 0
2040-08-12 | 20 | 37.56 | -23520 | -76 | -1418 | 0 | 610 | 1859 | 4280 | 0 | 300 | 858 | 52 | 335 | 6811 | 3273 | 2455 | 0 | 328 | 220 | 220 | 1307 | 0 | 444 | 1200 | 0 | 462 | 0 | 0 | 0 | 0 | 0 | 0 | 0 | 0 | 0
2040-08-12 | 21 | 37.44 | -22203 | -90 | -1339 | 0 | 0 | 662 | 4000 | 0 | 300 | 729 | 52 | 335 | 7302 | 3273 | 2968 | 0 | 349 | 0 | 220 | 1313 | 0 | 466 | 1200 | 0 | 462 | 0 | 0 | 0 | 0 | 0 | 0 | 0 | 0 | 0
2040-08-12 | 22 | 37.19 | -20163 | -103 | -1208 | 0 | 0 | 0 | 3065 | 0 | 300 | 544 | 52 | 335 | 7140 | 3273 | 2729 | 0 | 335 | 0 | 220 | 1314 | 0 | 505 | 1200 | 0 | 462 | 0 | 0 | 0 | 0 | 0 | 0 | 0 | 0 | 0
2040-08-12 | 23 | 34.83 | -18366 | -112 | -1208 | 0 | 0 | 0 | 1754 | 0 | 300 | 402 | 52 | 335 | 6092 | 3273 | 3380 | 0 | 349 | 0 | 220 | 1307 | 0 | 560 | 1200 | 0 | 462 | 0 | 0 | 0 | 0 | 0 | 0 | 0 | 0 | 0
2040-08-12 | 24 | 35.52 | -17323 | -135 | -1103 | 0 | 0 | 0 | 555 | 0 | 300 | 409 | 52 | 335 | 6235 | 3273 | 3416 | 0 | 352 | 0 | 218 | 1277 | 0 | 476 | 1200 | 0 | 462 | 0 | 0 | 0 | 0 | 0 | 0 | 0 | 0 | 0
2040-08-13 | 1 | 28.69 | -16549 | -135 | -735 | 0 | 0 | -525 | 528 | 0 | 300 | 366 | 52 | 335 | 4906 | 3273 | 3671 | 0 | 369 | 0 | 217 | 1263 | 0 | 1000 | 1200 | 0 | 462 | 0 | 0 | 0 | 0 | 0 | 0 | 0 | 0 | 0
2040-08-13 | 2 | 28.69 | -16096 | -144 | -657 | 0 | 0 | -715 | 528 | 0 | 300 | 353 | 52 | 335 | 4577 | 3273 | 3704 | 0 | 382 | 0 | 217 | 1227 | 0 | 1000 | 1200 | 0 | 462 | 0 | 0 | 0 | 0 | 0 | 0 | 0 | 0 | 0
2040-08-13 | 3 | 28.69 | -15875 | -144 | -578 | 0 | 0 | -751 | 528 | 0 | 300 | 315 | 52 | 335 | 4351 | 3273 | 3734 | 0 | 380 | 0 | 216 | 1211 | 0 | 989 | 1200 | 0 | 462 | 0 | 0 | 0 | 0 | 0 | 0 | 0 | 0 | 0
2040-08-13 | 4 | 28.69 | -16140 | -162 | -551 | 0 | 0 | -63 | 528 | 0 | 300 | 315 | 52 | 335 | 4347 | 3273 | 3775 | 0 | 385 | 0 | 210 | 1202 | 0 | 531 | 1200 | 0 | 462 | 0 | 0 | 0 | 0 | 0 | 0 | 0 | 0 | 0
2040-08-13 | 5 | 36.77 | -17157 | -162 | -525 | 0 | 0 | 0 | 528 | 0 | 300 | 366 | 52 | 335 | 5507 | 3273 | 3541 | 0 | 350 | 0 | 208 | 1194 | 0 | 527 | 1200 | 0 | 462 | 0 | 0 | 0 | 0 | 0 | 0 | 0 | 0 | 0
2040-08-13 | 6 | 38.77 | -18681 | -162 | -551 | 0 | 0 | 344 | 528 | 0 | 300 | 544 | 52 | 335 | 6400 | 3273 | 3718 | 0 | 326 | 0 | 212 | 1193 | 0 | 506 | 1200 | 0 | 462 | 0 | 0 | 0 | 0 | 0 | 0 | 0 | 0 | 0
2040-08-13 | 7 | 38.77 | -20385 | -162 | -709 | 0 | 0 | 694 | 1316 | 0 | 300 | 575 | 52 | 335 | 6712 | 3273 | 3943 | 0 | 295 | 267 | 217 | 1188 | 0 | 428 | 1200 | 0 | 462 | 0 | 0 | 0 | 0 | 0 | 0 | 0 | 0 | 0
2040-08-13 | 8 | 37.91 | -21592 | -162 | -867 | 0 | 0 | 0 | 2584 | 0 | 300 | 544 | 52 | 335 | 6819 | 3273 | 3900 | 0 | 245 | 1088 | 220 | 1205 | 0 | 393 | 1200 | 0 | 462 | 0 | 0 | 0 | 0 | 0 | 0 | 0 | 0 | 0
2040-08-13 | 9 | 37.46 | -22441 | -144 | -1050 | 0 | 0 | 0 | 3503 | 0 | 300 | 439 | 52 | 335 | 6584 | 3273 | 3768 | 0 | 164 | 1750 | 219 | 1235 | 0 | 350 | 1200 | 0 | 462 | 0 | 0 | 0 | 0 | 0 | 0 | 0 | 0 | 0
2040-08-13 | 10 | 37.91 | -23232 | -112 | -1234 | 0 | 0 | 0 | 4174 | 0 | 300 | 544 | 52 | 335 | 6805 | 3273 | 3484 | 0 | 123 | 2018 | 219 | 1260 | 0 | 328 | 1200 | 0 | 462 | 0 | 0 | 0 | 0 | 0 | 0 | 0 | 0 | 0
2040-08-13 | 11 | 36.47 | -23868 | -112 | -1182 | 0 | 0 | 0 | 4671 | 0 | 300 | 474 | 52 | 335 | 6969 | 3273 | 3237 | 0 | 103 | 2287 | 219 | 1272 | 0 | 307 | 1200 | 0 | 462 | 0 | 0 | 0 | 0 | 0 | 0 | 0 | 0 | 0
2040-08-13 | 12 | 35.37 | -23693 | -112 | -1024 | 0 | 0 | 0 | 4999 | 0 | 300 | 389 | 52 | 335 | 6280 | 3273 | 3321 | 0 | 115 | 2295 | 220 | 1283 | 0 | 305 | 1200 | 0 | 462 | 0 | 0 | 0 | 0 | 0 | 0 | 0 | 0 | 0
2040-08-13 | 13 | 33.86 | -23865 | -103 | -1339 | 0 | 0 | 0 | 5067 | 0 | 300 | 366 | 52 | 335 | 5830 | 3273 | 3426 | 0 | 149 | 3015 | 220 | 1298 | 0 | 313 | 1200 | 0 | 462 | 0 | 0 | 0 | 0 | 0 | 0 | 0 | 0 | 0
2040-08-13 | 14 | 28.69 | -23987 | -103 | -1313 | 0 | 0 | -220 | 5173 | 0 | 300 | 366 | 52 | 335 | 4818 | 3273 | 3965 | 0 | 156 | 3657 | 220 | 1304 | 0 | 341 | 1200 | 0 | 462 | 0 | 0 | 0 | 0 | 0 | 0 | 0 | 0 | 0
2040-08-13 | 15 | 28.69 | -23638 | -103 | -1182 | 0 | 0 | -613 | 5168 | 0 | 300 | 315 | 52 | 335 | 4491 | 3273 | 3738 | 0 | 175 | 4152 | 220 | 1305 | 0 | 349 | 1200 | 0 | 462 | 0 | 0 | 0 | 0 | 0 | 0 | 0 | 0 | 0
2040-08-13 | 16 | 29.9 | -23262 | -103 | -1549 | 0 | 0 | 0 | 5162 | 0 | 300 | 315 | 52 | 335 | 4499 | 3273 | 3142 | 0 | 181 | 4114 | 220 | 1320 | 0 | 338 | 1200 | 0 | 462 | 0 | 0 | 0 | 0 | 0 | 0 | 0 | 0 | 0
2040-08-13 | 17 | 35.37 | -23008 | -94 | -1996 | 0 | 0 | 0 | 5194 | 0 | 300 | 366 | 52 | 335 | 5601 | 3273 | 2941 | 0 | 201 | 3279 | 220 | 1317 | 0 | 357 | 1200 | 0 | 462 | 0 | 0 | 0 | 0 | 0 | 0 | 0 | 0 | 0
2040-08-13 | 18 | 37.46 | -22713 | -94 | -2390 | 0 | 0 | 0 | 5284 | 0 | 300 | 393 | 52 | 335 | 6599 | 3273 | 3052 | 0 | 212 | 2120 | 220 | 1301 | 0 | 394 | 1200 | 0 | 462 | 0 | 0 | 0 | 0 | 0 | 0 | 0 | 0 | 0
2040-08-13 | 19 | 38.77 | -22787 | -103 | -2285 | 0 | 0 | 701 | 5020 | 0 | 300 | 567 | 52 | 335 | 7100 | 3273 | 3052 | 0 | 228 | 946 | 220 | 1289 | 0 | 431 | 1200 | 0 | 462 | 0 | 0 | 0 | 0 | 0 | 0 | 0 | 0 | 0
2040-08-13 | 20 | 38.77 | -22638 | -121 | -1602 | 0 | 0 | 397 | 4639 | 0 | 300 | 760 | 52 | 335 | 7507 | 3273 | 3043 | 0 | 240 | 180 | 220 | 1307 | 0 | 444 | 1200 | 0 | 462 | 0 | 0 | 0 | 0 | 0 | 0 | 0 | 0 | 0
2040-08-13 | 21 | 37.27 | -21568 | -135 | -1471 | 0 | 0 | 0 | 4460 | 0 | 300 | 562 | 52 | 335 | 7331 | 3273 | 2938 | 0 | 262 | 0 | 220 | 1313 | 0 | 466 | 1200 | 0 | 462 | 0 | 0 | 0 | 0 | 0 | 0 | 0 | 0 | 0
2040-08-13 | 22 | 37.19 | -19859 | -144 | -1234 | 0 | 0 | 0 | 3567 | 0 | 300 | 544 | 52 | 335 | 7023 | 3273 | 2163 | 0 | 278 | 0 | 220 | 1314 | 0 | 505 | 1200 | 0 | 462 | 0 | 0 | 0 | 0 | 0 | 0 | 0 | 0 | 0
2040-08-13 | 23 | 35.74 | -18247 | -175 | -1024 | 0 | 0 | 0 | 2283 | 0 | 300 | 435 | 52 | 335 | 6667 | 3273 | 2048 | 0 | 304 | 0 | 220 | 1307 | 0 | 560 | 1200 | 0 | 462 | 0 | 0 | 0 | 0 | 0 | 0 | 0 | 0 | 0
2040-08-13 | 24 | 36.77 | -16968 | -175 | -840 | 0 | 0 | 0 | 1067 | 0 | 300 | 409 | 52 | 335 | 7082 | 3273 | 1540 | 0 | 292 | 0 | 218 | 1277 | 0 | 476 | 1200 | 0 | 462 | 0 | 0 | 0 | 0 | 0 | 0 | 0 | 0 | 0
2040-08-14 | 1 | 35.74 | -16119 | -175 | -735 | 0 | 0 | 0 | 528 | 0 | 300 | 409 | 52 | 335 | 6920 | 3273 | 762 | 0 | 307 | 0 | 217 | 1263 | 0 | 1000 | 1200 | 0 | 462 | 0 | 0 | 0 | 0 | 0 | 0 | 0 | 0 | 0
2040-08-14 | 2 | 34.98 | -15628 | -193 | -657 | 0 | 0 | 0 | 528 | 0 | 300 | 366 | 52 | 335 | 6401 | 3273 | 817 | 0 | 299 | 0 | 217 | 1227 | 0 | 1000 | 1200 | 0 | 462 | 0 | 0 | 0 | 0 | 0 | 0 | 0 | 0 | 0
2040-08-14 | 3 | 34.63 | -15398 | -211 | -578 | 0 | 0 | 0 | 528 | 0 | 300 | 366 | 52 | 335 | 6245 | 3273 | 745 | 0 | 263 | 0 | 216 | 1211 | 0 | 989 | 1200 | 0 | 462 | 0 | 0 | 0 | 0 | 0 | 0 | 0 | 0 | 0
2040-08-14 | 4 | 36.77 | -15616 | -211 | -551 | 0 | 0 | 0 | 528 | 0 | 300 | 366 | 52 | 335 | 7232 | 3273 | 446 | 0 | 241 | 0 | 210 | 1202 | 0 | 531 | 1200 | 0 | 462 | 0 | 0 | 0 | 0 | 0 | 0 | 0 | 0 | 0
2040-08-14 | 5 | 38.38 | -16502 | -229 | -525 | 0 | 0 | 0 | 528 | 0 | 300 | 473 | 52 | 335 | 8057 | 3273 | 412 | 0 | 235 | 0 | 208 | 1194 | 0 | 527 | 1200 | 0 | 462 | 0 | 0 | 0 | 0 | 0 | 0 | 0 | 0 | 0
2040-08-14 | 6 | 39.65 | -17879 | -247 | -551 | 0 | 0 | 0 | 528 | 0 | 300 | 739 | 52 | 335 | 9108 | 3273 | 550 | 0 | 219 | 0 | 212 | 1193 | 0 | 506 | 1200 | 0 | 462 | 0 | 0 | 0 | 0 | 0 | 0 | 0 | 0 | 0
2040-08-14 | 7 | 42.12 | -19293 | -247 | -709 | 0 | 0 | 0 | 697 | 0 | 300 | 859 | 52 | 335 | 10278 | 3273 | 525 | 0 | 180 | 255 | 217 | 1188 | 0 | 428 | 1200 | 0 | 462 | 0 | 0 | 0 | 0 | 0 | 0 | 0 | 0 | 0
2040-08-14 | 8 | 41.3 | -20334 | -229 | -867 | 0 | 0 | 0 | 1738 | 0 | 300 | 815 | 52 | 335 | 9908 | 3273 | 330 | 0 | 122 | 1076 | 220 | 1205 | 0 | 393 | 1200 | 0 | 462 | 0 | 0 | 0 | 0 | 0 | 0 | 0 | 0 | 0
2040-08-14 | 9 | 38.85 | -21092 | -211 | -1050 | 0 | 0 | 0 | 2542 | 0 | 300 | 544 | 52 | 335 | 8707 | 3273 | 329 | 0 | 73 | 2732 | 219 | 1235 | 0 | 350 | 1200 | 0 | 462 | 0 | 0 | 0 | 0 | 0 | 0 | 0 | 0 | 0
2040-08-14 | 10 | 37.12 | -22061 | -175 | -1234 | 0 | 0 | 0 | 3139 | 0 | 300 | 366 | 52 | 335 | 7765 | 3273 | 257 | 0 | 38 | 4476 | 219 | 1260 | 0 | 328 | 1200 | 0 | 462 | 0 | 0 | 0 | 0 | 0 | 0 | 0 | 0 | 0
2040-08-14 | 11 | 33.97 | -23005 | -162 | -1182 | 0 | 0 | 0 | 3752 | 0 | 300 | 353 | 52 | 335 | 6172 | 3273 | 330 | 0 | 19 | 6302 | 219 | 1272 | 0 | 307 | 1200 | 0 | 462 | 0 | 0 | 0 | 0 | 0 | 0 | 0 | 0 | 0
2040-08-14 | 12 | 29.4 | -23340 | -144 | -1024 | 0 | 0 | -490 | 4269 | 0 | 300 | 315 | 52 | 335 | 4484 | 3273 | 357 | 0 | 16 | 8126 | 220 | 1283 | 0 | 305 | 1200 | 0 | 462 | 0 | 0 | 0 | 0 | 0 | 0 | 0 | 0 | 0
2040-08-14 | 13 | 29.4 | -24085 | -112 | -1339 | 0 | 0 | -1259 | 4666 | 0 | 300 | 314 | 52 | 335 | 4384 | 3273 | 499 | 0 | 17 | 9462 | 220 | 1298 | 0 | 313 | 1200 | 0 | 462 | 0 | 0 | 0 | 0 | 0 | 0 | 0 | 0 | 0
2040-08-14 | 14 | 29.4 | -24425 | -112 | -1313 | 0 | 0 | -1003 | 5162 | 0 | 300 | 314 | 52 | 335 | 4177 | 3273 | 789 | 0 | 18 | 8905 | 220 | 1304 | 0 | 341 | 1200 | 0 | 462 | 0 | 0 | 0 | 0 | 0 | 0 | 0 | 0 | 0
2040-08-14 | 15 | 29.4 | -24020 | -94 | -1182 | 0 | 0 | -471 | 5284 | 0 | 300 | 315 | 52 | 335 | 4177 | 3273 | 857 | 0 | 23 | 7615 | 220 | 1305 | 0 | 349 | 1200 | 0 | 462 | 0 | 0 | 0 | 0 | 0 | 0 | 0 | 0 | 0
2040-08-14 | 16 | 35.62 | -23447 | -103 | -1549 | 0 | 0 | 0 | 5242 | 0 | 300 | 315 | 52 | 335 | 4948 | 3273 | 908 | 0 | 28 | 6157 | 220 | 1320 | 0 | 338 | 1200 | 0 | 462 | 0 | 0 | 0 | 0 | 0 | 0 | 0 | 0 | 0
2040-08-14 | 17 | 38.04 | -22904 | -94 | -1996 | 0 | 0 | 0 | 5141 | 0 | 300 | 366 | 52 | 335 | 6230 | 3273 | 891 | 0 | 31 | 4819 | 220 | 1317 | 0 | 357 | 1200 | 0 | 462 | 0 | 0 | 0 | 0 | 0 | 0 | 0 | 0 | 0
2040-08-14 | 18 | 39.74 | -22337 | -103 | -2390 | 0 | 0 | 423 | 5036 | 0 | 300 | 476 | 52 | 335 | 7628 | 3273 | 819 | 0 | 41 | 2870 | 220 | 1301 | 0 | 394 | 1200 | 0 | 462 | 0 | 0 | 0 | 0 | 0 | 0 | 0 | 0 | 0
2040-08-14 | 19 | 39.74 | -22203 | -112 | -2285 | 0 | 0 | 1011 | 4597 | 0 | 300 | 812 | 52 | 335 | 8460 | 3273 | 951 | 0 | 53 | 1154 | 220 | 1289 | 0 | 431 | 1200 | 0 | 462 | 0 | 0 | 0 | 0 | 0 | 0 | 0 | 0 | 0
2040-08-14 | 20 | 39.74 | -21915 | -121 | -1602 | 0 | 0 | 952 | 4074 | 0 | 300 | 853 | 52 | 335 | 8920 | 3273 | 957 | 0 | 65 | 224 | 220 | 1307 | 0 | 444 | 1200 | 0 | 462 | 0 | 0 | 0 | 0 | 0 | 0 | 0 | 0 | 0
2040-08-14 | 21 | 39.65 | -20770 | -162 | -1471 | 0 | 0 | 0 | 3820 | 0 | 300 | 739 | 52 | 335 | 8873 | 3273 | 1248 | 0 | 100 | 0 | 220 | 1313 | 0 | 466 | 1200 | 0 | 462 | 0 | 0 | 0 | 0 | 0 | 0 | 0 | 0 | 0
2040-08-14 | 22 | 37.24 | -19006 | -193 | -1234 | 0 | 0 | 0 | 2906 | 0 | 300 | 544 | 52 | 335 | 7874 | 3273 | 1346 | 0 | 102 | 0 | 220 | 1314 | 0 | 505 | 1200 | 0 | 462 | 0 | 0 | 0 | 0 | 0 | 0 | 0 | 0 | 0
2040-08-14 | 23 | 36.55 | -17324 | -211 | -1024 | 0 | 0 | 0 | 1585 | 0 | 300 | 439 | 52 | 335 | 7545 | 3273 | 1154 | 0 | 127 | 0 | 220 | 1307 | 0 | 560 | 1200 | 0 | 462 | 0 | 0 | 0 | 0 | 0 | 0 | 0 | 0 | 0
2040-08-14 | 24 | 36.41 | -16029 | -229 | -840 | 0 | 0 | 0 | 528 | 0 | 300 | 409 | 52 | 335 | 7185 | 3273 | 1263 | 0 | 120 | 0 | 218 | 1277 | 0 | 476 | 1200 | 0 | 462 | 0 | 0 | 0 | 0 | 0 | 0 | 0 | 0 | 0
2040-08-15 | 1 | 33.86 | -15185 | -247 | -735 | 0 | 0 | 0 | 528 | 0 | 300 | 366 | 52 | 335 | 5904 | 3273 | 1126 | 0 | 141 | 0 | 217 | 1263 | 0 | 1000 | 1200 | 0 | 462 | 0 | 0 | 0 | 0 | 0 | 0 | 0 | 0 | 0
2040-08-15 | 2 | 32.2 | -14686 | -270 | -657 | 0 | 0 | 0 | 528 | 0 | 300 | 366 | 52 | 335 | 5297 | 3273 | 1182 | 0 | 172 | 0 | 217 | 1227 | 0 | 1000 | 1200 | 0 | 462 | 0 | 0 | 0 | 0 | 0 | 0 | 0 | 0 | 0
2040-08-15 | 3 | 32.2 | -14434 | -292 | -578 | 0 | 0 | 0 | 528 | 0 | 300 | 315 | 52 | 335 | 5083 | 3273 | 1171 | 0 | 167 | 0 | 216 | 1211 | 0 | 989 | 1200 | 0 | 462 | 0 | 0 | 0 | 0 | 0 | 0 | 0 | 0 | 0
2040-08-15 | 4 | 32.34 | -14591 | -292 | -551 | 0 | 0 | 0 | 528 | 0 | 300 | 355 | 52 | 335 | 5400 | 3273 | 1419 | 0 | 166 | 0 | 210 | 1202 | 0 | 531 | 1200 | 0 | 462 | 0 | 0 | 0 | 0 | 0 | 0 | 0 | 0 | 0
2040-08-15 | 5 | 36.47 | -15489 | -341 | -525 | 0 | 0 | 0 | 528 | 0 | 300 | 366 | 52 | 335 | 6537 | 3273 | 1199 | 0 | 173 | 0 | 208 | 1194 | 0 | 527 | 1200 | 0 | 462 | 0 | 0 | 0 | 0 | 0 | 0 | 0 | 0 | 0
2040-08-15 | 6 | 38.04 | -16893 | -341 | -551 | 0 | 0 | 0 | 528 | 0 | 300 | 544 | 52 | 335 | 7689 | 3273 | 1324 | 0 | 166 | 0 | 212 | 1193 | 0 | 506 | 1200 | 0 | 462 | 0 | 0 | 0 | 0 | 0 | 0 | 0 | 0 | 0
2040-08-15 | 7 | 40.12 | -18416 | -315 | -709 | 0 | 0 | 0 | 528 | 0 | 300 | 812 | 52 | 335 | 9069 | 3273 | 1132 | 0 | 152 | 290 | 217 | 1188 | 0 | 428 | 1200 | 0 | 462 | 0 | 0 | 0 | 0 | 0 | 0 | 0 | 0 | 0
2040-08-15 | 8 | 39.52 | -19559 | -315 | -867 | 0 | 0 | 0 | 777 | 0 | 300 | 812 | 52 | 335 | 9097 | 3273 | 1131 | 0 | 114 | 1368 | 220 | 1205 | 0 | 393 | 1200 | 0 | 462 | 0 | 0 | 0 | 0 | 0 | 0 | 0 | 0 | 0
2040-08-15 | 9 | 37.27 | -20588 | -247 | -1050 | 0 | 0 | 0 | 1585 | 0 | 300 | 543 | 52 | 335 | 7695 | 3273 | 1270 | 0 | 58 | 3307 | 219 | 1235 | 0 | 350 | 1200 | 0 | 462 | 0 | 0 | 0 | 0 | 0 | 0 | 0 | 0 | 0
2040-08-15 | 10 | 32.92 | -21971 | -193 | -1234 | 0 | 0 | 0 | 2330 | 0 | 220 | 366 | 52 | 335 | 5748 | 3273 | 1279 | 0 | 29 | 6297 | 219 | 1260 | 0 | 328 | 1200 | 0 | 462 | 0 | 0 | 0 | 0 | 0 | 0 | 0 | 0 | 0
2040-08-15 | 11 | 27.96 | -23219 | -162 | -1182 | 0 | 0 | -1107 | 3181 | 0 | 0 | 315 | 52 | 335 | 4424 | 3273 | 1423 | 0 | 19 | 9186 | 219 | 1272 | 0 | 307 | 1200 | 0 | 462 | 0 | 0 | 0 | 0 | 0 | 0 | 0 | 0 | 0
2040-08-15 | 12 | 24.21 | -23767 | -135 | -1024 | -57 | -443 | -1859 | 3873 | 0 | 0 | 314 | 52 | 288 | 3907 | 3273 | 1732 | 0 | 18 | 10355 | 220 | 1283 | 0 | 305 | 1200 | 0 | 462 | 0 | 0 | 0 | 0 | 0 | 0 | 0 | 0 | 0
2040-08-15 | 13 | 24.21 | -24625 | -112 | -1339 | -460 | -610 | -1859 | 4396 | 0 | 0 | 314 | 52 | 288 | 3803 | 3273 | 2042 | 0 | 16 | 11327 | 220 | 1298 | 0 | 313 | 1200 | 0 | 462 | 0 | 0 | 0 | 0 | 0 | 0 | 0 | 0 | 0
2040-08-15 | 14 | 24.21 | -25145 | -94 | -1313 | 0 | -366 | -1859 | 4930 | 0 | 0 | 314 | 52 | 288 | 3551 | 3273 | 1997 | 0 | 14 | 10831 | 220 | 1304 | 0 | 341 | 1200 | 0 | 462 | 0 | 0 | 0 | 0 | 0 | 0 | 0 | 0 | 0
2040-08-15 | 15 | 27.96 | -24954 | -94 | -1182 | 0 | 0 | -1011 | 5184 | 0 | 0 | 315 | 52 | 335 | 3713 | 3273 | 1963 | 0 | 14 | 8855 | 220 | 1305 | 0 | 349 | 1200 | 0 | 462 | 0 | 0 | 0 | 0 | 0 | 0 | 0 | 0 | 0
2040-08-15 | 16 | 27.96 | -24546 | -85 | -1549 | 0 | 0 | -253 | 5273 | 0 | 0 | 315 | 52 | 335 | 3705 | 3273 | 1719 | 0 | 16 | 8203 | 220 | 1320 | 0 | 338 | 1200 | 0 | 462 | 0 | 0 | 0 | 0 | 0 | 0 | 0 | 0 | 0
2040-08-15 | 17 | 36.47 | -23809 | -85 | -1996 | 0 | 0 | 0 | 5284 | 0 | 0 | 315 | 52 | 335 | 5420 | 3273 | 1807 | 0 | 18 | 5829 | 220 | 1317 | 0 | 357 | 1200 | 0 | 462 | 0 | 0 | 0 | 0 | 0 | 0 | 0 | 0 | 0
2040-08-15 | 18 | 37.79 | -23022 | -90 | -2390 | 0 | 144 | 1614 | 5052 | 0 | 0 | 544 | 52 | 335 | 5916 | 3273 | 1928 | 0 | 27 | 3038 | 220 | 1301 | 0 | 394 | 1200 | 0 | 462 | 0 | 0 | 0 | 0 | 0 | 0 | 0 | 0 | 0
2040-08-15 | 19 | 37.88 | -22592 | -94 | -2285 | 445 | 610 | 1859 | 4476 | 0 | 0 | 815 | 52 | 335 | 6576 | 3273 | 1736 | 0 | 36 | 1156 | 220 | 1289 | 0 | 431 | 1200 | 0 | 462 | 0 | 0 | 0 | 0 | 0 | 0 | 0 | 0 | 0
2040-08-15 | 20 | 37.79 | -22185 | -121 | -1602 | 0 | 364 | 1696 | 3789 | 0 | 0 | 859 | 52 | 335 | 7809 | 3273 | 1859 | 0 | 51 | 189 | 220 | 1307 | 0 | 444 | 1200 | 0 | 462 | 0 | 0 | 0 | 0 | 0 | 0 | 0 | 0 | 0
2040-08-15 | 21 | 37.79 | -21037 | -162 | -1471 | 0 | 10 | 712 | 3472 | 0 | 0 | 812 | 52 | 335 | 7801 | 3273 | 2458 | 0 | 84 | 0 | 220 | 1313 | 0 | 466 | 1200 | 0 | 462 | 0 | 0 | 0 | 0 | 0 | 0 | 0 | 0 | 0
2040-08-15 | 22 | 37.79 | -19293 | -175 | -1234 | 0 | 92 | 0 | 2573 | 0 | 0 | 562 | 52 | 335 | 7746 | 3273 | 2259 | 0 | 109 | 0 | 220 | 1314 | 0 | 505 | 1200 | 0 | 462 | 0 | 0 | 0 | 0 | 0 | 0 | 0 | 0 | 0
2040-08-15 | 23 | 36.51 | -17627 | -193 | -1024 | 0 | 0 | 0 | 1310 | 0 | 0 | 473 | 52 | 335 | 7180 | 3273 | 2360 | 0 | 112 | 0 | 220 | 1307 | 0 | 560 | 1200 | 0 | 462 | 0 | 0 | 0 | 0 | 0 | 0 | 0 | 0 | 0
2040-08-15 | 24 | 35.93 | -16315 | -211 | -840 | 0 | 0 | 0 | 528 | 0 | 0 | 393 | 52 | 335 | 6826 | 3273 | 2203 | 0 | 123 | 0 | 218 | 1277 | 0 | 476 | 1200 | 0 | 462 | 0 | 0 | 0 | 0 | 0 | 0 | 0 | 0 | 0
2040-08-16 | 1 | 31.49 | -15481 | -229 | -735 | 0 | 0 | 0 | 528 | 0 | 0 | 366 | 52 | 335 | 5497 | 3273 | 2109 | 0 | 142 | 0 | 217 | 1263 | 0 | 1000 | 1200 | 0 | 462 | 0 | 0 | 0 | 0 | 0 | 0 | 0 | 0 | 0
2040-08-16 | 2 | 31.37 | -14983 | -229 | -657 | 0 | 0 | 0 | 528 | 0 | 0 | 366 | 52 | 335 | 5304 | 3273 | 1748 | 0 | 156 | 0 | 217 | 1227 | 0 | 1000 | 1200 | 0 | 462 | 0 | 0 | 0 | 0 | 0 | 0 | 0 | 0 | 0
2040-08-16 | 3 | 31.37 | -14698 | -247 | -578 | 0 | 0 | 0 | 528 | 0 | 0 | 326 | 52 | 335 | 5293 | 3273 | 1478 | 0 | 159 | 0 | 216 | 1211 | 0 | 989 | 1200 | 0 | 462 | 0 | 0 | 0 | 0 | 0 | 0 | 0 | 0 | 0
2040-08-16 | 4 | 33.97 | -14877 | -270 | -551 | 0 | 0 | 0 | 528 | 0 | 0 | 366 | 52 | 335 | 6043 | 3273 | 1346 | 0 | 149 | 0 | 210 | 1202 | 0 | 531 | 1200 | 0 | 462 | 0 | 0 | 0 | 0 | 0 | 0 | 0 | 0 | 0
2040-08-16 | 5 | 37.23 | -15750 | -270 | -525 | 0 | 0 | 0 | 528 | 0 | 0 | 366 | 52 | 335 | 7324 | 3273 | 935 | 0 | 140 | 0 | 208 | 1194 | 0 | 527 | 1200 | 0 | 462 | 0 | 0 | 0 | 0 | 0 | 0 | 0 | 0 | 0
2040-08-16 | 6 | 38.85 | -17050 | -292 | -551 | 0 | 0 | 0 | 528 | 0 | 0 | 544 | 52 | 335 | 8529 | 3273 | 917 | 0 | 141 | 0 | 212 | 1193 | 0 | 506 | 1200 | 0 | 462 | 0 | 0 | 0 | 0 | 0 | 0 | 0 | 0 | 0
2040-08-16 | 7 | 41.69 | -18651 | -315 | -709 | 0 | 0 | 0 | 528 | 0 | 0 | 815 | 52 | 335 | 9789 | 3273 | 975 | 0 | 147 | 265 | 217 | 1188 | 0 | 428 | 1200 | 0 | 462 | 0 | 0 | 0 | 0 | 0 | 0 | 0 | 0 | 0
2040-08-16 | 8 | 41.87 | -19950 | -270 | -867 | 0 | 0 | 0 | 740 | 0 | 0 | 853 | 52 | 335 | 10223 | 3273 | 739 | 0 | 136 | 1255 | 220 | 1205 | 0 | 393 | 1200 | 0 | 462 | 0 | 0 | 0 | 0 | 0 | 0 | 0 | 0 | 0
2040-08-16 | 9 | 39.65 | -21002 | -229 | -1050 | 0 | 0 | 0 | 1654 | 0 | 0 | 562 | 52 | 335 | 9064 | 3273 | 785 | 0 | 102 | 2988 | 219 | 1235 | 0 | 350 | 1200 | 0 | 462 | 0 | 0 | 0 | 0 | 0 | 0 | 0 | 0 | 0
2040-08-16 | 10 | 36.77 | -22357 | -193 | -1234 | 0 | 0 | 0 | 2420 | 0 | 0 | 366 | 52 | 335 | 7621 | 3273 | 634 | 0 | 95 | 5520 | 219 | 1260 | 0 | 328 | 1200 | 0 | 462 | 0 | 0 | 0 | 0 | 0 | 0 | 0 | 0 | 0
2040-08-16 | 11 | 32.2 | -23603 | -162 | -1182 | 0 | 0 | 0 | 3239 | 0 | 0 | 315 | 52 | 335 | 5416 | 3273 | 444 | 0 | 93 | 8319 | 219 | 1272 | 0 | 307 | 1200 | 0 | 462 | 0 | 0 | 0 | 0 | 0 | 0 | 0 | 0 | 0
2040-08-16 | 12 | 30.48 | -24105 | -135 | -1024 | 0 | 0 | -953 | 3921 | 0 | 0 | 315 | 52 | 335 | 4749 | 3273 | 387 | 0 | 101 | 9613 | 220 | 1283 | 0 | 305 | 1200 | 0 | 462 | 0 | 0 | 0 | 0 | 0 | 0 | 0 | 0 | 0
2040-08-16 | 13 | 30.48 | -24909 | -112 | -1339 | 0 | 0 | -1751 | 4412 | 0 | 0 | 314 | 52 | 335 | 4749 | 3273 | 328 | 0 | 111 | 11043 | 220 | 1298 | 0 | 313 | 1200 | 0 | 462 | 0 | 0 | 0 | 0 | 0 | 0 | 0 | 0 | 0
2040-08-16 | 14 | 30.48 | -25492 | -94 | -1313 | 0 | 0 | -1450 | 4904 | 0 | 0 | 314 | 52 | 335 | 4741 | 3273 | 238 | 0 | 108 | 10856 | 220 | 1304 | 0 | 341 | 1200 | 0 | 462 | 0 | 0 | 0 | 0 | 0 | 0 | 0 | 0 | 0
2040-08-16 | 15 | 30.48 | -25309 | -90 | -1182 | 0 | 0 | -709 | 5189 | 0 | 0 | 315 | 52 | 335 | 4741 | 3273 | 179 | 0 | 113 | 9556 | 220 | 1305 | 0 | 349 | 1200 | 0 | 462 | 0 | 0 | 0 | 0 | 0 | 0 | 0 | 0 | 0
2040-08-16 | 16 | 34.45 | -24779 | -85 | -1549 | 0 | 0 | 0 | 5284 | 0 | 0 | 315 | 52 | 335 | 5525 | 3273 | 126 | 0 | 97 | 7865 | 220 | 1320 | 0 | 338 | 1200 | 0 | 462 | 0 | 0 | 0 | 0 | 0 | 0 | 0 | 0 | 0
2040-08-16 | 17 | 38.04 | -23922 | -90 | -1996 | 0 | 0 | 0 | 5221 | 0 | 0 | 366 | 52 | 335 | 7389 | 3273 | 132 | 0 | 102 | 5581 | 220 | 1317 | 0 | 357 | 1200 | 0 | 462 | 0 | 0 | 0 | 0 | 0 | 0 | 0 | 0 | 0
2040-08-16 | 18 | 41.19 | -22962 | -90 | -2390 | 0 | 0 | 695 | 4909 | 0 | 220 | 629 | 52 | 335 | 8643 | 3273 | 150 | 0 | 103 | 2856 | 220 | 1301 | 0 | 394 | 1200 | 0 | 462 | 0 | 0 | 0 | 0 | 0 | 0 | 0 | 0 | 0
2040-08-16 | 19 | 41.19 | -22538 | -94 | -2285 | 0 | 0 | 1407 | 4232 | 0 | 220 | 886 | 52 | 335 | 9582 | 3273 | 111 | 0 | 99 | 1118 | 220 | 1289 | 0 | 431 | 1200 | 0 | 462 | 0 | 0 | 0 | 0 | 0 | 0 | 0 | 0 | 0
2040-08-16 | 20 | 41.19 | -22108 | -112 | -1602 | 0 | 0 | 1185 | 3556 | 0 | 300 | 957 | 52 | 335 | 10110 | 3273 | 132 | 0 | 123 | 166 | 220 | 1307 | 0 | 444 | 1200 | 0 | 462 | 0 | 0 | 0 | 0 | 0 | 0 | 0 | 0 | 0
2040-08-16 | 21 | 41.19 | -21120 | -144 | -1471 | 0 | 0 | 311 | 3218 | 0 | 300 | 886 | 52 | 335 | 10336 | 3273 | 211 | 0 | 151 | 0 | 220 | 1313 | 0 | 466 | 1200 | 0 | 462 | 0 | 0 | 0 | 0 | 0 | 0 | 0 | 0 | 0
2040-08-16 | 22 | 39.77 | -19646 | -175 | -1234 | 0 | 0 | 0 | 2446 | 0 | 300 | 815 | 52 | 335 | 9736 | 3273 | 230 | 0 | 167 | 0 | 220 | 1314 | 0 | 505 | 1200 | 0 | 462 | 0 | 0 | 0 | 0 | 0 | 0 | 0 | 0 | 0
2040-08-16 | 23 | 38.85 | -18150 | -193 | -1024 | 0 | 0 | 0 | 1379 | 0 | 300 | 739 | 52 | 335 | 9187 | 3273 | 182 | 0 | 171 | 0 | 220 | 1307 | 0 | 560 | 1200 | 0 | 462 | 0 | 0 | 0 | 0 | 0 | 0 | 0 | 0 | 0
2040-08-16 | 24 | 38.64 | -16946 | -211 | -840 | 0 | 0 | 0 | 528 | 0 | 300 | 562 | 52 | 335 | 8959 | 3273 | 165 | 0 | 190 | 0 | 218 | 1277 | 0 | 476 | 1200 | 0 | 462 | 0 | 0 | 0 | 0 | 0 | 0 | 0 | 0 | 0
2040-08-17 | 1 | 36.86 | -16164 | -211 | -735 | 0 | 0 | 0 | 528 | 0 | 300 | 478 | 52 | 335 | 7698 | 3273 | 108 | 0 | 195 | 0 | 217 | 1263 | 0 | 1000 | 1200 | 0 | 462 | 0 | 0 | 0 | 0 | 0 | 0 | 0 | 0 | 0
2040-08-17 | 2 | 36.35 | -15690 | -211 | -657 | 0 | 0 | 0 | 528 | 0 | 300 | 409 | 52 | 335 | 7292 | 3273 | 89 | 0 | 173 | 0 | 217 | 1227 | 0 | 1000 | 1200 | 0 | 462 | 0 | 0 | 0 | 0 | 0 | 0 | 0 | 0 | 0
2040-08-17 | 3 | 36.23 | -15398 | -211 | -578 | 0 | 0 | 0 | 528 | 0 | 300 | 366 | 52 | 335 | 7014 | 3273 | 65 | 0 | 174 | 0 | 216 | 1211 | 0 | 989 | 1200 | 0 | 462 | 0 | 0 | 0 | 0 | 0 | 0 | 0 | 0 | 0
2040-08-17 | 4 | 37.19 | -15356 | -211 | -551 | 0 | 0 | 0 | 528 | 0 | 300 | 366 | 52 | 335 | 7437 | 3273 | 44 | 0 | 178 | 0 | 210 | 1202 | 0 | 531 | 1200 | 0 | 462 | 0 | 0 | 0 | 0 | 0 | 0 | 0 | 0 | 0
2040-08-17 | 5 | 37.8 | -15651 | -211 | -525 | 0 | 0 | 0 | 528 | 0 | 300 | 393 | 52 | 335 | 7745 | 3273 | 21 | 0 | 149 | 0 | 208 | 1194 | 0 | 527 | 1200 | 0 | 462 | 0 | 0 | 0 | 0 | 0 | 0 | 0 | 0 | 0
2040-08-17 | 6 | 38.72 | -16192 | -229 | -551 | 0 | 0 | 0 | 528 | 0 | 300 | 473 | 52 | 335 | 8289 | 3273 | 14 | 0 | 135 | 0 | 212 | 1193 | 0 | 506 | 1200 | 0 | 462 | 0 | 0 | 0 | 0 | 0 | 0 | 0 | 0 | 0
2040-08-17 | 7 | 40.76 | -17194 | -229 | -709 | 0 | 0 | 0 | 528 | 0 | 300 | 610 | 52 | 335 | 9222 | 3273 | 17 | 0 | 128 | 172 | 217 | 1188 | 0 | 428 | 1200 | 0 | 462 | 0 | 0 | 0 | 0 | 0 | 0 | 0 | 0 | 0
2040-08-17 | 8 | 40.76 | -18471 | -211 | -867 | 0 | 0 | 0 | 697 | 0 | 300 | 812 | 52 | 335 | 9821 | 3273 | 23 | 0 | 103 | 652 | 220 | 1205 | 0 | 393 | 1200 | 0 | 462 | 0 | 0 | 0 | 0 | 0 | 0 | 0 | 0 | 0
2040-08-17 | 9 | 39.04 | -19566 | -211 | -1050 | 0 | 0 | 0 | 1707 | 0 | 300 | 625 | 52 | 335 | 9291 | 3273 | 41 | 0 | 79 | 1659 | 219 | 1235 | 0 | 350 | 1200 | 0 | 462 | 0 | 0 | 0 | 0 | 0 | 0 | 0 | 0 | 0
2040-08-17 | 10 | 37.27 | -20710 | -193 | -1234 | 0 | 0 | 0 | 2573 | 0 | 300 | 409 | 52 | 335 | 7986 | 3273 | 45 | 0 | 67 | 3628 | 219 | 1260 | 0 | 328 | 1200 | 0 | 462 | 0 | 0 | 0 | 0 | 0 | 0 | 0 | 0 | 0
2040-08-17 | 11 | 35.41 | -21686 | -162 | -1182 | 0 | 0 | 0 | 3308 | 0 | 300 | 366 | 52 | 335 | 6710 | 3273 | 92 | 0 | 78 | 5056 | 219 | 1272 | 0 | 307 | 1200 | 0 | 462 | 0 | 0 | 0 | 0 | 0 | 0 | 0 | 0 | 0
2040-08-17 | 12 | 27.99 | -22047 | -144 | -1024 | 0 | -66 | -1859 | 3863 | 0 | 300 | 314 | 52 | 335 | 4444 | 3273 | 122 | 0 | 98 | 8869 | 220 | 1283 | 0 | 305 | 1200 | 0 | 462 | 0 | 0 | 0 | 0 | 0 | 0 | 0 | 0 | 0
2040-08-17 | 13 | 28.89 | -22510 | -121 | -1339 | 0 | 0 | -1182 | 4296 | 0 | 300 | 314 | 52 | 335 | 4113 | 3273 | 180 | 0 | 106 | 8690 | 220 | 1298 | 0 | 313 | 1200 | 0 | 462 | 0 | 0 | 0 | 0 | 0 | 0 | 0 | 0 | 0
2040-08-17 | 14 | 28.89 | -23033 | -112 | -1313 | 0 | 0 | -1695 | 4597 | 0 | 300 | 314 | 52 | 335 | 4113 | 3273 | 225 | 0 | 118 | 9297 | 220 | 1304 | 0 | 341 | 1200 | 0 | 462 | 0 | 0 | 0 | 0 | 0 | 0 | 0 | 0 | 0
2040-08-17 | 15 | 28.89 | -23057 | -94 | -1182 | 0 | 0 | -1475 | 4861 | 0 | 300 | 314 | 52 | 335 | 4113 | 3273 | 265 | 0 | 140 | 8619 | 220 | 1305 | 0 | 349 | 1200 | 0 | 462 | 0 | 0 | 0 | 0 | 0 | 0 | 0 | 0 | 0
2040-08-17 | 16 | 28.89 | -22879 | -94 | -1549 | 0 | 0 | -98 | 5110 | 0 | 300 | 315 | 52 | 335 | 4091 | 3273 | 475 | 0 | 153 | 6976 | 220 | 1320 | 0 | 338 | 1200 | 0 | 462 | 0 | 0 | 0 | 0 | 0 | 0 | 0 | 0 | 0
2040-08-17 | 17 | 37.89 | -22469 | -90 | -1996 | 0 | 0 | 0 | 5284 | 0 | 300 | 315 | 52 | 335 | 5489 | 3273 | 541 | 0 | 160 | 5248 | 220 | 1317 | 0 | 357 | 1200 | 0 | 462 | 0 | 0 | 0 | 0 | 0 | 0 | 0 | 0 | 0
2040-08-17 | 18 | 39.04 | -22103 | -94 | -2390 | 0 | 0 | 902 | 5263 | 0 | 300 | 469 | 52 | 335 | 6840 | 3273 | 679 | 0 | 169 | 2727 | 220 | 1301 | 0 | 394 | 1200 | 0 | 462 | 0 | 0 | 0 | 0 | 0 | 0 | 0 | 0 | 0
2040-08-17 | 19 | 39.04 | -22178 | -94 | -2285 | 0 | 0 | 1755 | 4941 | 0 | 300 | 812 | 52 | 335 | 7392 | 3273 | 966 | 0 | 173 | 956 | 220 | 1289 | 0 | 431 | 1200 | 0 | 462 | 0 | 0 | 0 | 0 | 0 | 0 | 0 | 0 | 0
2040-08-17 | 20 | 39.04 | -21993 | -112 | -1602 | 0 | 0 | 1568 | 4555 | 0 | 300 | 815 | 52 | 335 | 7799 | 3273 | 1068 | 0 | 181 | 128 | 220 | 1307 | 0 | 444 | 1200 | 0 | 462 | 0 | 0 | 0 | 0 | 0 | 0 | 0 | 0 | 0
2040-08-17 | 21 | 39.04 | -21202 | -135 | -1471 | 0 | 57 | 442 | 4349 | 0 | 300 | 812 | 52 | 335 | 8520 | 3273 | 812 | 0 | 194 | 0 | 220 | 1313 | 0 | 466 | 1200 | 0 | 462 | 0 | 0 | 0 | 0 | 0 | 0 | 0 | 0 | 0
2040-08-17 | 22 | 38.77 | -19877 | -144 | -1234 | 0 | 0 | 0 | 3635 | 0 | 300 | 562 | 52 | 335 | 8531 | 3273 | 666 | 0 | 200 | 0 | 220 | 1314 | 0 | 505 | 1200 | 0 | 462 | 0 | 0 | 0 | 0 | 0 | 0 | 0 | 0 | 0
2040-08-17 | 23 | 37.96 | -18502 | -175 | -1024 | 0 | 0 | 0 | 2589 | 0 | 300 | 544 | 52 | 335 | 8274 | 3273 | 387 | 0 | 197 | 0 | 220 | 1307 | 0 | 560 | 1200 | 0 | 462 | 0 | 0 | 0 | 0 | 0 | 0 | 0 | 0 | 0
2040-08-17 | 24 | 37.91 | -17112 | -175 | -840 | 0 | 0 | 0 | 1517 | 0 | 300 | 511 | 52 | 335 | 8191 | 3273 | 116 | 0 | 199 | 0 | 218 | 1277 | 0 | 476 | 1200 | 0 | 462 | 0 | 0 | 0 | 0 | 0 | 0 | 0 | 0 | 0
2040-08-18 | 1 | 37.44 | -16308 | -162 | -972 | 0 | 0 | 0 | 528 | 0 | 300 | 544 | 52 | 335 | 8051 | 3273 | 22 | 0 | 193 | 0 | 217 | 1263 | 0 | 1000 | 1200 | 0 | 462 | 0 | 0 | 0 | 0 | 0 | 0 | 0 | 0 | 0
2040-08-18 | 2 | 36.63 | -15799 | -193 | -840 | 0 | 0 | 0 | 528 | 0 | 300 | 439 | 52 | 335 | 7599 | 3273 | 29 | 0 | 171 | 0 | 217 | 1227 | 0 | 1000 | 1200 | 0 | 462 | 0 | 0 | 0 | 0 | 0 | 0 | 0 | 0 | 0
2040-08-18 | 3 | 36.27 | -15469 | -193 | -762 | 0 | 0 | 0 | 528 | 0 | 300 | 393 | 52 | 335 | 7277 | 3273 | 34 | 0 | 153 | 0 | 216 | 1211 | 0 | 989 | 1200 | 0 | 462 | 0 | 0 | 0 | 0 | 0 | 0 | 0 | 0 | 0
2040-08-18 | 4 | 36.63 | -15334 | -211 | -683 | 0 | 0 | 0 | 528 | 0 | 300 | 366 | 52 | 335 | 7585 | 3273 | 61 | 0 | 123 | 0 | 210 | 1202 | 0 | 531 | 1200 | 0 | 462 | 0 | 0 | 0 | 0 | 0 | 0 | 0 | 0 | 0
2040-08-18 | 5 | 36.86 | -15434 | -211 | -683 | 0 | 0 | 0 | 528 | 0 | 300 | 366 | 52 | 335 | 7643 | 3273 | 119 | 0 | 120 | 0 | 208 | 1194 | 0 | 527 | 1200 | 0 | 462 | 0 | 0 | 0 | 0 | 0 | 0 | 0 | 0 | 0
2040-08-18 | 6 | 37.24 | -15734 | -229 | -709 | 0 | 0 | 0 | 528 | 0 | 300 | 409 | 52 | 335 | 7933 | 3273 | 142 | 0 | 126 | 0 | 212 | 1193 | 0 | 506 | 1200 | 0 | 462 | 0 | 0 | 0 | 0 | 0 | 0 | 0 | 0 | 0
2040-08-18 | 7 | 38.04 | -16629 | -229 | -788 | 0 | 0 | 0 | 528 | 0 | 300 | 544 | 52 | 335 | 8538 | 3273 | 259 | 0 | 117 | 203 | 217 | 1188 | 0 | 428 | 1200 | 0 | 462 | 0 | 0 | 0 | 0 | 0 | 0 | 0 | 0 | 0
2040-08-18 | 8 | 39.04 | -18048 | -229 | -919 | 0 | 0 | 0 | 528 | 0 | 300 | 629 | 52 | 335 | 9279 | 3273 | 231 | 0 | 90 | 998 | 220 | 1205 | 0 | 393 | 1200 | 0 | 462 | 0 | 0 | 0 | 0 | 0 | 0 | 0 | 0 | 0
2040-08-18 | 9 | 39.44 | -19598 | -211 | -1103 | 0 | 0 | 0 | 528 | 0 | 300 | 739 | 52 | 335 | 9459 | 3273 | 189 | 0 | 57 | 2514 | 219 | 1235 | 0 | 350 | 1200 | 0 | 462 | 0 | 0 | 0 | 0 | 0 | 0 | 0 | 0 | 0
2040-08-18 | 10 | 39.08 | -21515 | -162 | -1313 | 0 | 0 | 0 | 624 | 0 | 300 | 710 | 52 | 335 | 9355 | 3273 | 226 | 0 | 36 | 4610 | 219 | 1260 | 0 | 328 | 1200 | 0 | 462 | 0 | 0 | 0 | 0 | 0 | 0 | 0 | 0 | 0
2040-08-18 | 11 | 36.86 | -23212 | -135 | -1182 | 0 | 0 | 0 | 1686 | 0 | 300 | 366 | 52 | 335 | 7237 | 3273 | 266 | 0 | 31 | 7523 | 219 | 1272 | 0 | 307 | 1200 | 0 | 462 | 0 | 0 | 0 | 0 | 0 | 0 | 0 | 0 | 0
2040-08-18 | 12 | 34.83 | -24685 | -94 | -1313 | 0 | 0 | 0 | 2742 | 0 | 300 | 315 | 52 | 335 | 6096 | 3273 | 225 | 0 | 28 | 9255 | 220 | 1283 | 0 | 305 | 1200 | 0 | 462 | 0 | 0 | 0 | 0 | 0 | 0 | 0 | 0 | 0
2040-08-18 | 13 | 34.45 | -25761 | -81 | -1418 | 0 | -488 | -188 | 3672 | 0 | 300 | 315 | 52 | 335 | 5995 | 3273 | 249 | 0 | 31 | 10221 | 220 | 1298 | 0 | 313 | 1200 | 0 | 462 | 0 | 0 | 0 | 0 | 0 | 0 | 0 | 0 | 0
2040-08-18 | 14 | 34.45 | -26509 | -76 | -1471 | 0 | -221 | 0 | 4338 | 0 | 300 | 315 | 52 | 335 | 5983 | 3273 | 255 | 0 | 33 | 9865 | 220 | 1304 | 0 | 341 | 1200 | 0 | 462 | 0 | 0 | 0 | 0 | 0 | 0 | 0 | 0 | 0
2040-08-18 | 15 | 36.27 | -27038 | -76 | -1523 | 0 | 0 | 0 | 4814 | 0 | 300 | 366 | 52 | 335 | 6720 | 3273 | 227 | 0 | 28 | 8986 | 220 | 1305 | 0 | 349 | 1200 | 0 | 462 | 0 | 0 | 0 | 0 | 0 | 0 | 0 | 0 | 0
2040-08-18 | 16 | 38.77 | -27380 | -76 | -1444 | 0 | 0 | 0 | 5078 | 0 | 300 | 431 | 52 | 335 | 8135 | 3273 | 354 | 0 | 25 | 7378 | 220 | 1320 | 0 | 338 | 1200 | 0 | 462 | 0 | 0 | 0 | 0 | 0 | 0 | 0 | 0 | 0
2040-08-18 | 17 | 40.88 | -27370 | -76 | -1444 | 0 | 0 | 0 | 5279 | 0 | 300 | 815 | 52 | 335 | 9845 | 3273 | 551 | 0 | 32 | 4853 | 220 | 1317 | 0 | 357 | 1200 | 0 | 462 | 0 | 0 | 0 | 0 | 0 | 0 | 0 | 0 | 0
2040-08-18 | 18 | 43.61 | -26693 | -76 | -1471 | 0 | 0 | 0 | 5284 | 0 | 313 | 927 | 52 | 335 | 11257 | 3273 | 643 | 0 | 27 | 2551 | 220 | 1301 | 0 | 394 | 1200 | 0 | 462 | 0 | 0 | 0 | 0 | 0 | 0 | 0 | 0 | 0
2040-08-18 | 19 | 45.63 | -26060 | -81 | -1523 | 0 | 0 | 0 | 4904 | 0 | 313 | 1136 | 52 | 335 | 12136 | 3273 | 938 | 0 | 37 | 938 | 220 | 1289 | 0 | 431 | 1200 | 0 | 462 | 0 | 0 | 0 | 0 | 0 | 0 | 0 | 0 | 0
2040-08-18 | 20 | 46.55 | -25676 | -85 | -1418 | 0 | 610 | 139 | 4465 | 0 | 313 | 1136 | 52 | 335 | 12183 | 3273 | 861 | 0 | 55 | 125 | 220 | 1307 | 0 | 444 | 1200 | 0 | 462 | 0 | 0 | 0 | 0 | 0 | 0 | 0 | 0 | 0
2040-08-18 | 21 | 44.92 | -24292 | -103 | -1339 | 0 | 0 | 0 | 4206 | 0 | 313 | 1136 | 52 | 335 | 12064 | 3273 | 598 | 0 | 96 | 0 | 220 | 1313 | 0 | 466 | 1200 | 0 | 462 | 0 | 0 | 0 | 0 | 0 | 0 | 0 | 0 | 0
2040-08-18 | 22 | 42.32 | -22180 | -112 | -1208 | 0 | 0 | 0 | 3292 | 0 | 313 | 954 | 52 | 335 | 11094 | 3273 | 358 | 0 | 128 | 0 | 220 | 1314 | 0 | 505 | 1200 | 0 | 462 | 0 | 0 | 0 | 0 | 0 | 0 | 0 | 0 | 0
2040-08-18 | 23 | 41.62 | -20330 | -112 | -1208 | 0 | 0 | 0 | 2024 | 0 | 313 | 886 | 52 | 335 | 10572 | 3273 | 300 | 0 | 146 | 0 | 220 | 1307 | 0 | 560 | 1200 | 0 | 462 | 0 | 0 | 0 | 0 | 0 | 0 | 0 | 0 | 0
2040-08-18 | 24 | 40.99 | -18966 | -112 | -1103 | 0 | 0 | 0 | 861 | 0 | 313 | 859 | 52 | 335 | 10247 | 3273 | 458 | 0 | 149 | 0 | 218 | 1277 | 0 | 476 | 1200 | 0 | 462 | 0 | 0 | 0 | 0 | 0 | 0 | 0 | 0 | 0
2040-08-19 | 1 | 40.62 | -18105 | -135 | -972 | 0 | -151 | -730 | 528 | 0 | 313 | 815 | 52 | 335 | 10052 | 3273 | 419 | 0 | 163 | 0 | 217 | 1263 | 0 | 1000 | 1200 | 0 | 462 | 0 | 0 | 0 | 0 | 0 | 0 | 0 | 0 | 0
2040-08-19 | 2 | 40.62 | -17594 | -144 | -840 | 0 | -298 | -1038 | 528 | 0 | 300 | 691 | 52 | 335 | 10063 | 3273 | 396 | 0 | 169 | 0 | 217 | 1227 | 0 | 1000 | 1200 | 0 | 462 | 0 | 0 | 0 | 0 | 0 | 0 | 0 | 0 | 0
2040-08-19 | 3 | 40.62 | -17424 | -144 | -762 | 0 | -565 | -876 | 528 | 0 | 300 | 625 | 52 | 335 | 10043 | 3273 | 369 | 0 | 167 | 0 | 216 | 1211 | 0 | 989 | 1200 | 0 | 462 | 0 | 0 | 0 | 0 | 0 | 0 | 0 | 0 | 0
2040-08-19 | 4 | 40.62 | -17657 | -144 | -683 | 0 | -400 | -450 | 528 | 0 | 300 | 694 | 52 | 335 | 10043 | 3273 | 338 | 0 | 165 | 0 | 210 | 1202 | 0 | 531 | 1200 | 0 | 462 | 0 | 0 | 0 | 0 | 0 | 0 | 0 | 0 | 0
2040-08-19 | 5 | 40.88 | -18696 | -162 | -683 | 0 | 0 | 0 | 528 | 0 | 300 | 859 | 52 | 335 | 10140 | 3273 | 311 | 0 | 150 | 0 | 208 | 1194 | 0 | 527 | 1200 | 0 | 462 | 0 | 0 | 0 | 0 | 0 | 0 | 0 | 0 | 0
2040-08-19 | 6 | 44.38 | -20280 | -162 | -709 | 0 | 0 | 0 | 528 | 0 | 313 | 997 | 52 | 335 | 11553 | 3273 | 380 | 0 | 146 | 0 | 212 | 1193 | 0 | 506 | 1200 | 0 | 462 | 0 | 0 | 0 | 0 | 0 | 0 | 0 | 0 | 0
2040-08-19 | 7 | 51.51 | -22171 | -162 | -788 | 0 | 0 | 0 | 528 | 100 | 313 | 1136 | 52 | 381 | 12984 | 3273 | 471 | 0 | 148 | 239 | 217 | 1188 | 0 | 428 | 1200 | 0 | 462 | 0 | 0 | 0 | 0 | 0 | 0 | 0 | 0 | 0
2040-08-19 | 8 | 53.72 | -23852 | -162 | -919 | 0 | 4 | 0 | 528 | 100 | 313 | 1136 | 52 | 381 | 13507 | 3273 | 651 | 0 | 144 | 1363 | 220 | 1205 | 0 | 393 | 1200 | 0 | 462 | 0 | 0 | 0 | 0 | 0 | 0 | 0 | 0 | 0
2040-08-19 | 9 | 51.84 | -25578 | -135 | -1103 | 0 | 0 | 0 | 719 | 100 | 313 | 1136 | 52 | 381 | 13273 | 3273 | 631 | 0 | 131 | 3341 | 219 | 1235 | 0 | 350 | 1200 | 0 | 462 | 0 | 0 | 0 | 0 | 0 | 0 | 0 | 0 | 0
2040-08-19 | 10 | 46.34 | -27723 | -103 | -1313 | 0 | 0 | 0 | 1680 | 0 | 326 | 1123 | 52 | 335 | 12343 | 3273 | 515 | 0 | 105 | 5918 | 219 | 1260 | 0 | 328 | 1200 | 0 | 462 | 0 | 0 | 0 | 0 | 0 | 0 | 0 | 0 | 0
2040-08-19 | 11 | 41.27 | -29383 | -81 | -1182 | 0 | 0 | 0 | 2695 | 0 | 326 | 881 | 52 | 335 | 10560 | 3273 | 606 | 0 | 104 | 8354 | 219 | 1272 | 0 | 307 | 1200 | 0 | 462 | 0 | 0 | 0 | 0 | 0 | 0 | 0 | 0 | 0
2040-08-19 | 12 | 40.62 | -30739 | -76 | -1313 | 0 | 0 | -6 | 3593 | 0 | 326 | 815 | 52 | 335 | 10077 | 3273 | 596 | 0 | 128 | 9469 | 220 | 1283 | 0 | 305 | 1200 | 0 | 462 | 0 | 0 | 0 | 0 | 0 | 0 | 0 | 0 | 0
2040-08-19 | 13 | 40.62 | -31965 | -85 | -1418 | 0 | 0 | -342 | 4328 | 0 | 326 | 815 | 52 | 335 | 10077 | 3273 | 550 | 0 | 151 | 10410 | 220 | 1298 | 0 | 313 | 1200 | 0 | 462 | 0 | 0 | 0 | 0 | 0 | 0 | 0 | 0 | 0
2040-08-19 | 14 | 40.62 | -32538 | -85 | -1471 | 0 | -10 | -228 | 4972 | 0 | 313 | 815 | 52 | 335 | 10077 | 3273 | 583 | 0 | 177 | 10209 | 220 | 1304 | 0 | 341 | 1200 | 0 | 462 | 0 | 0 | 0 | 0 | 0 | 0 | 0 | 0 | 0
2040-08-19 | 15 | 42.32 | -32473 | -94 | -1523 | 0 | 0 | 0 | 5284 | 0 | 313 | 927 | 52 | 335 | 11034 | 3273 | 755 | 0 | 224 | 8357 | 220 | 1305 | 0 | 349 | 1200 | 0 | 462 | 0 | 0 | 0 | 0 | 0 | 0 | 0 | 0 | 0
2040-08-19 | 16 | 46.88 | -31263 | -94 | -1444 | 0 | 0 | 0 | 5205 | 0 | 313 | 1136 | 52 | 335 | 12257 | 3273 | 956 | 0 | 237 | 5499 | 220 | 1320 | 0 | 338 | 1200 | 0 | 462 | 0 | 0 | 0 | 0 | 0 | 0 | 0 | 0 | 0
2040-08-19 | 17 | 54.89 | -30154 | -90 | -1444 | 0 | 167 | 341 | 4576 | 100 | 313 | 1136 | 52 | 381 | 13657 | 3273 | 919 | 0 | 255 | 2963 | 220 | 1317 | 0 | 357 | 1200 | 0 | 462 | 0 | 0 | 0 | 0 | 0 | 0 | 0 | 0 | 0
2040-08-19 | 18 | 54.89 | -29025 | -76 | -1471 | 0 | 218 | 487 | 4021 | 100 | 313 | 1136 | 52 | 381 | 13762 | 3273 | 1128 | 0 | 273 | 1850 | 220 | 1301 | 0 | 394 | 1200 | 0 | 462 | 0 | 0 | 0 | 0 | 0 | 0 | 0 | 0 | 0
2040-08-19 | 19 | 54.89 | -27950 | -76 | -1523 | 0 | 368 | 690 | 3477 | 100 | 313 | 1136 | 52 | 381 | 13762 | 3273 | 1255 | 0 | 304 | 836 | 220 | 1289 | 0 | 431 | 1200 | 0 | 462 | 0 | 0 | 0 | 0 | 0 | 0 | 0 | 0 | 0
2040-08-19 | 20 | 54.89 | -27198 | -85 | -1418 | 0 | 365 | 871 | 2890 | 100 | 313 | 1136 | 52 | 381 | 13762 | 3273 | 1454 | 0 | 334 | 137 | 220 | 1307 | 0 | 444 | 1200 | 0 | 462 | 0 | 0 | 0 | 0 | 0 | 0 | 0 | 0 | 0
2040-08-19 | 21 | 54.89 | -25464 | -90 | -1339 | 0 | 102 | 327 | 2478 | 90 | 313 | 1136 | 52 | 354 | 13435 | 3273 | 1311 | 0 | 361 | 0 | 220 | 1313 | 0 | 466 | 1200 | 0 | 462 | 0 | 0 | 0 | 0 | 0 | 0 | 0 | 0 | 0
2040-08-19 | 22 | 45.53 | -23021 | -103 | -1208 | 0 | 0 | 0 | 1527 | 0 | 313 | 1136 | 52 | 335 | 12251 | 3273 | 1339 | 0 | 406 | 0 | 220 | 1314 | 0 | 505 | 1200 | 0 | 462 | 0 | 0 | 0 | 0 | 0 | 0 | 0 | 0 | 0
2040-08-19 | 23 | 42.57 | -20855 | -112 | -1208 | 0 | 0 | 0 | 528 | 0 | 313 | 1088 | 52 | 335 | 11169 | 3273 | 1239 | 0 | 429 | 0 | 220 | 1307 | 0 | 560 | 1200 | 0 | 462 | 0 | 0 | 0 | 0 | 0 | 0 | 0 | 0 | 0
2040-08-19 | 24 | 39.65 | -19534 | -112 | -1103 | 0 | 0 | 0 | 528 | 0 | 300 | 859 | 52 | 335 | 9601 | 3273 | 1728 | 0 | 440 | 0 | 218 | 1277 | 0 | 476 | 1200 | 0 | 462 | 0 | 0 | 0 | 0 | 0 | 0 | 0 | 0 | 0
2040-08-20 | 1 | 37.79 | -18513 | -121 | -735 | 0 | 0 | 0 | 528 | 0 | 300 | 690 | 52 | 335 | 8205 | 3273 | 1430 | 0 | 414 | 0 | 217 | 1263 | 0 | 1000 | 1200 | 0 | 462 | 0 | 0 | 0 | 0 | 0 | 0 | 0 | 0 | 0
2040-08-20 | 2 | 37.24 | -17790 | -135 | -657 | 0 | -36 | 0 | 528 | 0 | 300 | 562 | 52 | 335 | 7823 | 3273 | 1289 | 0 | 349 | 0 | 217 | 1227 | 0 | 1000 | 1200 | 0 | 462 | 0 | 0 | 0 | 0 | 0 | 0 | 0 | 0 | 0
2040-08-20 | 3 | 37.24 | -17329 | -144 | -578 | 0 | -82 | -318 | 528 | 0 | 300 | 544 | 52 | 335 | 7823 | 3273 | 1145 | 0 | 371 | 0 | 216 | 1211 | 0 | 989 | 1200 | 0 | 462 | 0 | 0 | 0 | 0 | 0 | 0 | 0 | 0 | 0
2040-08-20 | 4 | 37.91 | -17306 | -144 | -551 | 0 | 0 | 0 | 528 | 0 | 300 | 544 | 52 | 335 | 8260 | 3273 | 761 | 0 | 343 | 0 | 210 | 1202 | 0 | 531 | 1200 | 0 | 462 | 0 | 0 | 0 | 0 | 0 | 0 | 0 | 0 | 0
2040-08-20 | 5 | 38.83 | -18009 | -175 | -525 | 0 | 0 | 0 | 528 | 0 | 300 | 666 | 52 | 335 | 8971 | 3273 | 656 | 0 | 336 | 0 | 208 | 1194 | 0 | 527 | 1200 | 0 | 462 | 0 | 0 | 0 | 0 | 0 | 0 | 0 | 0 | 0
2040-08-20 | 6 | 41.48 | -19334 | -211 | -551 | 0 | 0 | 0 | 528 | 0 | 300 | 881 | 52 | 335 | 10303 | 3273 | 581 | 0 | 270 | 0 | 212 | 1193 | 0 | 506 | 1200 | 0 | 462 | 0 | 0 | 0 | 0 | 0 | 0 | 0 | 0 | 0
2040-08-20 | 7 | 45.07 | -21067 | -229 | -709 | 0 | 0 | 0 | 528 | 0 | 300 | 1088 | 52 | 335 | 11898 | 3273 | 538 | 0 | 232 | 265 | 217 | 1188 | 0 | 428 | 1200 | 0 | 462 | 0 | 0 | 0 | 0 | 0 | 0 | 0 | 0 | 0
2040-08-20 | 8 | 47.37 | -22566 | -211 | -867 | 0 | 0 | 0 | 528 | 0 | 313 | 1136 | 52 | 335 | 12384 | 3273 | 405 | 0 | 176 | 1561 | 220 | 1205 | 0 | 393 | 1200 | 0 | 462 | 0 | 0 | 0 | 0 | 0 | 0 | 0 | 0 | 0
2040-08-20 | 9 | 42.12 | -23942 | -144 | -1050 | 0 | 0 | 0 | 1295 | 0 | 313 | 886 | 52 | 335 | 10967 | 3273 | 466 | 0 | 96 | 3987 | 219 | 1235 | 0 | 350 | 1200 | 0 | 462 | 0 | 0 | 0 | 0 | 0 | 0 | 0 | 0 | 0
2040-08-20 | 10 | 39.65 | -25466 | -103 | -1234 | 0 | 0 | 0 | 2140 | 0 | 313 | 770 | 52 | 335 | 9604 | 3273 | 422 | 0 | 62 | 6362 | 219 | 1260 | 0 | 328 | 1200 | 0 | 462 | 0 | 0 | 0 | 0 | 0 | 0 | 0 | 0 | 0
2040-08-20 | 11 | 37.52 | -26878 | -85 | -1182 | 0 | 0 | 0 | 2954 | 0 | 313 | 439 | 52 | 335 | 8215 | 3273 | 307 | 0 | 50 | 8747 | 219 | 1272 | 0 | 307 | 1200 | 0 | 462 | 0 | 0 | 0 | 0 | 0 | 0 | 0 | 0 | 0
2040-08-20 | 12 | 37.24 | -27623 | -81 | -1024 | 0 | -333 | -271 | 3651 | 0 | 313 | 366 | 52 | 335 | 7973 | 3273 | 272 | 0 | 54 | 9572 | 220 | 1283 | 0 | 305 | 1200 | 0 | 462 | 0 | 0 | 0 | 0 | 0 | 0 | 0 | 0 | 0
2040-08-20 | 13 | 37.24 | -28621 | -76 | -1339 | 0 | -200 | -1729 | 4227 | 0 | 313 | 315 | 52 | 335 | 7948 | 3273 | 246 | 0 | 61 | 11702 | 220 | 1298 | 0 | 313 | 1200 | 0 | 462 | 0 | 0 | 0 | 0 | 0 | 0 | 0 | 0 | 0
2040-08-20 | 14 | 37.24 | -29313 | -76 | -1313 | 0 | -601 | -609 | 4771 | 0 | 313 | 366 | 52 | 335 | 7930 | 3273 | 252 | 0 | 71 | 11022 | 220 | 1304 | 0 | 341 | 1200 | 0 | 462 | 0 | 0 | 0 | 0 | 0 | 0 | 0 | 0 | 0
2040-08-20 | 15 | 37.24 | -29248 | -76 | -1182 | 0 | -166 | -292 | 5083 | 0 | 313 | 366 | 52 | 335 | 7883 | 3273 | 190 | 0 | 87 | 9845 | 220 | 1305 | 0 | 349 | 1200 | 0 | 462 | 0 | 0 | 0 | 0 | 0 | 0 | 0 | 0 | 0
2040-08-20 | 16 | 38.48 | -28911 | -76 | -1549 | 0 | 0 | 0 | 5236 | 0 | 300 | 554 | 52 | 335 | 8726 | 3273 | 136 | 0 | 101 | 8284 | 220 | 1320 | 0 | 338 | 1200 | 0 | 462 | 0 | 0 | 0 | 0 | 0 | 0 | 0 | 0 | 0
2040-08-20 | 17 | 41.87 | -28255 | -76 | -1996 | 0 | 0 | 0 | 5284 | 0 | 300 | 859 | 52 | 335 | 10460 | 3273 | 72 | 0 | 119 | 6017 | 220 | 1317 | 0 | 357 | 1200 | 0 | 462 | 0 | 0 | 0 | 0 | 0 | 0 | 0 | 0 | 0
2040-08-20 | 18 | 50.33 | -27386 | -76 | -2390 | 0 | 2 | 0 | 5125 | 100 | 300 | 1136 | 52 | 381 | 12533 | 3273 | 66 | 0 | 120 | 3186 | 220 | 1301 | 0 | 394 | 1200 | 0 | 462 | 0 | 0 | 0 | 0 | 0 | 0 | 0 | 0 | 0
2040-08-20 | 19 | 50.33 | -26645 | -76 | -2285 | 0 | 509 | 1071 | 4587 | 100 | 313 | 1136 | 52 | 381 | 12675 | 3273 | 66 | 0 | 128 | 1113 | 220 | 1289 | 0 | 431 | 1200 | 0 | 462 | 0 | 0 | 0 | 0 | 0 | 0 | 0 | 0 | 0
2040-08-20 | 20 | 50.33 | -25841 | -81 | -1602 | 0 | 508 | 1018 | 3804 | 100 | 313 | 1136 | 52 | 381 | 12938 | 3273 | 63 | 0 | 160 | 143 | 220 | 1307 | 0 | 444 | 1200 | 0 | 462 | 0 | 0 | 0 | 0 | 0 | 0 | 0 | 0 | 0
2040-08-20 | 21 | 50.33 | -24107 | -94 | -1471 | 0 | 201 | 293 | 3292 | 90 | 313 | 1136 | 52 | 354 | 12729 | 3273 | 54 | 0 | 225 | 0 | 220 | 1313 | 0 | 466 | 1200 | 0 | 462 | 0 | 0 | 0 | 0 | 0 | 0 | 0 | 0 | 0
2040-08-20 | 22 | 44.92 | -21893 | -135 | -1234 | 0 | 0 | 0 | 2203 | 0 | 313 | 1088 | 52 | 335 | 11995 | 3273 | 60 | 0 | 241 | 0 | 220 | 1314 | 0 | 505 | 1200 | 0 | 462 | 0 | 0 | 0 | 0 | 0 | 0 | 0 | 0 | 0
2040-08-20 | 23 | 42.62 | -19836 | -135 | -1024 | 0 | 0 | 0 | 851 | 0 | 313 | 927 | 52 | 335 | 11197 | 3273 | 47 | 0 | 251 | 0 | 220 | 1307 | 0 | 560 | 1200 | 0 | 462 | 0 | 0 | 0 | 0 | 0 | 0 | 0 | 0 | 0
2040-08-20 | 24 | 40.58 | -18259 | -144 | -840 | 0 | 0 | 0 | 528 | 0 | 313 | 815 | 52 | 335 | 9973 | 3273 | 63 | 0 | 257 | 0 | 218 | 1277 | 0 | 476 | 1200 | 0 | 462 | 0 | 0 | 0 | 0 | 0 | 0 | 0 | 0 | 0
2040-08-21 | 1 | 38.02 | -17224 | -175 | -735 | 0 | 0 | 0 | 528 | 0 | 313 | 610 | 52 | 335 | 8580 | 3273 | 72 | 0 | 228 | 0 | 217 | 1263 | 0 | 1000 | 1200 | 0 | 462 | 0 | 0 | 0 | 0 | 0 | 0 | 0 | 0 | 0
2040-08-21 | 2 | 37.36 | -16638 | -193 | -657 | 0 | 0 | 0 | 528 | 0 | 313 | 544 | 52 | 335 | 8070 | 3273 | 63 | 0 | 202 | 0 | 217 | 1227 | 0 | 1000 | 1200 | 0 | 462 | 0 | 0 | 0 | 0 | 0 | 0 | 0 | 0 | 0
2040-08-21 | 3 | 37.19 | -16306 | -193 | -578 | 0 | 0 | 0 | 528 | 0 | 300 | 473 | 52 | 335 | 7786 | 3273 | 74 | 0 | 176 | 0 | 216 | 1211 | 0 | 989 | 1200 | 0 | 462 | 0 | 0 | 0 | 0 | 0 | 0 | 0 | 0 | 0
2040-08-21 | 4 | 37.86 | -16499 | -211 | -551 | 0 | 0 | 0 | 528 | 0 | 300 | 543 | 52 | 335 | 8390 | 3273 | 59 | 0 | 176 | 0 | 210 | 1202 | 0 | 531 | 1200 | 0 | 462 | 0 | 0 | 0 | 0 | 0 | 0 | 0 | 0 | 0
2040-08-21 | 5 | 38.85 | -17471 | -229 | -525 | 0 | 0 | 0 | 528 | 0 | 300 | 626 | 52 | 335 | 9289 | 3273 | 65 | 0 | 166 | 0 | 208 | 1194 | 0 | 527 | 1200 | 0 | 462 | 0 | 0 | 0 | 0 | 0 | 0 | 0 | 0 | 0
2040-08-21 | 6 | 41.62 | -19059 | -247 | -551 | 0 | 0 | 0 | 528 | 0 | 300 | 881 | 52 | 335 | 10633 | 3273 | 136 | 0 | 146 | 0 | 212 | 1193 | 0 | 506 | 1200 | 0 | 462 | 0 | 0 | 0 | 0 | 0 | 0 | 0 | 0 | 0
2040-08-21 | 7 | 45.84 | -20971 | -229 | -709 | 0 | 0 | 0 | 528 | 0 | 313 | 1088 | 52 | 335 | 12272 | 3273 | 221 | 0 | 152 | 179 | 217 | 1188 | 0 | 428 | 1200 | 0 | 462 | 0 | 0 | 0 | 0 | 0 | 0 | 0 | 0 | 0
2040-08-21 | 8 | 47.24 | -22544 | -193 | -867 | 0 | 0 | 0 | 1157 | 0 | 313 | 1130 | 52 | 335 | 12391 | 3273 | 351 | 0 | 153 | 968 | 220 | 1205 | 0 | 393 | 1200 | 0 | 462 | 0 | 0 | 0 | 0 | 0 | 0 | 0 | 0 | 0
2040-08-21 | 9 | 44.62 | -23774 | -162 | -1050 | 0 | 0 | 0 | 2177 | 0 | 313 | 1088 | 52 | 335 | 11678 | 3273 | 501 | 0 | 119 | 1983 | 219 | 1235 | 0 | 350 | 1200 | 0 | 462 | 0 | 0 | 0 | 0 | 0 | 0 | 0 | 0 | 0
2040-08-21 | 10 | 43.75 | -25090 | -121 | -1234 | 0 | 0 | 0 | 2985 | 0 | 313 | 980 | 52 | 335 | 11446 | 3273 | 578 | 0 | 89 | 2925 | 219 | 1260 | 0 | 328 | 1200 | 0 | 462 | 0 | 0 | 0 | 0 | 0 | 0 | 0 | 0 | 0
2040-08-21 | 11 | 40.99 | -26523 | -103 | -1182 | 0 | 0 | 0 | 3725 | 0 | 313 | 862 | 52 | 335 | 10336 | 3273 | 812 | 0 | 91 | 4549 | 219 | 1272 | 0 | 307 | 1200 | 0 | 462 | 0 | 0 | 0 | 0 | 0 | 0 | 0 | 0 | 0
2040-08-21 | 12 | 39.65 | -27186 | -94 | -1024 | 0 | 0 | 0 | 4486 | 0 | 313 | 815 | 52 | 335 | 9607 | 3273 | 929 | 0 | 131 | 4893 | 220 | 1283 | 0 | 305 | 1200 | 0 | 462 | 0 | 0 | 0 | 0 | 0 | 0 | 0 | 0 | 0
2040-08-21 | 13 | 38.85 | -27628 | -85 | -1339 | 0 | 0 | 0 | 5041 | 0 | 313 | 815 | 52 | 335 | 9250 | 3273 | 1441 | 0 | 159 | 4881 | 220 | 1298 | 0 | 313 | 1200 | 0 | 462 | 0 | 0 | 0 | 0 | 0 | 0 | 0 | 0 | 0
2040-08-21 | 14 | 38.85 | -27581 | -76 | -1313 | 0 | 0 | 0 | 5284 | 0 | 313 | 815 | 52 | 335 | 9242 | 3273 | 1862 | 0 | 198 | 4069 | 220 | 1304 | 0 | 341 | 1200 | 0 | 462 | 0 | 0 | 0 | 0 | 0 | 0 | 0 | 0 | 0
2040-08-21 | 15 | 39.38 | -27058 | -76 | -1182 | 0 | 0 | 0 | 5173 | 0 | 300 | 831 | 52 | 335 | 9418 | 3273 | 1966 | 0 | 202 | 3230 | 220 | 1305 | 0 | 349 | 1200 | 0 | 462 | 0 | 0 | 0 | 0 | 0 | 0 | 0 | 0 | 0
2040-08-21 | 16 | 38.8 | -26426 | -94 | -1549 | 0 | 0 | 0 | 5078 | 0 | 300 | 815 | 52 | 335 | 9089 | 3273 | 2509 | 0 | 223 | 2855 | 220 | 1320 | 0 | 338 | 1200 | 0 | 462 | 0 | 0 | 0 | 0 | 0 | 0 | 0 | 0 | 0
2040-08-21 | 17 | 39.6 | -25813 | -94 | -1996 | 0 | 0 | 0 | 4956 | 0 | 300 | 881 | 52 | 335 | 9511 | 3273 | 2979 | 0 | 249 | 1809 | 220 | 1317 | 0 | 357 | 1200 | 0 | 462 | 0 | 0 | 0 | 0 | 0 | 0 | 0 | 0 | 0
2040-08-21 | 18 | 39.04 | -25443 | -103 | -2390 | 0 | 0 | 0 | 4824 | 0 | 300 | 881 | 52 | 335 | 9285 | 3273 | 3552 | 0 | 240 | 1616 | 220 | 1301 | 0 | 394 | 1200 | 0 | 462 | 0 | 0 | 0 | 0 | 0 | 0 | 0 | 0 | 0
2040-08-21 | 19 | 40.88 | -25603 | -103 | -2285 | 0 | 0 | 0 | 4550 | 0 | 300 | 999 | 52 | 335 | 10138 | 3273 | 3865 | 0 | 244 | 633 | 220 | 1289 | 0 | 431 | 1200 | 0 | 462 | 0 | 0 | 0 | 0 | 0 | 0 | 0 | 0 | 0
2040-08-21 | 20 | 39.6 | -25235 | -112 | -1602 | 0 | 0 | 0 | 4264 | 0 | 300 | 927 | 52 | 335 | 9570 | 3273 | 4248 | 0 | 260 | 87 | 220 | 1307 | 0 | 444 | 1200 | 0 | 462 | 0 | 0 | 0 | 0 | 0 | 0 | 0 | 0 | 0
2040-08-21 | 21 | 37.91 | -24005 | -121 | -1471 | 0 | 0 | 0 | 3963 | 0 | 300 | 859 | 52 | 335 | 8485 | 3273 | 4425 | 0 | 244 | 0 | 220 | 1313 | 0 | 466 | 1200 | 0 | 462 | 0 | 0 | 0 | 0 | 0 | 0 | 0 | 0 | 0
2040-08-21 | 22 | 36.47 | -22103 | -135 | -1234 | 0 | 0 | 0 | 3091 | 0 | 300 | 629 | 52 | 335 | 7339 | 3273 | 4515 | 0 | 237 | 0 | 220 | 1314 | 0 | 505 | 1200 | 0 | 462 | 0 | 0 | 0 | 0 | 0 | 0 | 0 | 0 | 0
2040-08-21 | 23 | 35.37 | -20156 | -144 | -1024 | 0 | 0 | 0 | 1834 | 0 | 300 | 544 | 52 | 335 | 6538 | 3273 | 4440 | 0 | 258 | 0 | 220 | 1307 | 0 | 560 | 1200 | 0 | 462 | 0 | 0 | 0 | 0 | 0 | 0 | 0 | 0 | 0
2040-08-21 | 24 | 34.83 | -18728 | -162 | -840 | 0 | 0 | 0 | 581 | 0 | 300 | 439 | 52 | 335 | 6211 | 3273 | 4643 | 0 | 263 | 0 | 218 | 1277 | 0 | 476 | 1200 | 0 | 462 | 0 | 0 | 0 | 0 | 0 | 0 | 0 | 0 | 0
2040-08-22 | 1 | 33.77 | -17796 | -175 | -735 | 0 | 0 | -1094 | 528 | 0 | 300 | 366 | 52 | 335 | 5877 | 3273 | 4668 | 0 | 259 | 0 | 217 | 1263 | 0 | 1000 | 1200 | 0 | 462 | 0 | 0 | 0 | 0 | 0 | 0 | 0 | 0 | 0
2040-08-22 | 2 | 33.77 | -17254 | -175 | -657 | 0 | 0 | -1525 | 528 | 0 | 300 | 366 | 52 | 335 | 5877 | 3273 | 4516 | 0 | 256 | 0 | 217 | 1227 | 0 | 1000 | 1200 | 0 | 462 | 0 | 0 | 0 | 0 | 0 | 0 | 0 | 0 | 0
2040-08-22 | 3 | 33.77 | -16973 | -175 | -578 | 0 | 0 | -1146 | 528 | 0 | 300 | 366 | 52 | 335 | 5877 | 3273 | 3787 | 0 | 275 | 0 | 216 | 1211 | 0 | 989 | 1200 | 0 | 462 | 0 | 0 | 0 | 0 | 0 | 0 | 0 | 0 | 0
2040-08-22 | 4 | 33.77 | -17247 | -193 | -551 | 0 | 0 | -319 | 528 | 0 | 300 | 366 | 52 | 335 | 5877 | 3273 | 3692 | 0 | 281 | 0 | 210 | 1202 | 0 | 531 | 1200 | 0 | 462 | 0 | 0 | 0 | 0 | 0 | 0 | 0 | 0 | 0
2040-08-22 | 5 | 36.05 | -18302 | -175 | -525 | 0 | 0 | 0 | 528 | 0 | 300 | 544 | 52 | 335 | 6733 | 3273 | 3354 | 0 | 291 | 0 | 208 | 1194 | 0 | 527 | 1200 | 0 | 462 | 0 | 0 | 0 | 0 | 0 | 0 | 0 | 0 | 0
2040-08-22 | 6 | 37.91 | -19925 | -175 | -551 | 0 | 0 | 0 | 528 | 0 | 313 | 815 | 52 | 335 | 8396 | 3273 | 3072 | 0 | 294 | 0 | 212 | 1193 | 0 | 506 | 1200 | 0 | 462 | 0 | 0 | 0 | 0 | 0 | 0 | 0 | 0 | 0
2040-08-22 | 7 | 40.76 | -21785 | -193 | -709 | 0 | 0 | 0 | 528 | 0 | 313 | 1030 | 52 | 335 | 10174 | 3273 | 2986 | 0 | 291 | 209 | 217 | 1188 | 0 | 428 | 1200 | 0 | 462 | 0 | 0 | 0 | 0 | 0 | 0 | 0 | 0 | 0
2040-08-22 | 8 | 43.37 | -23294 | -175 | -867 | 0 | 0 | 0 | 528 | 0 | 313 | 1136 | 52 | 335 | 11185 | 3273 | 2663 | 0 | 275 | 1096 | 220 | 1205 | 0 | 393 | 1200 | 0 | 462 | 0 | 0 | 0 | 0 | 0 | 0 | 0 | 0 | 0
2040-08-22 | 9 | 43.61 | -24808 | -162 | -1050 | 0 | 0 | 0 | 1120 | 0 | 313 | 1089 | 52 | 335 | 11217 | 3273 | 2150 | 0 | 257 | 2747 | 219 | 1235 | 0 | 350 | 1200 | 0 | 462 | 0 | 0 | 0 | 0 | 0 | 0 | 0 | 0 | 0
2040-08-22 | 10 | 41.18 | -26469 | -135 | -1234 | 0 | 0 | 0 | 2008 | 0 | 313 | 886 | 52 | 335 | 10372 | 3273 | 1550 | 0 | 245 | 5334 | 219 | 1260 | 0 | 328 | 1200 | 0 | 462 | 0 | 0 | 0 | 0 | 0 | 0 | 0 | 0 | 0
2040-08-22 | 11 | 39.08 | -28230 | -94 | -1182 | 0 | 0 | 0 | 2848 | 0 | 313 | 812 | 52 | 335 | 9302 | 3273 | 1145 | 0 | 269 | 7697 | 219 | 1272 | 0 | 307 | 1200 | 0 | 462 | 0 | 0 | 0 | 0 | 0 | 0 | 0 | 0 | 0
2040-08-22 | 12 | 37.96 | -29189 | -76 | -1024 | 0 | 0 | 0 | 3699 | 0 | 313 | 562 | 52 | 335 | 8466 | 3273 | 1088 | 0 | 288 | 8744 | 220 | 1283 | 0 | 305 | 1200 | 0 | 462 | 0 | 0 | 0 | 0 | 0 | 0 | 0 | 0 | 0
2040-08-22 | 13 | 37.96 | -30275 | -76 | -1339 | 0 | 0 | 0 | 4365 | 0 | 313 | 562 | 52 | 335 | 8477 | 3273 | 1425 | 0 | 291 | 9105 | 220 | 1298 | 0 | 313 | 1200 | 0 | 462 | 0 | 0 | 0 | 0 | 0 | 0 | 0 | 0 | 0
2040-08-22 | 14 | 37.86 | -30860 | -76 | -1313 | 0 | 0 | 0 | 4935 | 0 | 300 | 562 | 52 | 335 | 8281 | 3273 | 1724 | 0 | 303 | 8958 | 220 | 1304 | 0 | 341 | 1200 | 0 | 462 | 0 | 0 | 0 | 0 | 0 | 0 | 0 | 0 | 0
2040-08-22 | 15 | 37.24 | -30699 | -81 | -1182 | 0 | 0 | 0 | 5173 | 0 | 300 | 554 | 52 | 335 | 7822 | 3273 | 2429 | 0 | 315 | 8172 | 220 | 1305 | 0 | 349 | 1200 | 0 | 462 | 0 | 0 | 0 | 0 | 0 | 0 | 0 | 0 | 0
2040-08-22 | 16 | 38.48 | -30294 | -85 | -1549 | 0 | 0 | 0 | 5268 | 0 | 300 | 812 | 52 | 335 | 8743 | 3273 | 2410 | 0 | 298 | 6898 | 220 | 1320 | 0 | 338 | 1200 | 0 | 462 | 0 | 0 | 0 | 0 | 0 | 0 | 0 | 0 | 0
2040-08-22 | 17 | 40.99 | -29141 | -90 | -1996 | 0 | 0 | 0 | 5284 | 0 | 300 | 886 | 52 | 335 | 9971 | 3273 | 2512 | 0 | 321 | 4737 | 220 | 1317 | 0 | 357 | 1200 | 0 | 462 | 0 | 0 | 0 | 0 | 0 | 0 | 0 | 0 | 0
2040-08-22 | 18 | 45.63 | -27970 | -81 | -2390 | 0 | 0 | 236 | 4856 | 0 | 300 | 1136 | 52 | 335 | 11684 | 3273 | 2400 | 0 | 343 | 2249 | 220 | 1301 | 0 | 394 | 1200 | 0 | 462 | 0 | 0 | 0 | 0 | 0 | 0 | 0 | 0 | 0
2040-08-22 | 19 | 45.63 | -27493 | -76 | -2285 | 0 | 0 | 1655 | 4174 | 0 | 300 | 1136 | 52 | 335 | 11811 | 3273 | 2369 | 0 | 300 | 846 | 220 | 1289 | 0 | 431 | 1200 | 0 | 462 | 0 | 0 | 0 | 0 | 0 | 0 | 0 | 0 | 0
2040-08-22 | 20 | 45.63 | -26922 | -81 | -1602 | 0 | 0 | 1130 | 3583 | 0 | 300 | 1136 | 52 | 335 | 11941 | 3273 | 2787 | 0 | 340 | 94 | 220 | 1307 | 0 | 444 | 1200 | 0 | 462 | 0 | 0 | 0 | 0 | 0 | 0 | 0 | 0 | 0
2040-08-22 | 21 | 44.62 | -25323 | -90 | -1471 | 0 | 0 | 0 | 3207 | 0 | 300 | 1136 | 52 | 335 | 11788 | 3273 | 2758 | 0 | 373 | 0 | 220 | 1313 | 0 | 466 | 1200 | 0 | 462 | 0 | 0 | 0 | 0 | 0 | 0 | 0 | 0 | 0
2040-08-22 | 22 | 41.18 | -23092 | -103 | -1234 | 0 | 0 | 0 | 2225 | 0 | 300 | 1088 | 52 | 335 | 10336 | 3273 | 2719 | 0 | 400 | 0 | 220 | 1314 | 0 | 505 | 1200 | 0 | 462 | 0 | 0 | 0 | 0 | 0 | 0 | 0 | 0 | 0
2040-08-22 | 23 | 39.67 | -21071 | -112 | -1024 | 0 | 0 | 0 | 925 | 0 | 300 | 886 | 52 | 335 | 9675 | 3273 | 2618 | 0 | 395 | 0 | 220 | 1307 | 0 | 560 | 1200 | 0 | 462 | 0 | 0 | 0 | 0 | 0 | 0 | 0 | 0 | 0
2040-08-22 | 24 | 37.89 | -19416 | -121 | -840 | 0 | 0 | 0 | 528 | 0 | 300 | 770 | 52 | 335 | 8389 | 3273 | 2686 | 0 | 410 | 0 | 218 | 1277 | 0 | 476 | 1200 | 0 | 462 | 0 | 0 | 0 | 0 | 0 | 0 | 0 | 0 | 0
2040-08-23 | 1 | 30.74 | -18274 | -135 | -735 | 0 | 0 | -62 | 2198 | 0 | 300 | 366 | 52 | 335 | 5364 | 3273 | 2766 | 0 | 410 | 0 | 217 | 1263 | 0 | 1000 | 1200 | 0 | 462 | 0 | 0 | 0 | 0 | 0 | 0 | 0 | 0 | 0
2040-08-23 | 2 | 32.2 | -17507 | -144 | -657 | 0 | 0 | 0 | 1358 | 0 | 300 | 366 | 52 | 335 | 5158 | 3273 | 2968 | 0 | 391 | 0 | 217 | 1227 | 0 | 1000 | 1200 | 0 | 462 | 0 | 0 | 0 | 0 | 0 | 0 | 0 | 0 | 0
2040-08-23 | 3 | 33.86 | -16947 | -162 | -578 | 0 | 0 | 0 | 793 | 0 | 300 | 366 | 52 | 335 | 5512 | 3273 | 2630 | 0 | 347 | 0 | 216 | 1211 | 0 | 989 | 1200 | 0 | 462 | 0 | 0 | 0 | 0 | 0 | 0 | 0 | 0 | 0
2040-08-23 | 4 | 36.41 | -16873 | -193 | -551 | 0 | 0 | 0 | 528 | 0 | 300 | 366 | 52 | 335 | 6273 | 3273 | 2554 | 0 | 330 | 0 | 210 | 1202 | 0 | 531 | 1200 | 0 | 462 | 0 | 0 | 0 | 0 | 0 | 0 | 0 | 0 | 0
2040-08-23 | 5 | 38.84 | -17574 | -211 | -525 | 0 | 0 | 0 | 528 | 0 | 300 | 473 | 52 | 335 | 7239 | 3273 | 2208 | 0 | 310 | 0 | 208 | 1194 | 0 | 527 | 1200 | 0 | 462 | 0 | 0 | 0 | 0 | 0 | 0 | 0 | 0 | 0
2040-08-23 | 6 | 39.9 | -18813 | -229 | -551 | 0 | 0 | 0 | 893 | 0 | 300 | 610 | 52 | 335 | 8239 | 3273 | 1984 | 0 | 334 | 0 | 212 | 1193 | 0 | 506 | 1200 | 0 | 462 | 0 | 0 | 0 | 0 | 0 | 0 | 0 | 0 | 0
2040-08-23 | 7 | 39.08 | -19951 | -247 | -709 | 0 | 0 | 0 | 1886 | 0 | 300 | 739 | 52 | 335 | 8796 | 3273 | 1563 | 0 | 343 | 124 | 217 | 1188 | 0 | 428 | 1200 | 0 | 462 | 0 | 0 | 0 | 0 | 0 | 0 | 0 | 0 | 0
2040-08-23 | 8 | 38.85 | -20764 | -270 | -867 | 0 | 0 | 0 | 2806 | 0 | 300 | 625 | 52 | 335 | 8652 | 3273 | 1326 | 0 | 296 | 755 | 220 | 1205 | 0 | 393 | 1200 | 0 | 462 | 0 | 0 | 0 | 0 | 0 | 0 | 0 | 0 | 0
2040-08-23 | 9 | 37.79 | -21241 | -229 | -1050 | 0 | 0 | 0 | 3472 | 0 | 300 | 543 | 52 | 335 | 8125 | 3273 | 860 | 0 | 274 | 1820 | 219 | 1235 | 0 | 350 | 1200 | 0 | 462 | 0 | 0 | 0 | 0 | 0 | 0 | 0 | 0 | 0
2040-08-23 | 10 | 36.51 | -22026 | -211 | -1234 | 0 | 0 | 0 | 3905 | 0 | 300 | 366 | 52 | 335 | 7401 | 3273 | 508 | 0 | 302 | 3561 | 219 | 1260 | 0 | 328 | 1200 | 0 | 462 | 0 | 0 | 0 | 0 | 0 | 0 | 0 | 0 | 0
2040-08-23 | 11 | 33.01 | -22755 | -175 | -1182 | 0 | 0 | 0 | 4402 | 0 | 300 | 315 | 52 | 335 | 5937 | 3273 | 357 | 0 | 369 | 5312 | 219 | 1272 | 0 | 307 | 1200 | 0 | 462 | 0 | 0 | 0 | 0 | 0 | 0 | 0 | 0 | 0
2040-08-23 | 12 | 32.2 | -22657 | -144 | -1024 | 0 | 0 | 0 | 4782 | 0 | 300 | 315 | 52 | 335 | 5614 | 3273 | 128 | 0 | 428 | 5127 | 220 | 1283 | 0 | 305 | 1200 | 0 | 462 | 0 | 0 | 0 | 0 | 0 | 0 | 0 | 0 | 0
2040-08-23 | 13 | 30.74 | -23056 | -135 | -1339 | 0 | 0 | -17 | 4904 | 0 | 300 | 315 | 52 | 335 | 5205 | 3273 | 132 | 0 | 462 | 6076 | 220 | 1298 | 0 | 313 | 1200 | 0 | 462 | 0 | 0 | 0 | 0 | 0 | 0 | 0 | 0 | 0
2040-08-23 | 14 | 30.74 | -23371 | -112 | -1313 | 0 | 0 | -827 | 5162 | 0 | 300 | 315 | 52 | 335 | 4716 | 3273 | 171 | 0 | 520 | 7250 | 220 | 1304 | 0 | 341 | 1200 | 0 | 462 | 0 | 0 | 0 | 0 | 0 | 0 | 0 | 0 | 0
2040-08-23 | 15 | 30.74 | -22872 | -103 | -1182 | 0 | 0 | -672 | 5284 | 0 | 300 | 315 | 52 | 335 | 4413 | 3273 | 259 | 0 | 566 | 6496 | 220 | 1305 | 0 | 349 | 1200 | 0 | 462 | 0 | 0 | 0 | 0 | 0 | 0 | 0 | 0 | 0
2040-08-23 | 16 | 31.75 | -22204 | -103 | -1549 | 0 | 0 | 0 | 5168 | 0 | 300 | 315 | 52 | 335 | 4487 | 3273 | 388 | 0 | 585 | 5413 | 220 | 1320 | 0 | 338 | 1200 | 0 | 462 | 0 | 0 | 0 | 0 | 0 | 0 | 0 | 0 | 0
2040-08-23 | 17 | 37.44 | -21264 | -103 | -1996 | 0 | 0 | 0 | 4999 | 0 | 300 | 366 | 52 | 335 | 6010 | 3273 | 588 | 0 | 603 | 3281 | 220 | 1317 | 0 | 357 | 1200 | 0 | 462 | 0 | 0 | 0 | 0 | 0 | 0 | 0 | 0 | 0
2040-08-23 | 18 | 41.55 | -20557 | -112 | -2390 | 0 | 0 | 216 | 4613 | 0 | 300 | 409 | 52 | 335 | 7568 | 3273 | 548 | 0 | 606 | 1562 | 220 | 1301 | 0 | 394 | 1200 | 0 | 462 | 0 | 0 | 0 | 0 | 0 | 0 | 0 | 0 | 0
2040-08-23 | 19 | 41.55 | -20706 | -135 | -2285 | 0 | 0 | 952 | 4063 | 0 | 300 | 647 | 52 | 335 | 7984 | 3273 | 729 | 0 | 563 | 624 | 220 | 1289 | 0 | 431 | 1200 | 0 | 462 | 0 | 0 | 0 | 0 | 0 | 0 | 0 | 0 | 0
2040-08-23 | 20 | 40.99 | -20401 | -144 | -1602 | 0 | 0 | 0 | 3731 | 0 | 300 | 625 | 52 | 335 | 8669 | 3273 | 931 | 0 | 510 | 88 | 220 | 1307 | 0 | 444 | 1200 | 0 | 462 | 0 | 0 | 0 | 0 | 0 | 0 | 0 | 0 | 0
2040-08-23 | 21 | 37.86 | -19322 | -175 | -1471 | 0 | 0 | 0 | 3440 | 0 | 300 | 528 | 52 | 335 | 7618 | 3273 | 1222 | 0 | 538 | 0 | 220 | 1313 | 0 | 466 | 1200 | 0 | 462 | 0 | 0 | 0 | 0 | 0 | 0 | 0 | 0 | 0
2040-08-23 | 22 | 35.52 | -17772 | -211 | -1234 | 0 | 0 | 0 | 2536 | 0 | 300 | 366 | 52 | 335 | 6582 | 3273 | 1581 | 0 | 491 | 0 | 220 | 1314 | 0 | 505 | 1200 | 0 | 462 | 0 | 0 | 0 | 0 | 0 | 0 | 0 | 0 | 0
2040-08-23 | 23 | 33.86 | -16189 | -247 | -1024 | 0 | 0 | 0 | 1326 | 0 | 300 | 366 | 52 | 335 | 5965 | 3273 | 1580 | 0 | 514 | 0 | 220 | 1307 | 0 | 560 | 1200 | 0 | 462 | 0 | 0 | 0 | 0 | 0 | 0 | 0 | 0 | 0
2040-08-23 | 24 | 32.2 | -14941 | -292 | -840 | 0 | 0 | 0 | 528 | 0 | 300 | 366 | 52 | 335 | 5195 | 3273 | 1893 | 0 | 497 | 0 | 218 | 1277 | 0 | 476 | 1200 | 0 | 462 | 0 | 0 | 0 | 0 | 0 | 0 | 0 | 0 | 0
2040-08-24 | 1 | 12.94 | -14079 | -315 | -735 | 0 | 0 | -532 | 1490 | 0 | 300 | 315 | 52 | 175 | 3955 | 3273 | 1466 | 0 | 491 | 0 | 217 | 1263 | 0 | 1000 | 1200 | 0 | 462 | 0 | 0 | 0 | 0 | 0 | 0 | 0 | 0 | 0
2040-08-24 | 2 | 15.76 | -13517 | -341 | -657 | 0 | 0 | 0 | 729 | 0 | 220 | 315 | 52 | 160 | 3891 | 3273 | 1307 | 0 | 460 | 0 | 217 | 1227 | 0 | 1000 | 1200 | 0 | 462 | 0 | 0 | 0 | 0 | 0 | 0 | 0 | 0 | 0
2040-08-24 | 3 | 17.49 | -13206 | -395 | -578 | 0 | 0 | 45 | 528 | 0 | 0 | 315 | 52 | 157 | 3756 | 3273 | 1581 | 0 | 393 | 0 | 216 | 1211 | 0 | 989 | 1200 | 0 | 462 | 0 | 0 | 0 | 0 | 0 | 0 | 0 | 0 | 0
2040-08-24 | 4 | 17.49 | -13104 | -395 | -551 | 0 | 0 | 34 | 528 | 0 | 0 | 315 | 52 | 157 | 3517 | 3273 | 2226 | 0 | 342 | 0 | 210 | 1202 | 0 | 531 | 1200 | 0 | 462 | 0 | 0 | 0 | 0 | 0 | 0 | 0 | 0 | 0
2040-08-24 | 5 | 17.48 | -13289 | -427 | -525 | 0 | 0 | 0 | 528 | 0 | 0 | 315 | 52 | 157 | 3138 | 3273 | 2848 | 0 | 338 | 0 | 208 | 1194 | 0 | 527 | 1200 | 0 | 462 | 0 | 0 | 0 | 0 | 0 | 0 | 0 | 0 | 0
2040-08-24 | 6 | 12.94 | -13703 | -485 | -551 | 0 | 0 | -325 | 528 | 0 | 0 | 315 | 52 | 157 | 2932 | 3273 | 3903 | 0 | 330 | 0 | 212 | 1193 | 0 | 506 | 1200 | 0 | 462 | 0 | 0 | 0 | 0 | 0 | 0 | 0 | 0 | 0
2040-08-24 | 7 | 17.49 | -14719 | -485 | -709 | 0 | 0 | 349 | 608 | 0 | 0 | 315 | 52 | 157 | 3064 | 3273 | 4092 | 0 | 282 | 225 | 217 | 1188 | 0 | 428 | 1200 | 0 | 462 | 0 | 0 | 0 | 0 | 0 | 0 | 0 | 0 | 0
2040-08-24 | 8 | 17.48 | -15968 | -454 | -867 | 0 | 0 | 124 | 1580 | 0 | 0 | 315 | 52 | 157 | 2306 | 3273 | 4249 | 0 | 298 | 1453 | 220 | 1205 | 0 | 393 | 1200 | 0 | 462 | 0 | 0 | 0 | 0 | 0 | 0 | 0 | 0 | 0
2040-08-24 | 9 | 17.48 | -17120 | -368 | -1050 | 0 | 0 | 82 | 2716 | 0 | 0 | 314 | 52 | 157 | 453 | 3273 | 3863 | 0 | 279 | 3882 | 219 | 1235 | 0 | 350 | 1200 | 0 | 462 | 0 | 0 | 0 | 0 | 0 | 0 | 0 | 0 | 0
2040-08-24 | 10 | 5 | -18141 | -270 | -1234 | -54 | -118 | -1536 | 3752 | 0 | 0 | 314 | 52 | 157 | 100 | 3273 | 3471 | 0 | 268 | 6824 | 219 | 1260 | 0 | 0 | 1200 | 0 | 462 | 0 | 0 | 0 | 0 | 0 | 0 | 328 | 0 | 0
2040-08-24 | 11 | 5 | -18976 | -211 | -1182 | -908 | -80 | -1859 | 4513 | 0 | 0 | 314 | 52 | 157 | 0 | 3273 | 3282 | 0 | 213 | 9240 | 219 | 290 | 0 | 0 | 1200 | 0 | 462 | 0 | 0 | 0 | 0 | 982 | 0 | 307 | 0 | 0
2040-08-24 | 12 | 2 | -18951 | -175 | -1024 | -908 | -610 | -1859 | 5052 | 0 | 0 | 314 | 52 | 157 | 0 | 3273 | 3604 | 0 | 200 | 10040 | 0 | 0 | 0 | 0 | 372 | 0 | 462 | 0 | 0 | 0 | 220 | 1283 | 0 | 305 | 828 | 0
2040-08-24 | 13 | 2 | -18949 | -162 | -1339 | -908 | -610 | -1859 | 5258 | 0 | 0 | 314 | 52 | 157 | 0 | 3273 | 3350 | 0 | 158 | 9863 | 0 | 0 | 0 | 0 | 940 | 0 | 462 | 0 | 0 | 0 | 220 | 1298 | 0 | 313 | 260 | 0
2040-08-24 | 14 | 5 | -19107 | -162 | -1313 | -613 | 0 | -1859 | 5236 | 0 | 0 | 314 | 52 | 157 | 0 | 3273 | 3347 | 0 | 132 | 8673 | 206 | 0 | 0 | 0 | 1200 | 0 | 462 | 0 | 0 | 0 | 14 | 1304 | 0 | 341 | 0 | 0
2040-08-24 | 15 | 5 | -18758 | -144 | -1182 | -197 | 0 | -1859 | 5252 | 0 | 0 | 314 | 52 | 157 | 0 | 3273 | 3353 | 0 | 108 | 7967 | 0 | 0 | 0 | 0 | 1200 | 0 | 462 | 0 | 0 | 0 | 220 | 1305 | 0 | 349 | 0 | 0
2040-08-24 | 16 | 5 | -18373 | -135 | -1549 | 0 | 0 | -1561 | 5236 | 0 | 0 | 314 | 52 | 157 | 0 | 3273 | 3572 | 0 | 92 | 6631 | 220 | 407 | 0 | 0 | 1200 | 0 | 462 | 0 | 0 | 0 | 0 | 913 | 0 | 338 | 0 | 0
2040-08-24 | 17 | 10 | -17959 | -144 | -1996 | 0 | 0 | -1127 | 5284 | 0 | 0 | 314 | 52 | 157 | 0 | 3273 | 3649 | 0 | 80 | 5060 | 220 | 1317 | 0 | 155 | 1200 | 0 | 462 | 0 | 0 | 0 | 0 | 0 | 0 | 202 | 0 | 0
2040-08-24 | 18 | 15.55 | -17743 | -144 | -2390 | 374 | 0 | 318 | 5258 | 0 | 0 | 314 | 52 | 157 | 0 | 3273 | 4095 | 0 | 70 | 2788 | 220 | 1301 | 0 | 394 | 1200 | 0 | 462 | 0 | 0 | 0 | 0 | 0 | 0 | 0 | 0 | 0
2040-08-24 | 19 | 15.55 | -18017 | -162 | -2285 | 689 | 490 | 1710 | 5009 | 0 | 0 | 315 | 52 | 157 | 0 | 3273 | 4118 | 0 | 64 | 982 | 220 | 1289 | 0 | 431 | 1200 | 0 | 462 | 0 | 0 | 0 | 0 | 0 | 0 | 0 | 0 | 0
2040-08-24 | 20 | 23.37 | -17961 | -193 | -1602 | 757 | 508 | 1710 | 4719 | 0 | 0 | 315 | 52 | 188 | 0 | 3273 | 4443 | 0 | 67 | 90 | 220 | 1307 | 0 | 444 | 1200 | 0 | 462 | 0 | 0 | 0 | 0 | 0 | 0 | 0 | 0 | 0
2040-08-24 | 21 | 15.55 | -17267 | -229 | -1471 | 575 | 51 | 1710 | 4587 | 0 | 0 | 315 | 52 | 157 | 0 | 3273 | 4492 | 0 | 92 | 0 | 220 | 1313 | 0 | 466 | 1200 | 0 | 462 | 0 | 0 | 0 | 0 | 0 | 0 | 0 | 0 | 0
2040-08-24 | 22 | 15.55 | -16200 | -247 | -1234 | 41 | 0 | 1677 | 3815 | 0 | 0 | 314 | 52 | 157 | 0 | 3273 | 4554 | 0 | 96 | 0 | 220 | 1314 | 0 | 505 | 1200 | 0 | 462 | 0 | 0 | 0 | 0 | 0 | 0 | 0 | 0 | 0
2040-08-24 | 23 | 15.55 | -15050 | -270 | -1024 | 125 | 0 | 1341 | 2753 | 0 | 0 | 314 | 52 | 157 | 0 | 3273 | 4483 | 0 | 96 | 0 | 220 | 1307 | 0 | 560 | 1200 | 0 | 462 | 0 | 0 | 0 | 0 | 0 | 0 | 0 | 0 | 0
2040-08-24 | 24 | 15.55 | -13873 | -292 | -840 | 480 | 68 | 1442 | 1649 | 0 | 0 | 314 | 48 | 157 | 0 | 3273 | 3896 | 0 | 91 | 0 | 218 | 1277 | 0 | 476 | 1200 | 0 | 415 | 0 | 0 | 0 | 0 | 0 | 0 | 0 | 0 | 0
2040-08-25 | 1 | 10 | -13259 | -315 | -972 | 0 | 0 | -86 | 1353 | 0 | 0 | 314 | 52 | 157 | 1919 | 3273 | 3903 | 0 | 92 | 0 | 217 | 1263 | 0 | 425 | 1200 | 0 | 462 | 0 | 0 | 0 | 0 | 0 | 0 | 575 | 0 | 0
2040-08-25 | 2 | 10 | -12847 | -315 | -840 | 0 | 0 | -536 | 713 | 0 | 0 | 314 | 52 | 157 | 1919 | 3273 | 3961 | 0 | 89 | 0 | 217 | 1227 | 0 | 952 | 1200 | 0 | 462 | 0 | 0 | 0 | 0 | 0 | 0 | 48 | 0 | 0
2040-08-25 | 3 | 10 | -12591 | -368 | -762 | 0 | 0 | 0 | 528 | 0 | 0 | 314 | 52 | 157 | 1919 | 3273 | 4099 | 0 | 85 | 0 | 216 | 1211 | 0 | 202 | 1200 | 0 | 462 | 0 | 0 | 0 | 0 | 0 | 0 | 787 | 0 | 0
2040-08-25 | 4 | 10 | -12516 | -395 | -683 | 0 | 0 | 0 | 528 | 0 | 0 | 314 | 52 | 157 | 1919 | 3273 | 4119 | 0 | 85 | 0 | 210 | 1202 | 0 | 71 | 1200 | 0 | 462 | 0 | 0 | 0 | 0 | 0 | 0 | 460 | 0 | 0
2040-08-25 | 5 | 10 | -12622 | -427 | -683 | 0 | 0 | 0 | 528 | 0 | 0 | 314 | 52 | 157 | 2052 | 3273 | 4057 | 0 | 73 | 0 | 208 | 1194 | 0 | 159 | 1200 | 0 | 462 | 0 | 0 | 0 | 0 | 0 | 0 | 368 | 0 | 0
2040-08-25 | 6 | 10 | -12957 | -454 | -709 | 0 | 0 | 0 | 528 | 0 | 0 | 314 | 52 | 157 | 2197 | 3273 | 4077 | 0 | 70 | 0 | 212 | 1193 | 0 | 382 | 1200 | 0 | 462 | 0 | 0 | 0 | 0 | 0 | 0 | 124 | 0 | 0
2040-08-25 | 7 | 13.52 | -13784 | -427 | -788 | 46 | 2 | 514 | 528 | 0 | 0 | 315 | 52 | 157 | 2197 | 3273 | 4135 | 0 | 70 | 213 | 217 | 1188 | 0 | 428 | 1200 | 0 | 462 | 0 | 0 | 0 | 0 | 0 | 0 | 0 | 0 | 0
2040-08-25 | 8 | 13.52 | -15026 | -427 | -919 | 0 | 100 | 42 | 1374 | 0 | 0 | 314 | 52 | 157 | 2029 | 3273 | 4075 | 0 | 60 | 1414 | 220 | 1205 | 0 | 393 | 1200 | 0 | 462 | 0 | 0 | 0 | 0 | 0 | 0 | 0 | 0 | 0
2040-08-25 | 9 | 5 | -16050 | -341 | -1103 | 0 | 0 | -81 | 2563 | 0 | 0 | 314 | 52 | 157 | 1038 | 3273 | 4469 | 0 | 49 | 3256 | 219 | 522 | 0 | 0 | 1200 | 0 | 462 | 0 | 0 | 0 | 0 | 713 | 0 | 350 | 0 | 0
2040-08-25 | 10 | 2 | -16916 | -270 | -1313 | 0 | 0 | -1252 | 3577 | 0 | 0 | 314 | 52 | 157 | 1038 | 3273 | 4533 | 0 | 42 | 5397 | 0 | 0 | 0 | 0 | 913 | 0 | 453 | 0 | 0 | 0 | 219 | 1260 | 0 | 328 | 287 | 0
2040-08-25 | 11 | 0 | -17369 | -247 | -1182 | 0 | 0 | -1859 | 4206 | 0 | 0 | 277 | 48 | 157 | 718 | 3273 | 4324 | 0 | 44 | 7287 | 0 | 0 | 0 | 0 | 0 | 0 | 322 | 0 | 0 | 0 | 219 | 1272 | 0 | 307 | 1200 | 0
2040-08-25 | 12 | -4.07 | -17596 | -229 | -1313 | -458 | -118 | -1859 | 4687 | 0 | 0 | 186 | 48 | 157 | 718 | 3273 | 4399 | 0 | 52 | 7771 | 0 | 0 | 0 | 0 | 0 | 0 | 282 | 0 | 0 | 0 | 220 | 1283 | 0 | 305 | 1200 | 0
2040-08-25 | 13 | -4.07 | -17555 | -193 | -1418 | -645 | -579 | -1859 | 4941 | 0 | 0 | 186 | 48 | 157 | 278 | 3273 | 4533 | 0 | 55 | 8497 | 0 | 0 | 0 | 0 | 0 | 0 | 282 | 0 | 0 | 0 | 220 | 1298 | 0 | 313 | 1200 | 0
2040-08-25 | 14 | -4.07 | -17428 | -175 | -1471 | -516 | -610 | -1859 | 4930 | 0 | 0 | 186 | 48 | 157 | 133 | 3273 | 4562 | 0 | 56 | 8432 | 0 | 0 | 0 | 0 | 0 | 0 | 282 | 0 | 0 | 0 | 220 | 1304 | 0 | 341 | 1200 | 0
2040-08-25 | 15 | -4.07 | -17481 | -175 | -1523 | -612 | -112 | -1859 | 4856 | 0 | 0 | 186 | 48 | 157 | 133 | 3273 | 4646 | 0 | 53 | 8127 | 0 | 0 | 0 | 0 | 0 | 0 | 282 | 0 | 0 | 0 | 220 | 1305 | 0 | 349 | 1200 | 0
2040-08-25 | 16 | 2 | -17721 | -193 | -1444 | 0 | 0 | -1845 | 4856 | 0 | 0 | 314 | 52 | 157 | 133 | 3273 | 4737 | 0 | 46 | 7220 | 0 | 0 | 0 | 0 | 0 | 0 | 413 | 0 | 0 | 0 | 220 | 1320 | 0 | 338 | 1200 | 0
2040-08-25 | 17 | 2 | -17935 | -175 | -1444 | 0 | 0 | -1094 | 5057 | 0 | 0 | 314 | 52 | 157 | 0 | 3273 | 4735 | 0 | 45 | 5450 | 0 | 0 | 0 | 0 | 1110 | 0 | 453 | 0 | 0 | 0 | 220 | 1317 | 0 | 357 | 90 | 0
2040-08-25 | 18 | 5 | -17812 | -193 | -1471 | 0 | 0 | 74 | 5284 | 0 | 0 | 314 | 52 | 157 | 0 | 3273 | 4753 | 0 | 46 | 2896 | 220 | 742 | 0 | 0 | 1200 | 0 | 462 | 0 | 0 | 0 | 0 | 559 | 0 | 394 | 0 | 0
2040-08-25 | 19 | 5 | -17718 | -229 | -1523 | 32 | 24 | 1594 | 5242 | 0 | 0 | 314 | 52 | 157 | 0 | 3273 | 4728 | 0 | 42 | 840 | 220 | 1289 | 0 | 0 | 1200 | 0 | 462 | 0 | 0 | 0 | 0 | 0 | 0 | 431 | 0 | 0
2040-08-25 | 20 | 5 | -17623 | -270 | -1418 | 447 | 174 | 1709 | 5110 | 0 | 0 | 315 | 52 | 157 | 0 | 3273 | 4735 | 0 | 56 | 92 | 220 | 1307 | 0 | 0 | 1200 | 0 | 462 | 0 | 0 | 0 | 0 | 0 | 0 | 444 | 0 | 0
2040-08-25 | 21 | 5 | -16539 | -315 | -1339 | 9 | 0 | 1403 | 4999 | 0 | 0 | 314 | 52 | 157 | 0 | 3273 | 4689 | 0 | 100 | 0 | 220 | 1313 | 0 | 0 | 1200 | 0 | 462 | 0 | 0 | 0 | 0 | 0 | 0 | 466 | 0 | 0
2040-08-25 | 22 | 5 | -14919 | -368 | -1208 | 376 | 0 | 1688 | 3958 | 0 | 0 | 314 | 52 | 157 | 0 | 3273 | 4581 | 0 | 110 | 0 | 220 | 103 | 0 | 0 | 1200 | 0 | 462 | 0 | 0 | 0 | 0 | 1211 | 0 | 505 | 0 | 0
2040-08-25 | 23 | 5 | -13592 | -454 | -1208 | 393 | 412 | 1711 | 2594 | 0 | 0 | 314 | 52 | 157 | 0 | 3273 | 4567 | 0 | 117 | 0 | 0 | 0 | 0 | 0 | 1200 | 0 | 462 | 0 | 0 | 0 | 220 | 1307 | 0 | 560 | 0 | 0
2040-08-25 | 24 | 5 | -12685 | -485 | -1103 | 615 | 508 | 1763 | 1374 | 0 | 0 | 314 | 48 | 157 | 0 | 3273 | 4494 | 0 | 111 | 0 | 0 | 0 | 0 | 0 | 1200 | 0 | 415 | 0 | 0 | 0 | 218 | 1277 | 0 | 476 | 0 | 0
2040-08-26 | 1 | 10 | -12208 | -553 | -972 | 0 | 0 | -96 | 528 | 0 | 0 | 314 | 52 | 157 | 1344 | 3273 | 4283 | 0 | 106 | 0 | 217 | 1263 | 0 | 627 | 1200 | 0 | 462 | 0 | 0 | 0 | 0 | 0 | 0 | 373 | 0 | 0
2040-08-26 | 2 | 10 | -11918 | -553 | -840 | 0 | 0 | -940 | 528 | 0 | 0 | 314 | 52 | 157 | 1344 | 3273 | 4367 | 0 | 108 | 0 | 217 | 1227 | 0 | 1000 | 1200 | 0 | 462 | 0 | 0 | 0 | 0 | 0 | 0 | 0 | 0 | 0
2040-08-26 | 3 | 10 | -11868 | -589 | -762 | 0 | 0 | -791 | 528 | 0 | 0 | 314 | 52 | 157 | 1344 | 3273 | 4165 | 0 | 96 | 0 | 216 | 1211 | 0 | 989 | 1200 | 0 | 462 | 0 | 0 | 0 | 0 | 0 | 0 | 0 | 0 | 0
2040-08-26 | 4 | 10 | -12163 | -625 | -683 | 0 | 0 | -1284 | 528 | 0 | 0 | 314 | 52 | 157 | 2587 | 3273 | 4142 | 0 | 94 | 0 | 210 | 1202 | 0 | 531 | 1200 | 0 | 462 | 0 | 0 | 0 | 0 | 0 | 0 | 0 | 0 | 0
2040-08-26 | 5 | 10 | -13205 | -665 | -683 | 0 | 0 | -196 | 528 | 0 | 0 | 315 | 52 | 157 | 2972 | 3273 | 4252 | 0 | 83 | 0 | 208 | 1194 | 0 | 51 | 1200 | 0 | 462 | 0 | 0 | 0 | 0 | 0 | 0 | 476 | 0 | 0
2040-08-26 | 6 | 13.52 | -14755 | -705 | -709 | 0 | 0 | 265 | 528 | 0 | 0 | 315 | 52 | 157 | 3475 | 3273 | 4449 | 0 | 80 | 0 | 212 | 1193 | 0 | 506 | 1200 | 0 | 462 | 0 | 0 | 0 | 0 | 0 | 0 | 0 | 0 | 0
2040-08-26 | 7 | 13.52 | -16204 | -705 | -788 | 46 | 102 | 1194 | 703 | 0 | 0 | 353 | 52 | 157 | 3475 | 3273 | 4539 | 0 | 81 | 226 | 217 | 1188 | 0 | 428 | 1200 | 0 | 462 | 0 | 0 | 0 | 0 | 0 | 0 | 0 | 0 | 0
2040-08-26 | 8 | 10 | -17191 | -625 | -919 | 0 | 0 | 0 | 1865 | 0 | 0 | 315 | 52 | 157 | 3430 | 3273 | 4699 | 0 | 61 | 1415 | 220 | 1205 | 0 | 379 | 1200 | 0 | 462 | 0 | 0 | 0 | 0 | 0 | 0 | 14 | 0 | 0
2040-08-26 | 9 | 5 | -18142 | -485 | -1103 | 0 | 0 | -1292 | 2653 | 0 | 0 | 314 | 52 | 157 | 2829 | 3273 | 4700 | 0 | 65 | 3862 | 219 | 1235 | 0 | 0 | 1200 | 0 | 462 | 0 | 0 | 0 | 0 | 0 | 0 | 350 | 0 | 0
2040-08-26 | 10 | 5 | -19316 | -368 | -1313 | 0 | 0 | -1805 | 3456 | 0 | 0 | 314 | 52 | 157 | 2076 | 3273 | 4525 | 0 | 54 | 6911 | 219 | 111 | 0 | 0 | 1200 | 0 | 453 | 0 | 0 | 0 | 0 | 1149 | 0 | 328 | 0 | 0
2040-08-26 | 11 | 0.13 | -19898 | -247 | -1182 | -800 | 0 | -1859 | 4180 | 0 | 0 | 314 | 52 | 157 | 1756 | 3273 | 4406 | 0 | 50 | 9415 | 0 | 0 | 0 | 0 | 0 | 0 | 381 | 0 | 0 | 0 | 219 | 1272 | 0 | 307 | 1200 | 0
2040-08-26 | 12 | -30 | -20238 | -211 | -1313 | -908 | -610 | -1859 | 4687 | 0 | 0 | 178 | 48 | 157 | 1408 | 3273 | 4317 | 0 | 0 | 10790 | 0 | 0 | 0 | 0 | 0 | 0 | 282 | 0 | 48 | 0 | 220 | 1283 | 0 | 305 | 1200 | 0
2040-08-26 | 13 | 0 | -20478 | -175 | -1418 | -908 | -610 | -1859 | 4999 | 0 | 0 | 226 | 48 | 157 | 1263 | 3273 | 4093 | 0 | 59 | 11050 | 0 | 0 | 0 | 0 | 0 | 0 | 282 | 0 | 0 | 0 | 220 | 1298 | 0 | 313 | 1200 | 0
2040-08-26 | 14 | 0 | -20551 | -162 | -1471 | -908 | -199 | -1859 | 5210 | 0 | 0 | 195 | 48 | 157 | 1263 | 3273 | 4043 | 0 | 62 | 10608 | 0 | 0 | 0 | 0 | 0 | 0 | 291 | 0 | 0 | 0 | 220 | 1304 | 0 | 341 | 1200 | 0
2040-08-26 | 15 | 0.13 | -20512 | -135 | -1523 | -549 | 0 | -1859 | 5284 | 0 | 0 | 314 | 52 | 157 | 1263 | 3273 | 3720 | 0 | 54 | 10069 | 0 | 0 | 0 | 0 | 0 | 0 | 389 | 0 | 0 | 0 | 220 | 1305 | 0 | 349 | 1200 | 0
2040-08-26 | 16 | 5 | -20465 | -135 | -1444 | 0 | 0 | -1168 | 5189 | 0 | 0 | 314 | 52 | 157 | 310 | 3273 | 3570 | 0 | 43 | 8364 | 220 | 57 | 0 | 0 | 1200 | 0 | 462 | 0 | 0 | 0 | 0 | 1263 | 0 | 338 | 0 | 0
2040-08-26 | 17 | 10 | -20422 | -135 | -1444 | 0 | 0 | 0 | 5152 | 0 | 0 | 314 | 52 | 157 | 185 | 3273 | 3432 | 0 | 35 | 5937 | 220 | 1317 | 0 | 264 | 1200 | 0 | 462 | 0 | 0 | 0 | 0 | 0 | 0 | 93 | 0 | 0
2040-08-26 | 18 | 19.2 | -20025 | -144 | -1471 | 0 | 0 | 992 | 5147 | 0 | 0 | 315 | 52 | 173 | 1739 | 3273 | 3392 | 0 | 34 | 2945 | 220 | 1301 | 0 | 394 | 1200 | 0 | 462 | 0 | 0 | 0 | 0 | 0 | 0 | 0 | 0 | 0
2040-08-26 | 19 | 33.6 | -19691 | -162 | -1523 | 616 | 48 | 1744 | 4882 | 0 | 0 | 315 | 52 | 332 | 2724 | 3273 | 2779 | 0 | 36 | 971 | 220 | 1289 | 0 | 431 | 1200 | 0 | 462 | 0 | 0 | 0 | 0 | 0 | 0 | 0 | 0 | 0
2040-08-26 | 20 | 33.6 | -19267 | -193 | -1418 | 876 | 605 | 1859 | 4571 | 0 | 0 | 366 | 52 | 335 | 2845 | 3273 | 2325 | 0 | 51 | 86 | 220 | 1307 | 0 | 444 | 1200 | 0 | 462 | 0 | 0 | 0 | 0 | 0 | 0 | 0 | 0 | 0
2040-08-26 | 21 | 33.6 | -17857 | -247 | -1339 | 552 | 445 | 1744 | 4222 | 0 | 0 | 315 | 52 | 335 | 2544 | 3273 | 2233 | 0 | 67 | 0 | 220 | 1313 | 0 | 466 | 1200 | 0 | 462 | 0 | 0 | 0 | 0 | 0 | 0 | 0 | 0 | 0
2040-08-26 | 22 | 33.6 | -15923 | -292 | -1208 | 649 | 8 | 1537 | 3044 | 0 | 0 | 315 | 52 | 335 | 2811 | 3273 | 1628 | 0 | 69 | 0 | 220 | 1314 | 0 | 505 | 1200 | 0 | 462 | 0 | 0 | 0 | 0 | 0 | 0 | 0 | 0 | 0
2040-08-26 | 23 | 33.6 | -14367 | -368 | -1208 | 353 | 0 | 1706 | 1590 | 0 | 0 | 315 | 52 | 335 | 2790 | 3273 | 1701 | 0 | 77 | 0 | 220 | 1307 | 0 | 560 | 1200 | 0 | 462 | 0 | 0 | 0 | 0 | 0 | 0 | 0 | 0 | 0
2040-08-26 | 24 | 33.6 | -13537 | -395 | -1103 | 458 | 113 | 1539 | 528 | 0 | 0 | 315 | 52 | 335 | 3210 | 3273 | 1494 | 0 | 84 | 0 | 218 | 1277 | 0 | 476 | 1200 | 0 | 462 | 0 | 0 | 0 | 0 | 0 | 0 | 0 | 0 | 0
2040-08-27 | 1 | 28.05 | -12893 | -454 | -735 | 0 | 0 | -205 | 528 | 0 | 0 | 315 | 52 | 335 | 4402 | 3273 | 1159 | 0 | 81 | 0 | 217 | 1263 | 0 | 1000 | 1200 | 0 | 462 | 0 | 0 | 0 | 0 | 0 | 0 | 0 | 0 | 0
2040-08-27 | 2 | 28.05 | -12514 | -485 | -657 | 0 | 0 | -385 | 528 | 0 | 300 | 315 | 52 | 335 | 4309 | 3273 | 738 | 0 | 84 | 0 | 217 | 1227 | 0 | 1000 | 1200 | 0 | 462 | 0 | 0 | 0 | 0 | 0 | 0 | 0 | 0 | 0
2040-08-27 | 3 | 28.05 | -12397 | -553 | -578 | 0 | 0 | -200 | 528 | 0 | 300 | 315 | 52 | 335 | 4309 | 3273 | 453 | 0 | 83 | 0 | 216 | 1211 | 0 | 989 | 1200 | 0 | 462 | 0 | 0 | 0 | 0 | 0 | 0 | 0 | 0 | 0
2040-08-27 | 4 | 31.49 | -12677 | -553 | -551 | 0 | 0 | 0 | 528 | 0 | 300 | 315 | 52 | 335 | 4855 | 3273 | 426 | 0 | 91 | 0 | 210 | 1202 | 0 | 531 | 1200 | 0 | 462 | 0 | 0 | 0 | 0 | 0 | 0 | 0 | 0 | 0
2040-08-27 | 5 | 33.97 | -13712 | -589 | -525 | 0 | 0 | 0 | 528 | 0 | 300 | 353 | 52 | 335 | 5862 | 3273 | 429 | 0 | 101 | 0 | 208 | 1194 | 0 | 527 | 1200 | 0 | 462 | 0 | 0 | 0 | 0 | 0 | 0 | 0 | 0 | 0
2040-08-27 | 6 | 37.56 | -15207 | -589 | -551 | 0 | 0 | 0 | 528 | 0 | 300 | 366 | 52 | 335 | 7537 | 3273 | 278 | 0 | 104 | 0 | 212 | 1193 | 0 | 506 | 1200 | 0 | 462 | 0 | 0 | 0 | 0 | 0 | 0 | 0 | 0 | 0
2040-08-27 | 7 | 37.91 | -16597 | -625 | -709 | 0 | 0 | 585 | 856 | 0 | 300 | 544 | 52 | 335 | 7874 | 3273 | 321 | 0 | 103 | 192 | 217 | 1188 | 0 | 428 | 1200 | 0 | 462 | 0 | 0 | 0 | 0 | 0 | 0 | 0 | 0 | 0
2040-08-27 | 8 | 37.24 | -17579 | -553 | -867 | 0 | 0 | 0 | 1992 | 0 | 300 | 366 | 52 | 335 | 7471 | 3273 | 240 | 0 | 102 | 1387 | 220 | 1205 | 0 | 393 | 1200 | 0 | 462 | 0 | 0 | 0 | 0 | 0 | 0 | 0 | 0 | 0
2040-08-27 | 9 | 32.2 | -18544 | -427 | -1050 | 0 | 0 | 0 | 2785 | 0 | 300 | 315 | 52 | 335 | 5581 | 3273 | 176 | 0 | 68 | 3669 | 219 | 1235 | 0 | 350 | 1200 | 0 | 462 | 0 | 0 | 0 | 0 | 0 | 0 | 0 | 0 | 0
2040-08-27 | 10 | 25.77 | -19544 | -292 | -1234 | 0 | 0 | -942 | 3567 | 0 | 300 | 314 | 52 | 335 | 4332 | 3273 | 136 | 0 | 44 | 6190 | 219 | 1260 | 0 | 328 | 1200 | 0 | 462 | 0 | 0 | 0 | 0 | 0 | 0 | 0 | 0 | 0
2040-08-27 | 11 | 25.42 | -20335 | -211 | -1182 | 0 | -202 | -1859 | 4232 | 0 | 300 | 314 | 52 | 335 | 3678 | 3273 | 142 | 0 | 38 | 7964 | 219 | 1272 | 0 | 307 | 1200 | 0 | 462 | 0 | 0 | 0 | 0 | 0 | 0 | 0 | 0 | 0
2040-08-27 | 12 | 24.36 | -20294 | -175 | -1024 | -180 | -610 | -1859 | 4697 | 0 | 300 | 314 | 52 | 335 | 2820 | 3273 | 282 | 0 | 32 | 8566 | 220 | 1283 | 0 | 305 | 1200 | 0 | 462 | 0 | 0 | 0 | 0 | 0 | 0 | 0 | 0 | 0
2040-08-27 | 13 | 25.42 | -20653 | -144 | -1339 | 0 | -181 | -1859 | 4856 | 0 | 300 | 314 | 52 | 335 | 2448 | 3273 | 355 | 0 | 31 | 8718 | 220 | 1298 | 0 | 313 | 1200 | 0 | 462 | 0 | 0 | 0 | 0 | 0 | 0 | 0 | 0 | 0
2040-08-27 | 14 | 25.42 | -20990 | -144 | -1313 | 0 | -329 | -1859 | 5125 | 0 | 300 | 314 | 52 | 335 | 2444 | 3273 | 269 | 0 | 44 | 8951 | 220 | 1304 | 0 | 341 | 1200 | 0 | 462 | 0 | 0 | 0 | 0 | 0 | 0 | 0 | 0 | 0
2040-08-27 | 15 | 25.77 | -20579 | -144 | -1182 | 0 | 0 | -1725 | 5284 | 0 | 300 | 314 | 52 | 335 | 2444 | 3273 | 195 | 0 | 58 | 7838 | 220 | 1305 | 0 | 349 | 1200 | 0 | 462 | 0 | 0 | 0 | 0 | 0 | 0 | 0 | 0 | 0
2040-08-27 | 16 | 31.49 | -20061 | -144 | -1549 | 0 | 0 | 0 | 5226 | 0 | 300 | 314 | 52 | 335 | 2573 | 3273 | 160 | 0 | 70 | 5910 | 220 | 1320 | 0 | 338 | 1200 | 0 | 462 | 0 | 0 | 0 | 0 | 0 | 0 | 0 | 0 | 0
2040-08-27 | 17 | 34.83 | -19621 | -135 | -1996 | 0 | 0 | 165 | 5152 | 0 | 300 | 315 | 52 | 335 | 4205 | 3273 | 188 | 0 | 77 | 4133 | 220 | 1317 | 0 | 357 | 1200 | 0 | 462 | 0 | 0 | 0 | 0 | 0 | 0 | 0 | 0 | 0
2040-08-27 | 18 | 34.83 | -19315 | -144 | -2390 | 0 | 0 | 1378 | 5115 | 0 | 300 | 366 | 52 | 335 | 4795 | 3273 | 185 | 0 | 89 | 2384 | 220 | 1301 | 0 | 394 | 1200 | 0 | 462 | 0 | 0 | 0 | 0 | 0 | 0 | 0 | 0 | 0
2040-08-27 | 19 | 38.06 | -19831 | -162 | -2285 | 154 | 610 | 1859 | 4819 | 0 | 300 | 543 | 52 | 335 | 5667 | 3273 | 138 | 0 | 117 | 808 | 220 | 1289 | 0 | 431 | 1200 | 0 | 462 | 0 | 0 | 0 | 0 | 0 | 0 | 0 | 0 | 0
2040-08-27 | 20 | 36.05 | -19656 | -175 | -1602 | 0 | 527 | 1859 | 4734 | 0 | 300 | 523 | 52 | 335 | 5798 | 3273 | 136 | 0 | 195 | 66 | 220 | 1307 | 0 | 444 | 1200 | 0 | 462 | 0 | 0 | 0 | 0 | 0 | 0 | 0 | 0 | 0
2040-08-27 | 21 | 34.83 | -18453 | -211 | -1471 | 0 | 0 | 1212 | 4513 | 0 | 300 | 366 | 52 | 335 | 6009 | 3273 | 163 | 0 | 251 | 0 | 220 | 1313 | 0 | 466 | 1200 | 0 | 462 | 0 | 0 | 0 | 0 | 0 | 0 | 0 | 0 | 0
2040-08-27 | 22 | 34.83 | -16812 | -229 | -1234 | 0 | 0 | 414 | 3398 | 0 | 300 | 366 | 52 | 335 | 6009 | 3273 | 120 | 0 | 307 | 0 | 220 | 1314 | 0 | 505 | 1200 | 0 | 462 | 0 | 0 | 0 | 0 | 0 | 0 | 0 | 0 | 0
2040-08-27 | 23 | 34.83 | -15390 | -247 | -1024 | 0 | 0 | 207 | 1976 | 0 | 300 | 366 | 52 | 335 | 6009 | 3273 | 50 | 0 | 344 | 0 | 220 | 1307 | 0 | 560 | 1200 | 0 | 462 | 0 | 0 | 0 | 0 | 0 | 0 | 0 | 0 | 0
2040-08-27 | 24 | 34.83 | -14376 | -270 | -840 | 0 | 0 | 383 | 761 | 0 | 300 | 366 | 52 | 335 | 5985 | 3273 | 32 | 0 | 365 | 0 | 218 | 1277 | 0 | 476 | 1200 | 0 | 462 | 0 | 0 | 0 | 0 | 0 | 0 | 0 | 0 | 0
2040-08-28 | 1 | 32.2 | -13781 | -292 | -735 | 0 | 0 | 0 | 528 | 0 | 300 | 315 | 52 | 335 | 5476 | 3273 | 40 | 0 | 346 | 0 | 217 | 1263 | 0 | 1000 | 1200 | 0 | 462 | 0 | 0 | 0 | 0 | 0 | 0 | 0 | 0 | 0
2040-08-28 | 2 | 31.75 | -13516 | -292 | -657 | 0 | 0 | 0 | 528 | 0 | 300 | 315 | 52 | 335 | 5182 | 3273 | 45 | 0 | 327 | 0 | 217 | 1227 | 0 | 1000 | 1200 | 0 | 462 | 0 | 0 | 0 | 0 | 0 | 0 | 0 | 0 | 0
2040-08-28 | 3 | 30.53 | -13405 | -292 | -578 | 0 | 0 | 0 | 528 | 0 | 300 | 315 | 52 | 335 | 5019 | 3273 | 60 | 0 | 313 | 0 | 216 | 1211 | 0 | 989 | 1200 | 0 | 462 | 0 | 0 | 0 | 0 | 0 | 0 | 0 | 0 | 0
2040-08-28 | 4 | 34.45 | -13710 | -292 | -551 | 0 | 0 | 0 | 528 | 0 | 300 | 315 | 52 | 335 | 5827 | 3273 | 49 | 0 | 268 | 0 | 210 | 1202 | 0 | 531 | 1200 | 0 | 462 | 0 | 0 | 0 | 0 | 0 | 0 | 0 | 0 | 0
2040-08-28 | 5 | 36.05 | -14854 | -315 | -525 | 0 | 0 | 0 | 528 | 0 | 300 | 366 | 52 | 335 | 6940 | 3273 | 60 | 0 | 248 | 0 | 208 | 1194 | 0 | 527 | 1200 | 0 | 462 | 0 | 0 | 0 | 0 | 0 | 0 | 0 | 0 | 0
2040-08-28 | 6 | 38.06 | -16596 | -341 | -551 | 0 | 0 | 0 | 528 | 0 | 300 | 544 | 52 | 335 | 8548 | 3273 | 142 | 0 | 193 | 0 | 212 | 1193 | 0 | 506 | 1200 | 0 | 462 | 0 | 0 | 0 | 0 | 0 | 0 | 0 | 0 | 0
2040-08-28 | 7 | 39.52 | -18092 | -341 | -709 | 0 | 0 | 0 | 819 | 0 | 300 | 739 | 52 | 335 | 9503 | 3273 | 283 | 0 | 166 | 177 | 217 | 1188 | 0 | 428 | 1200 | 0 | 462 | 0 | 0 | 0 | 0 | 0 | 0 | 0 | 0 | 0
2040-08-28 | 8 | 37.91 | -19082 | -315 | -867 | 0 | 0 | 0 | 1981 | 0 | 300 | 544 | 52 | 335 | 8452 | 3273 | 545 | 0 | 137 | 1163 | 220 | 1205 | 0 | 393 | 1200 | 0 | 462 | 0 | 0 | 0 | 0 | 0 | 0 | 0 | 0 | 0
2040-08-28 | 9 | 34.83 | -20002 | -270 | -1050 | 0 | 0 | 0 | 2785 | 0 | 300 | 366 | 52 | 335 | 6407 | 3273 | 1063 | 0 | 101 | 3174 | 219 | 1235 | 0 | 350 | 1200 | 0 | 462 | 0 | 0 | 0 | 0 | 0 | 0 | 0 | 0 | 0
2040-08-28 | 10 | 28.34 | -21033 | -211 | -1234 | 0 | 0 | -273 | 3535 | 0 | 0 | 315 | 52 | 335 | 4893 | 3273 | 1756 | 0 | 78 | 5045 | 219 | 1260 | 0 | 328 | 1200 | 0 | 462 | 0 | 0 | 0 | 0 | 0 | 0 | 0 | 0 | 0
2040-08-28 | 11 | 28.34 | -22002 | -175 | -1182 | 0 | 0 | -1357 | 4217 | 0 | 0 | 315 | 52 | 335 | 4268 | 3273 | 2018 | 0 | 73 | 6705 | 219 | 1272 | 0 | 307 | 1200 | 0 | 462 | 0 | 0 | 0 | 0 | 0 | 0 | 0 | 0 | 0
2040-08-28 | 12 | 24.57 | -22266 | -135 | -1024 | -223 | -610 | -1859 | 4777 | 0 | 0 | 314 | 52 | 335 | 3941 | 3273 | 2071 | 0 | 107 | 7776 | 220 | 1283 | 0 | 305 | 1200 | 0 | 462 | 0 | 0 | 0 | 0 | 0 | 0 | 0 | 0 | 0
2040-08-28 | 13 | 28.34 | -22463 | -121 | -1339 | 0 | 0 | -550 | 5162 | 0 | 0 | 314 | 52 | 335 | 2668 | 3273 | 2115 | 0 | 177 | 6884 | 220 | 1298 | 0 | 313 | 1200 | 0 | 462 | 0 | 0 | 0 | 0 | 0 | 0 | 0 | 0 | 0
2040-08-28 | 14 | 38.3 | -22423 | -112 | -1313 | 12 | 0 | 276 | 5284 | 0 | 0 | 315 | 52 | 335 | 3926 | 3273 | 1815 | 0 | 211 | 4821 | 220 | 1304 | 0 | 341 | 1200 | 0 | 462 | 0 | 0 | 0 | 0 | 0 | 0 | 0 | 0 | 0
2040-08-28 | 15 | 38.3 | -21739 | -135 | -1182 | 2 | 0 | 315 | 5173 | 0 | 0 | 315 | 52 | 335 | 3863 | 3273 | 2247 | 0 | 233 | 3711 | 220 | 1305 | 0 | 349 | 1200 | 0 | 462 | 0 | 0 | 0 | 0 | 0 | 0 | 0 | 0 | 0
2040-08-28 | 16 | 38.3 | -21112 | -144 | -1549 | 0 | 139 | 1239 | 4930 | 0 | 0 | 366 | 52 | 335 | 3928 | 3273 | 2702 | 0 | 247 | 2054 | 220 | 1320 | 0 | 338 | 1200 | 0 | 462 | 0 | 0 | 0 | 0 | 0 | 0 | 0 | 0 | 0
2040-08-28 | 17 | 38.3 | -20767 | -175 | -1996 | 132 | 284 | 648 | 4814 | 0 | 0 | 366 | 52 | 335 | 4769 | 3273 | 3251 | 0 | 248 | 1210 | 220 | 1317 | 0 | 357 | 1200 | 0 | 462 | 0 | 0 | 0 | 0 | 0 | 0 | 0 | 0 | 0
2040-08-28 | 18 | 38.3 | -20671 | -193 | -2390 | 46 | 102 | 510 | 4861 | 0 | 0 | 366 | 52 | 335 | 4922 | 3273 | 4146 | 0 | 231 | 831 | 220 | 1301 | 0 | 394 | 1200 | 0 | 462 | 0 | 0 | 0 | 0 | 0 | 0 | 0 | 0 | 0
2040-08-28 | 19 | 36.23 | -21231 | -193 | -2285 | 0 | 0 | 0 | 4724 | 0 | 0 | 399 | 52 | 335 | 6141 | 3273 | 4502 | 0 | 227 | 453 | 220 | 1289 | 0 | 431 | 1200 | 0 | 462 | 0 | 0 | 0 | 0 | 0 | 0 | 0 | 0 | 0
2040-08-28 | 20 | 34.54 | -20919 | -211 | -1602 | 0 | 0 | 0 | 4676 | 0 | 0 | 366 | 52 | 335 | 5511 | 3273 | 4625 | 0 | 217 | 44 | 220 | 1307 | 0 | 444 | 1200 | 0 | 462 | 0 | 0 | 0 | 0 | 0 | 0 | 0 | 0 | 0
2040-08-28 | 21 | 24.36 | -19872 | -211 | -1471 | 0 | 0 | 0 | 4338 | 0 | 0 | 366 | 52 | 319 | 4598 | 3273 | 4714 | 0 | 231 | 0 | 220 | 1313 | 0 | 466 | 1200 | 0 | 462 | 0 | 0 | 0 | 0 | 0 | 0 | 0 | 0 | 0
2040-08-28 | 22 | 14.02 | -18328 | -211 | -1234 | 0 | 0 | -13 | 3403 | 0 | 0 | 315 | 52 | 160 | 4059 | 3273 | 4587 | 0 | 236 | 0 | 220 | 1314 | 0 | 505 | 1200 | 0 | 462 | 0 | 0 | 0 | 0 | 0 | 0 | 0 | 0 | 0
2040-08-28 | 23 | 14.02 | -16884 | -211 | -1024 | 0 | 0 | -91 | 2129 | 0 | 0 | 315 | 52 | 157 | 3959 | 3273 | 4376 | 0 | 199 | 0 | 220 | 1307 | 0 | 560 | 1200 | 0 | 462 | 0 | 0 | 0 | 0 | 0 | 0 | 0 | 0 | 0
2040-08-28 | 24 | 18.94 | -15883 | -229 | -840 | 0 | 0 | 77 | 978 | 0 | 0 | 315 | 52 | 157 | 3866 | 3273 | 4429 | 0 | 171 | 0 | 218 | 1277 | 0 | 476 | 1200 | 0 | 462 | 0 | 0 | 0 | 0 | 0 | 0 | 0 | 0 | 0
2040-08-29 | 1 | 28.67 | -15303 | -229 | -735 | 0 | -185 | -761 | 528 | 0 | 0 | 315 | 52 | 317 | 4355 | 3273 | 4079 | 0 | 151 | 0 | 217 | 1263 | 0 | 1000 | 1200 | 0 | 462 | 0 | 0 | 0 | 0 | 0 | 0 | 0 | 0 | 0
2040-08-29 | 2 | 28.67 | -14934 | -229 | -657 | 0 | 0 | -1300 | 528 | 0 | 0 | 315 | 52 | 332 | 4191 | 3273 | 4185 | 0 | 136 | 0 | 217 | 1227 | 0 | 1000 | 1200 | 0 | 462 | 0 | 0 | 0 | 0 | 0 | 0 | 0 | 0 | 0
2040-08-29 | 3 | 28.67 | -14752 | -229 | -578 | 0 | 0 | -1218 | 528 | 0 | 0 | 315 | 52 | 335 | 4056 | 3273 | 3985 | 0 | 154 | 0 | 216 | 1211 | 0 | 989 | 1200 | 0 | 462 | 0 | 0 | 0 | 0 | 0 | 0 | 0 | 0 | 0
2040-08-29 | 4 | 34.45 | -14999 | -229 | -551 | 0 | 0 | 0 | 528 | 0 | 0 | 315 | 52 | 335 | 4779 | 3273 | 2695 | 0 | 196 | 0 | 210 | 1202 | 0 | 531 | 1200 | 0 | 462 | 0 | 0 | 0 | 0 | 0 | 0 | 0 | 0 | 0
2040-08-29 | 5 | 35.37 | -16067 | -229 | -525 | 0 | 0 | 0 | 528 | 0 | 0 | 366 | 52 | 335 | 5142 | 3273 | 3305 | 0 | 229 | 0 | 208 | 1194 | 0 | 527 | 1200 | 0 | 462 | 0 | 0 | 0 | 0 | 0 | 0 | 0 | 0 | 0
2040-08-29 | 6 | 38.74 | -17913 | -247 | -551 | 0 | 0 | 380 | 528 | 0 | 0 | 544 | 52 | 335 | 6870 | 3273 | 2915 | 0 | 240 | 0 | 212 | 1193 | 0 | 506 | 1200 | 0 | 462 | 0 | 0 | 0 | 0 | 0 | 0 | 0 | 0 | 0
2040-08-29 | 7 | 38.74 | -19265 | -270 | -709 | 0 | 0 | 803 | 528 | 0 | 0 | 815 | 52 | 335 | 7545 | 3273 | 3028 | 0 | 239 | 131 | 217 | 1188 | 0 | 428 | 1200 | 0 | 462 | 0 | 0 | 0 | 0 | 0 | 0 | 0 | 0 | 0
2040-08-29 | 8 | 38.74 | -20144 | -270 | -867 | 0 | 0 | 62 | 1273 | 0 | 0 | 815 | 52 | 335 | 8456 | 3273 | 2265 | 0 | 234 | 1033 | 220 | 1205 | 0 | 393 | 1200 | 0 | 462 | 0 | 0 | 0 | 0 | 0 | 0 | 0 | 0 | 0
2040-08-29 | 9 | 38.48 | -21149 | -247 | -1050 | 0 | 0 | 0 | 1939 | 0 | 0 | 554 | 52 | 335 | 8379 | 3273 | 1164 | 0 | 211 | 3074 | 219 | 1235 | 0 | 350 | 1200 | 0 | 462 | 0 | 0 | 0 | 0 | 0 | 0 | 0 | 0 | 0
2040-08-29 | 10 | 35.74 | -22303 | -193 | -1234 | 0 | 0 | 0 | 2674 | 0 | 0 | 366 | 52 | 335 | 6901 | 3273 | 586 | 0 | 165 | 5909 | 219 | 1260 | 0 | 328 | 1200 | 0 | 462 | 0 | 0 | 0 | 0 | 0 | 0 | 0 | 0 | 0
2040-08-29 | 11 | 28.67 | -23416 | -135 | -1182 | 0 | -200 | 0 | 3355 | 0 | 0 | 315 | 52 | 335 | 5057 | 3273 | 632 | 0 | 137 | 8315 | 219 | 1272 | 0 | 307 | 1200 | 0 | 462 | 0 | 0 | 0 | 0 | 0 | 0 | 0 | 0 | 0
2040-08-29 | 12 | 28.67 | -23887 | -103 | -1024 | 0 | -247 | -1859 | 3952 | 0 | 0 | 314 | 52 | 335 | 4666 | 3273 | 836 | 0 | 141 | 10080 | 220 | 1283 | 0 | 305 | 1200 | 0 | 462 | 0 | 0 | 0 | 0 | 0 | 0 | 0 | 0 | 0
2040-08-29 | 13 | 28.67 | -24636 | -85 | -1339 | 0 | 0 | -1833 | 4433 | 0 | 0 | 314 | 52 | 335 | 4488 | 3273 | 863 | 0 | 163 | 10478 | 220 | 1298 | 0 | 313 | 1200 | 0 | 462 | 0 | 0 | 0 | 0 | 0 | 0 | 0 | 0 | 0
2040-08-29 | 14 | 28.67 | -25171 | -81 | -1313 | 0 | -66 | -1859 | 4904 | 0 | 0 | 314 | 52 | 335 | 4427 | 3273 | 741 | 0 | 178 | 10739 | 220 | 1304 | 0 | 341 | 1200 | 0 | 462 | 0 | 0 | 0 | 0 | 0 | 0 | 0 | 0 | 0
2040-08-29 | 15 | 28.67 | -25018 | -81 | -1182 | 0 | -10 | -1436 | 5162 | 0 | 0 | 314 | 52 | 335 | 4399 | 3273 | 775 | 0 | 185 | 9694 | 220 | 1305 | 0 | 349 | 1200 | 0 | 462 | 0 | 0 | 0 | 0 | 0 | 0 | 0 | 0 | 0
2040-08-29 | 16 | 28.67 | -24591 | -81 | -1549 | 0 | 0 | -14 | 5284 | 0 | 0 | 315 | 52 | 335 | 4418 | 3273 | 811 | 0 | 244 | 7963 | 220 | 1320 | 0 | 338 | 1200 | 0 | 462 | 0 | 0 | 0 | 0 | 0 | 0 | 0 | 0 | 0
2040-08-29 | 17 | 38.72 | -23924 | -76 | -1996 | 0 | 0 | 0 | 5279 | 0 | 220 | 366 | 52 | 335 | 6609 | 3273 | 572 | 0 | 276 | 5458 | 220 | 1317 | 0 | 357 | 1200 | 0 | 462 | 0 | 0 | 0 | 0 | 0 | 0 | 0 | 0 | 0
2040-08-29 | 18 | 38.77 | -23215 | -76 | -2390 | 0 | 0 | 1859 | 5088 | 0 | 220 | 599 | 52 | 335 | 7069 | 3273 | 522 | 0 | 307 | 2778 | 220 | 1301 | 0 | 394 | 1200 | 0 | 462 | 0 | 0 | 0 | 0 | 0 | 0 | 0 | 0 | 0
2040-08-29 | 19 | 40.7 | -23030 | -81 | -2285 | 0 | 610 | 1859 | 4571 | 0 | 220 | 886 | 52 | 335 | 8218 | 3273 | 649 | 0 | 286 | 835 | 220 | 1289 | 0 | 431 | 1200 | 0 | 462 | 0 | 0 | 0 | 0 | 0 | 0 | 0 | 0 | 0
2040-08-29 | 20 | 39.74 | -22427 | -94 | -1602 | 0 | 0 | 1859 | 4042 | 0 | 300 | 886 | 52 | 335 | 8632 | 3273 | 761 | 0 | 292 | 59 | 220 | 1307 | 0 | 444 | 1200 | 0 | 462 | 0 | 0 | 0 | 0 | 0 | 0 | 0 | 0 | 0
2040-08-29 | 21 | 38.74 | -20955 | -135 | -1471 | 0 | 0 | 785 | 3583 | 0 | 300 | 812 | 52 | 335 | 8461 | 3273 | 964 | 0 | 334 | 0 | 220 | 1313 | 0 | 466 | 1200 | 0 | 462 | 0 | 0 | 0 | 0 | 0 | 0 | 0 | 0 | 0
2040-08-29 | 22 | 38.64 | -18953 | -162 | -1234 | 0 | 0 | 0 | 2483 | 0 | 300 | 554 | 52 | 335 | 8378 | 3273 | 931 | 0 | 342 | 0 | 220 | 1314 | 0 | 505 | 1200 | 0 | 462 | 0 | 0 | 0 | 0 | 0 | 0 | 0 | 0 | 0
2040-08-29 | 23 | 37.27 | -17097 | -193 | -1024 | 0 | 0 | 0 | 1067 | 0 | 300 | 473 | 52 | 335 | 7883 | 3273 | 865 | 0 | 317 | 0 | 220 | 1307 | 0 | 560 | 1200 | 0 | 462 | 0 | 0 | 0 | 0 | 0 | 0 | 0 | 0 | 0
2040-08-29 | 24 | 36.51 | -15708 | -229 | -840 | 0 | 0 | 0 | 528 | 0 | 300 | 366 | 52 | 335 | 7196 | 3273 | 770 | 0 | 323 | 0 | 218 | 1277 | 0 | 476 | 1200 | 0 | 462 | 0 | 0 | 0 | 0 | 0 | 0 | 0 | 0 | 0
2040-08-30 | 1 | 32.92 | -14779 | -270 | -735 | 0 | 0 | 0 | 528 | 0 | 300 | 366 | 52 | 335 | 5682 | 3273 | 760 | 0 | 345 | 0 | 217 | 1263 | 0 | 1000 | 1200 | 0 | 462 | 0 | 0 | 0 | 0 | 0 | 0 | 0 | 0 | 0
2040-08-30 | 2 | 32.2 | -14208 | -292 | -657 | 0 | 0 | 0 | 528 | 0 | 300 | 315 | 52 | 335 | 5292 | 3273 | 623 | 0 | 331 | 0 | 217 | 1227 | 0 | 1000 | 1200 | 0 | 462 | 0 | 0 | 0 | 0 | 0 | 0 | 0 | 0 | 0
2040-08-30 | 3 | 31.54 | -13882 | -315 | -578 | 0 | 0 | -105 | 528 | 0 | 300 | 315 | 52 | 335 | 5171 | 3273 | 545 | 0 | 280 | 0 | 216 | 1211 | 0 | 989 | 1200 | 0 | 462 | 0 | 0 | 0 | 0 | 0 | 0 | 0 | 0 | 0
2040-08-30 | 4 | 34.83 | -14040 | -368 | -551 | 0 | 0 | 0 | 528 | 0 | 300 | 316 | 52 | 335 | 5961 | 3273 | 313 | 0 | 277 | 0 | 210 | 1202 | 0 | 531 | 1200 | 0 | 462 | 0 | 0 | 0 | 0 | 0 | 0 | 0 | 0 | 0
2040-08-30 | 5 | 37.19 | -14934 | -368 | -525 | 0 | 0 | 0 | 528 | 0 | 300 | 366 | 52 | 335 | 6870 | 3273 | 269 | 0 | 242 | 0 | 208 | 1194 | 0 | 527 | 1200 | 0 | 462 | 0 | 0 | 0 | 0 | 0 | 0 | 0 | 0 | 0
2040-08-30 | 6 | 39.04 | -16339 | -395 | -551 | 0 | 0 | 0 | 528 | 0 | 300 | 538 | 52 | 335 | 8209 | 3273 | 235 | 0 | 241 | 0 | 212 | 1193 | 0 | 506 | 1200 | 0 | 462 | 0 | 0 | 0 | 0 | 0 | 0 | 0 | 0 | 0
2040-08-30 | 7 | 42.62 | -17860 | -427 | -709 | 0 | 0 | 77 | 528 | 0 | 300 | 787 | 52 | 335 | 9569 | 3273 | 162 | 0 | 246 | 171 | 217 | 1188 | 0 | 428 | 1200 | 0 | 462 | 0 | 0 | 0 | 0 | 0 | 0 | 0 | 0 | 0
2040-08-30 | 8 | 41.3 | -19125 | -368 | -867 | 0 | 0 | 0 | 528 | 0 | 300 | 812 | 52 | 335 | 9850 | 3273 | 96 | 0 | 272 | 1361 | 220 | 1205 | 0 | 393 | 1200 | 0 | 462 | 0 | 0 | 0 | 0 | 0 | 0 | 0 | 0 | 0
2040-08-30 | 9 | 38.38 | -20319 | -270 | -1050 | 0 | 0 | 0 | 1337 | 0 | 300 | 451 | 52 | 335 | 8262 | 3273 | 119 | 0 | 272 | 3771 | 219 | 1235 | 0 | 350 | 1200 | 0 | 462 | 0 | 0 | 0 | 0 | 0 | 0 | 0 | 0 | 0
2040-08-30 | 10 | 33.97 | -21704 | -175 | -1234 | 0 | 0 | 0 | 2166 | 0 | 300 | 315 | 52 | 335 | 6090 | 3273 | 158 | 0 | 243 | 6711 | 219 | 1260 | 0 | 328 | 1200 | 0 | 462 | 0 | 0 | 0 | 0 | 0 | 0 | 0 | 0 | 0
2040-08-30 | 11 | 27.72 | -22940 | -121 | -1182 | 0 | 0 | -712 | 3001 | 0 | 300 | 315 | 52 | 335 | 4603 | 3273 | 284 | 0 | 286 | 9045 | 219 | 1272 | 0 | 307 | 1200 | 0 | 462 | 0 | 0 | 0 | 0 | 0 | 0 | 0 | 0 | 0
2040-08-30 | 12 | 27.72 | -23462 | -94 | -1024 | 0 | 0 | -1855 | 3683 | 0 | 300 | 314 | 52 | 335 | 4104 | 3273 | 422 | 0 | 338 | 10144 | 220 | 1283 | 0 | 305 | 1200 | 0 | 462 | 0 | 0 | 0 | 0 | 0 | 0 | 0 | 0 | 0
2040-08-30 | 13 | 27.43 | -24243 | -85 | -1339 | 0 | -261 | -1859 | 4201 | 0 | 300 | 314 | 52 | 335 | 4104 | 3273 | 554 | 0 | 400 | 10762 | 220 | 1298 | 0 | 313 | 1200 | 0 | 462 | 0 | 0 | 0 | 0 | 0 | 0 | 0 | 0 | 0
2040-08-30 | 14 | 27.43 | -24886 | -76 | -1313 | 0 | -7 | -1859 | 4692 | 0 | 300 | 314 | 52 | 335 | 3944 | 3273 | 721 | 0 | 443 | 10539 | 220 | 1304 | 0 | 341 | 1200 | 0 | 462 | 0 | 0 | 0 | 0 | 0 | 0 | 0 | 0 | 0
2040-08-30 | 15 | 27.72 | -24827 | -76 | -1182 | 0 | 0 | -850 | 5025 | 0 | 300 | 314 | 52 | 335 | 3724 | 3273 | 1039 | 0 | 465 | 8872 | 220 | 1305 | 0 | 349 | 1200 | 0 | 462 | 0 | 0 | 0 | 0 | 0 | 0 | 0 | 0 | 0
2040-08-30 | 16 | 33.6 | -24518 | -76 | -1549 | 0 | 0 | 0 | 5210 | 0 | 300 | 315 | 52 | 335 | 4116 | 3273 | 1419 | 0 | 473 | 7110 | 220 | 1320 | 0 | 338 | 1200 | 0 | 462 | 0 | 0 | 0 | 0 | 0 | 0 | 0 | 0 | 0
2040-08-30 | 17 | 37.46 | -23843 | -76 | -1996 | 0 | 0 | 718 | 5284 | 0 | 300 | 366 | 52 | 335 | 5187 | 3273 | 1575 | 0 | 481 | 4788 | 220 | 1317 | 0 | 357 | 1200 | 0 | 462 | 0 | 0 | 0 | 0 | 0 | 0 | 0 | 0 | 0
2040-08-30 | 18 | 37.46 | -23104 | -76 | -2390 | 0 | 0 | 1342 | 5088 | 0 | 300 | 409 | 52 | 335 | 5877 | 3273 | 2210 | 0 | 452 | 2654 | 220 | 1301 | 0 | 394 | 1200 | 0 | 462 | 0 | 0 | 0 | 0 | 0 | 0 | 0 | 0 | 0
2040-08-30 | 19 | 38.38 | -22961 | -76 | -2285 | 0 | 230 | 1859 | 4544 | 0 | 300 | 812 | 52 | 335 | 6534 | 3273 | 2537 | 0 | 436 | 807 | 220 | 1289 | 0 | 431 | 1200 | 0 | 462 | 0 | 0 | 0 | 0 | 0 | 0 | 0 | 0 | 0
2040-08-30 | 20 | 37.46 | -22442 | -85 | -1602 | 0 | 0 | 1159 | 4032 | 0 | 300 | 766 | 52 | 335 | 6911 | 3273 | 3170 | 0 | 448 | 51 | 220 | 1307 | 0 | 444 | 1200 | 0 | 462 | 0 | 0 | 0 | 0 | 0 | 0 | 0 | 0 | 0
2040-08-30 | 21 | 37.46 | -21258 | -103 | -1471 | 0 | 0 | 203 | 3620 | 0 | 300 | 544 | 52 | 335 | 7028 | 3273 | 3345 | 0 | 470 | 0 | 220 | 1313 | 0 | 466 | 1200 | 0 | 462 | 0 | 0 | 0 | 0 | 0 | 0 | 0 | 0 | 0
2040-08-30 | 22 | 35.7 | -19653 | -135 | -1234 | 0 | 0 | 0 | 2705 | 0 | 300 | 409 | 52 | 335 | 6551 | 3273 | 3199 | 0 | 496 | 0 | 220 | 1314 | 0 | 505 | 1200 | 0 | 462 | 0 | 0 | 0 | 0 | 0 | 0 | 0 | 0 | 0
2040-08-30 | 23 | 33.01 | -17941 | -144 | -1024 | 0 | 0 | 0 | 1532 | 0 | 300 | 366 | 52 | 335 | 5536 | 3273 | 3454 | 0 | 511 | 0 | 220 | 1307 | 0 | 560 | 1200 | 0 | 462 | 0 | 0 | 0 | 0 | 0 | 0 | 0 | 0 | 0
2040-08-30 | 24 | 29.9 | -16549 | -175 | -840 | 0 | 0 | 0 | 528 | 0 | 300 | 366 | 52 | 335 | 4826 | 3273 | 3729 | 0 | 521 | 0 | 218 | 1277 | 0 | 476 | 1200 | 0 | 462 | 0 | 0 | 0 | 0 | 0 | 0 | 0 | 0 | 0
2040-08-31 | 1 | 26.84 | -15494 | -175 | -735 | 0 | 0 | -1622 | 1807 | 0 | 0 | 315 | 52 | 335 | 4460 | 3273 | 3170 | 0 | 471 | 0 | 217 | 1263 | 0 | 1000 | 1200 | 0 | 462 | 0 | 0 | 0 | 0 | 0 | 0 | 0 | 0 | 0
2040-08-31 | 2 | 26.84 | -14831 | -211 | -657 | 0 | 0 | -614 | 946 | 0 | 0 | 315 | 52 | 335 | 4455 | 3273 | 2415 | 0 | 415 | 0 | 217 | 1227 | 0 | 1000 | 1200 | 0 | 462 | 0 | 0 | 0 | 0 | 0 | 0 | 0 | 0 | 0
2040-08-31 | 3 | 26.84 | -14323 | -229 | -578 | 0 | 0 | -70 | 528 | 0 | 0 | 315 | 52 | 335 | 4320 | 3273 | 1924 | 0 | 372 | 0 | 216 | 1211 | 0 | 989 | 1200 | 0 | 462 | 0 | 0 | 0 | 0 | 0 | 0 | 0 | 0 | 0
2040-08-31 | 4 | 33.86 | -14168 | -270 | -551 | 0 | 0 | 0 | 528 | 0 | 0 | 315 | 52 | 335 | 5163 | 3273 | 1362 | 0 | 354 | 0 | 210 | 1202 | 0 | 531 | 1200 | 0 | 462 | 0 | 0 | 0 | 0 | 0 | 0 | 0 | 0 | 0
2040-08-31 | 5 | 35.52 | -14232 | -270 | -525 | 0 | 0 | 0 | 528 | 0 | 0 | 315 | 52 | 335 | 5605 | 3273 | 987 | 0 | 340 | 0 | 208 | 1194 | 0 | 527 | 1200 | 0 | 462 | 0 | 0 | 0 | 0 | 0 | 0 | 0 | 0 | 0
2040-08-31 | 6 | 36.05 | -14511 | -341 | -551 | 0 | 0 | 0 | 528 | 0 | 0 | 350 | 52 | 335 | 6046 | 3273 | 889 | 0 | 357 | 0 | 212 | 1193 | 0 | 506 | 1200 | 0 | 462 | 0 | 0 | 0 | 0 | 0 | 0 | 0 | 0 | 0
2040-08-31 | 7 | 36.27 | -15440 | -341 | -709 | 0 | 0 | 913 | 528 | 0 | 0 | 366 | 52 | 335 | 6272 | 3273 | 744 | 0 | 355 | 156 | 217 | 1188 | 0 | 428 | 1200 | 0 | 462 | 0 | 0 | 0 | 0 | 0 | 0 | 0 | 0 | 0
2040-08-31 | 8 | 36.27 | -16833 | -341 | -867 | 0 | 0 | 793 | 1205 | 0 | 0 | 366 | 52 | 335 | 6348 | 3273 | 535 | 0 | 302 | 1351 | 220 | 1205 | 0 | 393 | 1200 | 0 | 462 | 0 | 0 | 0 | 0 | 0 | 0 | 0 | 0 | 0
2040-08-31 | 9 | 32.2 | -18045 | -247 | -1050 | 0 | 0 | 0 | 2383 | 0 | 0 | 315 | 52 | 335 | 5253 | 3273 | 399 | 0 | 262 | 3604 | 219 | 1235 | 0 | 350 | 1200 | 0 | 462 | 0 | 0 | 0 | 0 | 0 | 0 | 0 | 0 | 0
2040-08-31 | 10 | 24.42 | -19161 | -175 | -1234 | 0 | 0 | -1133 | 3424 | 0 | 0 | 314 | 52 | 332 | 3673 | 3273 | 265 | 0 | 270 | 6630 | 219 | 1260 | 0 | 328 | 1200 | 0 | 462 | 0 | 0 | 0 | 0 | 0 | 0 | 0 | 0 | 0
2040-08-31 | 11 | 24.42 | -20028 | -144 | -1182 | 0 | 0 | -991 | 4238 | 0 | 0 | 314 | 52 | 317 | 961 | 3273 | 228 | 0 | 326 | 9174 | 219 | 1272 | 0 | 307 | 1200 | 0 | 462 | 0 | 0 | 0 | 0 | 0 | 0 | 0 | 0 | 0
2040-08-31 | 12 | 22.81 | -19849 | -121 | -1024 | 0 | -582 | -1859 | 4777 | 0 | 0 | 314 | 52 | 168 | 830 | 3273 | 202 | 0 | 363 | 9985 | 220 | 1283 | 0 | 305 | 1200 | 0 | 462 | 0 | 0 | 0 | 0 | 0 | 0 | 0 | 0 | 0
2040-08-31 | 13 | 22.81 | -20086 | -112 | -1339 | 0 | -453 | -1859 | 4851 | 0 | 0 | 314 | 52 | 168 | 698 | 3273 | 222 | 0 | 377 | 10399 | 220 | 1298 | 0 | 313 | 1200 | 0 | 462 | 0 | 0 | 0 | 0 | 0 | 0 | 0 | 0 | 0
2040-08-31 | 14 | 22.81 | -20513 | -103 | -1313 | 0 | -125 | -1859 | 5020 | 0 | 0 | 314 | 52 | 171 | 698 | 3273 | 167 | 0 | 380 | 10311 | 220 | 1304 | 0 | 341 | 1200 | 0 | 462 | 0 | 0 | 0 | 0 | 0 | 0 | 0 | 0 | 0
2040-08-31 | 15 | 24.36 | -20218 | -94 | -1182 | 0 | 0 | -1859 | 5252 | 0 | 0 | 314 | 52 | 319 | 742 | 3273 | 114 | 0 | 379 | 9369 | 220 | 1305 | 0 | 349 | 1200 | 0 | 462 | 0 | 0 | 0 | 0 | 0 | 0 | 0 | 0 | 0
2040-08-31 | 16 | 31.75 | -19751 | -94 | -1549 | 0 | 0 | 0 | 5284 | 0 | 0 | 314 | 52 | 335 | 1088 | 3273 | 101 | 0 | 373 | 7034 | 220 | 1320 | 0 | 338 | 1200 | 0 | 462 | 0 | 0 | 0 | 0 | 0 | 0 | 0 | 0 | 0
2040-08-31 | 17 | 33.01 | -19091 | -94 | -1996 | 0 | 0 | 87 | 5258 | 0 | 0 | 314 | 52 | 335 | 3470 | 3273 | 217 | 0 | 346 | 4273 | 220 | 1317 | 0 | 357 | 1200 | 0 | 462 | 0 | 0 | 0 | 0 | 0 | 0 | 0 | 0 | 0
2040-08-31 | 18 | 33.01 | -18610 | -112 | -2390 | 0 | 0 | 1432 | 5046 | 0 | 0 | 315 | 52 | 335 | 4403 | 3273 | 308 | 0 | 314 | 2056 | 220 | 1301 | 0 | 394 | 1200 | 0 | 462 | 0 | 0 | 0 | 0 | 0 | 0 | 0 | 0 | 0
2040-08-31 | 19 | 34.68 | -18826 | -121 | -2285 | 0 | 610 | 1859 | 4597 | 0 | 0 | 366 | 52 | 335 | 5308 | 3273 | 294 | 0 | 274 | 661 | 220 | 1289 | 0 | 431 | 1200 | 0 | 462 | 0 | 0 | 0 | 0 | 0 | 0 | 0 | 0 | 0
2040-08-31 | 20 | 33.01 | -18512 | -162 | -1602 | 0 | 286 | 1713 | 4291 | 0 | 0 | 366 | 52 | 335 | 5366 | 3273 | 677 | 0 | 248 | 36 | 220 | 1307 | 0 | 444 | 1200 | 0 | 462 | 0 | 0 | 0 | 0 | 0 | 0 | 0 | 0 | 0
2040-08-31 | 21 | 33.01 | -17638 | -211 | -1471 | 0 | 0 | 1160 | 3968 | 0 | 0 | 366 | 52 | 335 | 5249 | 3273 | 986 | 0 | 268 | 0 | 220 | 1313 | 0 | 466 | 1200 | 0 | 462 | 0 | 0 | 0 | 0 | 0 | 0 | 0 | 0 | 0
2040-08-31 | 22 | 33.01 | -16422 | -247 | -1234 | 0 | 0 | 418 | 3118 | 0 | 0 | 348 | 52 | 335 | 5245 | 3273 | 1130 | 0 | 283 | 0 | 220 | 1314 | 0 | 505 | 1200 | 0 | 462 | 0 | 0 | 0 | 0 | 0 | 0 | 0 | 0 | 0
2040-08-31 | 23 | 33.01 | -15188 | -292 | -1024 | 0 | 0 | 202 | 2024 | 0 | 0 | 315 | 52 | 335 | 5245 | 3273 | 1025 | 0 | 284 | 0 | 220 | 1307 | 0 | 560 | 1200 | 0 | 462 | 0 | 0 | 0 | 0 | 0 | 0 | 0 | 0 | 0
2040-08-31 | 24 | 33.01 | -13885 | -292 | -840 | 0 | 102 | 204 | 904 | 0 | 0 | 315 | 52 | 335 | 5245 | 3273 | 673 | 0 | 281 | 0 | 218 | 1277 | 0 | 476 | 1200 | 0 | 462 | 0 | 0 | 0 | 0 | 0 | 0 | 0 | 0 | 0
2040-09-01 | 1 | 31.85 | -13154 | -341 | -972 | 0 | 0 | 0 | 1173 | 0 | 0 | 331 | 52 | 335 | 4720 | 3273 | 534 | 0 | 234 | 0 | 214 | 942 | 0 | 996 | 1200 | 0 | 462 | 0 | 0 | 0 | 0 | 0 | 0 | 0 | 0 | 0
2040-09-01 | 2 | 35.69 | -12656 | -368 | -840 | 0 | 0 | 0 | 534 | 0 | 0 | 331 | 52 | 335 | 4848 | 3273 | 473 | 0 | 215 | 0 | 210 | 932 | 0 | 1000 | 1200 | 0 | 462 | 0 | 0 | 0 | 0 | 0 | 0 | 0 | 0 | 0
2040-09-01 | 3 | 33.46 | -12417 | -427 | -762 | 0 | 0 | 0 | 528 | 0 | 0 | 331 | 52 | 335 | 4566 | 3273 | 554 | 0 | 199 | 0 | 204 | 908 | 0 | 992 | 1200 | 0 | 462 | 0 | 0 | 0 | 0 | 0 | 0 | 0 | 0 | 0
2040-09-01 | 4 | 35.1 | -12283 | -427 | -683 | 0 | 0 | 0 | 528 | 0 | 0 | 331 | 52 | 335 | 4704 | 3273 | 725 | 0 | 190 | 0 | 201 | 903 | 0 | 488 | 1200 | 0 | 462 | 0 | 0 | 0 | 0 | 0 | 0 | 0 | 0 | 0
2040-09-01 | 5 | 35.69 | -12390 | -454 | -683 | 0 | 0 | 0 | 528 | 0 | 0 | 331 | 52 | 335 | 4802 | 3273 | 794 | 0 | 169 | 0 | 202 | 903 | 0 | 475 | 1200 | 0 | 462 | 0 | 0 | 0 | 0 | 0 | 0 | 0 | 0 | 0
2040-09-01 | 6 | 35.98 | -12630 | -485 | -709 | 0 | 0 | 0 | 528 | 0 | 0 | 331 | 52 | 335 | 5130 | 3273 | 855 | 0 | 122 | 0 | 201 | 894 | 0 | 441 | 1200 | 0 | 462 | 0 | 0 | 0 | 0 | 0 | 0 | 0 | 0 | 0
2040-09-01 | 7 | 38.34 | -13501 | -521 | -788 | 0 | 0 | 0 | 528 | 0 | 0 | 425 | 52 | 335 | 5781 | 3273 | 1008 | 0 | 104 | 149 | 209 | 899 | 0 | 384 | 1200 | 0 | 462 | 0 | 0 | 0 | 0 | 0 | 0 | 0 | 0 | 0
2040-09-01 | 8 | 36.86 | -14737 | -485 | -919 | 0 | 0 | 0 | 993 | 0 | 220 | 425 | 52 | 335 | 5369 | 3273 | 1062 | 0 | 73 | 1213 | 218 | 912 | 0 | 334 | 1200 | 0 | 462 | 0 | 0 | 0 | 0 | 0 | 0 | 0 | 0 | 0
2040-09-01 | 9 | 25.21 | -15886 | -368 | -1103 | 0 | 0 | 0 | 2018 | 0 | 220 | 301 | 52 | 335 | 3544 | 3273 | 1047 | 0 | 46 | 3424 | 218 | 914 | 0 | 302 | 1200 | 0 | 462 | 0 | 0 | 0 | 0 | 0 | 0 | 0 | 0 | 0
2040-09-01 | 10 | 24.76 | -17042 | -292 | -1313 | 0 | 0 | -554 | 3022 | 0 | 220 | 252 | 52 | 335 | 1665 | 3273 | 1064 | 0 | 34 | 6152 | 219 | 963 | 0 | 286 | 1200 | 0 | 462 | 0 | 0 | 0 | 0 | 0 | 0 | 0 | 0 | 0
2040-09-01 | 11 | 24.76 | -17665 | -229 | -1182 | 0 | 0 | -1496 | 3783 | 0 | 220 | 252 | 52 | 319 | 5 | 3273 | 1070 | 0 | 29 | 8425 | 219 | 980 | 0 | 282 | 1200 | 0 | 462 | 0 | 0 | 0 | 0 | 0 | 0 | 0 | 0 | 0
2040-09-01 | 12 | 23.19 | -17977 | -193 | -1313 | 0 | -444 | -1859 | 4338 | 0 | 220 | 252 | 52 | 171 | 5 | 3273 | 1173 | 0 | 23 | 9128 | 219 | 977 | 0 | 292 | 1200 | 0 | 462 | 0 | 0 | 0 | 0 | 0 | 0 | 0 | 0 | 0
2040-09-01 | 13 | 20.4 | -18085 | -175 | -1418 | -316 | -610 | -1859 | 4639 | 0 | 220 | 252 | 52 | 157 | 5 | 3273 | 1061 | 0 | 28 | 9602 | 218 | 984 | 0 | 309 | 1200 | 0 | 462 | 0 | 0 | 0 | 0 | 0 | 0 | 0 | 0 | 0
2040-09-01 | 14 | 23.19 | -18021 | -144 | -1471 | 0 | -208 | -1859 | 4734 | 0 | 220 | 252 | 52 | 171 | 0 | 3273 | 1113 | 0 | 40 | 8634 | 217 | 998 | 0 | 335 | 1200 | 0 | 462 | 0 | 0 | 0 | 0 | 0 | 0 | 0 | 0 | 0
2040-09-01 | 15 | 24.76 | -18025 | -144 | -1523 | 0 | 0 | -1260 | 4724 | 0 | 220 | 252 | 52 | 319 | 0 | 3273 | 1069 | 0 | 53 | 7780 | 218 | 990 | 0 | 338 | 1200 | 0 | 462 | 0 | 0 | 0 | 0 | 0 | 0 | 0 | 0 | 0
2040-09-01 | 16 | 33.46 | -18051 | -144 | -1444 | 0 | 0 | 334 | 4671 | 0 | 220 | 252 | 52 | 335 | 28 | 3273 | 1063 | 0 | 63 | 6133 | 219 | 996 | 0 | 337 | 1200 | 0 | 462 | 0 | 0 | 0 | 0 | 0 | 0 | 0 | 0 | 0
2040-09-01 | 17 | 33.46 | -18090 | -162 | -1444 | 0 | 0 | 642 | 4703 | 0 | 220 | 252 | 52 | 335 | 1797 | 3273 | 941 | 0 | 73 | 4178 | 219 | 992 | 0 | 356 | 1200 | 0 | 462 | 0 | 0 | 0 | 0 | 0 | 0 | 0 | 0 | 0
2040-09-01 | 18 | 33.46 | -17830 | -162 | -1471 | 10 | 87 | 243 | 4756 | 0 | 300 | 312 | 52 | 335 | 3556 | 3273 | 907 | 0 | 102 | 2269 | 219 | 989 | 0 | 390 | 1200 | 0 | 462 | 0 | 0 | 0 | 0 | 0 | 0 | 0 | 0 | 0
2040-09-01 | 19 | 33.46 | -17789 | -175 | -1523 | 63 | 156 | 1549 | 4597 | 0 | 300 | 452 | 52 | 335 | 3689 | 3273 | 927 | 0 | 145 | 687 | 219 | 987 | 0 | 393 | 1200 | 0 | 462 | 0 | 0 | 0 | 0 | 0 | 0 | 0 | 0 | 0
2040-09-01 | 20 | 33.46 | -17514 | -211 | -1418 | 0 | 275 | 1417 | 4513 | 0 | 300 | 543 | 52 | 335 | 4129 | 3273 | 803 | 0 | 228 | 24 | 219 | 978 | 0 | 392 | 1200 | 0 | 462 | 0 | 0 | 0 | 0 | 0 | 0 | 0 | 0 | 0
2040-09-01 | 21 | 33.46 | -16738 | -247 | -1339 | 152 | 133 | 1072 | 4264 | 0 | 300 | 425 | 52 | 335 | 4129 | 3273 | 568 | 0 | 328 | 0 | 219 | 981 | 0 | 431 | 1200 | 0 | 462 | 0 | 0 | 0 | 0 | 0 | 0 | 0 | 0 | 0
2040-09-01 | 22 | 33.46 | -15547 | -270 | -1208 | 0 | 333 | 524 | 3561 | 0 | 300 | 331 | 52 | 335 | 4129 | 3273 | 478 | 0 | 389 | 0 | 219 | 972 | 0 | 465 | 1200 | 0 | 462 | 0 | 0 | 0 | 0 | 0 | 0 | 0 | 0 | 0
2040-09-01 | 23 | 33.46 | -14431 | -292 | -1208 | 46 | 0 | 623 | 2631 | 0 | 300 | 331 | 52 | 335 | 4116 | 3273 | 485 | 0 | 402 | 0 | 219 | 956 | 0 | 499 | 1200 | 0 | 462 | 0 | 0 | 0 | 0 | 0 | 0 | 0 | 0 | 0
2040-09-01 | 24 | 33.46 | -13591 | -315 | -1103 | 0 | 102 | 172 | 1686 | 0 | 300 | 331 | 52 | 335 | 4522 | 3273 | 523 | 0 | 413 | 0 | 216 | 950 | 0 | 472 | 1200 | 0 | 462 | 0 | 0 | 0 | 0 | 0 | 0 | 0 | 0 | 0
2040-09-02 | 1 | 31.75 | -13075 | -315 | -972 | 0 | 0 | 0 | 528 | 0 | 300 | 386 | 52 | 335 | 4814 | 3273 | 471 | 0 | 387 | 0 | 214 | 942 | 0 | 996 | 1200 | 0 | 462 | 0 | 0 | 0 | 0 | 0 | 0 | 0 | 0 | 0
2040-09-02 | 2 | 28.64 | -12739 | -315 | -840 | 0 | 0 | -229 | 528 | 0 | 300 | 331 | 52 | 335 | 4618 | 3273 | 503 | 0 | 378 | 0 | 210 | 932 | 0 | 1000 | 1200 | 0 | 462 | 0 | 0 | 0 | 0 | 0 | 0 | 0 | 0 | 0
2040-09-02 | 3 | 28.64 | -12641 | -341 | -762 | 0 | 0 | -198 | 528 | 0 | 300 | 331 | 52 | 335 | 4618 | 3273 | 353 | 0 | 385 | 0 | 204 | 908 | 0 | 992 | 1200 | 0 | 462 | 0 | 0 | 0 | 0 | 0 | 0 | 0 | 0 | 0
2040-09-02 | 4 | 32.43 | -12689 | -341 | -683 | 0 | 0 | 0 | 528 | 0 | 300 | 331 | 52 | 335 | 4936 | 3273 | 318 | 0 | 385 | 0 | 201 | 903 | 0 | 488 | 1200 | 0 | 462 | 0 | 0 | 0 | 0 | 0 | 0 | 0 | 0 | 0
2040-09-02 | 5 | 35.69 | -13076 | -368 | -683 | 0 | 0 | 0 | 528 | 0 | 300 | 354 | 52 | 335 | 5416 | 3273 | 239 | 0 | 388 | 0 | 202 | 903 | 0 | 475 | 1200 | 0 | 462 | 0 | 0 | 0 | 0 | 0 | 0 | 0 | 0 | 0
2040-09-02 | 6 | 36.08 | -13606 | -368 | -709 | 0 | 0 | 0 | 528 | 0 | 300 | 452 | 52 | 335 | 5879 | 3273 | 255 | 0 | 410 | 0 | 201 | 894 | 0 | 441 | 1200 | 0 | 462 | 0 | 0 | 0 | 0 | 0 | 0 | 0 | 0 | 0
2040-09-02 | 7 | 38.34 | -14369 | -368 | -788 | 0 | 0 | 0 | 528 | 0 | 300 | 587 | 52 | 335 | 6574 | 3273 | 185 | 0 | 435 | 101 | 209 | 899 | 0 | 384 | 1200 | 0 | 462 | 0 | 0 | 0 | 0 | 0 | 0 | 0 | 0 | 0
2040-09-02 | 8 | 38.7 | -15729 | -368 | -919 | 0 | 0 | 316 | 528 | 0 | 300 | 699 | 52 | 335 | 6845 | 3273 | 285 | 0 | 446 | 811 | 218 | 912 | 0 | 334 | 1200 | 0 | 462 | 0 | 0 | 0 | 0 | 0 | 0 | 0 | 0 | 0
2040-09-02 | 9 | 37.63 | -17008 | -315 | -1103 | 0 | 0 | 0 | 1416 | 0 | 300 | 545 | 52 | 335 | 6343 | 3273 | 360 | 0 | 470 | 2235 | 218 | 914 | 0 | 302 | 1200 | 0 | 462 | 0 | 0 | 0 | 0 | 0 | 0 | 0 | 0 | 0
2040-09-02 | 10 | 35.1 | -18302 | -270 | -1313 | 0 | 0 | 0 | 2436 | 0 | 300 | 354 | 52 | 335 | 5518 | 3273 | 345 | 0 | 478 | 3663 | 219 | 963 | 0 | 286 | 1200 | 0 | 462 | 0 | 0 | 0 | 0 | 0 | 0 | 0 | 0 | 0
2040-09-02 | 11 | 24.21 | -18884 | -229 | -1182 | 0 | 0 | -102 | 3234 | 0 | 300 | 312 | 52 | 292 | 4328 | 3273 | 482 | 0 | 492 | 4488 | 219 | 980 | 0 | 282 | 1200 | 0 | 462 | 0 | 0 | 0 | 0 | 0 | 0 | 0 | 0 | 0
2040-09-02 | 12 | 24.21 | -19189 | -175 | -1313 | 0 | 0 | -169 | 3683 | 0 | 300 | 312 | 52 | 292 | 4328 | 3273 | 663 | 0 | 491 | 4300 | 219 | 977 | 0 | 292 | 1200 | 0 | 462 | 0 | 0 | 0 | 0 | 0 | 0 | 0 | 0 | 0
2040-09-02 | 13 | 24.21 | -19300 | -175 | -1418 | 0 | 0 | -109 | 3968 | 0 | 300 | 312 | 52 | 292 | 4328 | 3273 | 958 | 0 | 465 | 3879 | 218 | 984 | 0 | 309 | 1200 | 0 | 462 | 0 | 0 | 0 | 0 | 0 | 0 | 0 | 0 | 0
2040-09-02 | 14 | 24.21 | -19246 | -162 | -1471 | 0 | 0 | -32 | 4074 | 0 | 300 | 331 | 52 | 292 | 4193 | 3273 | 1509 | 0 | 439 | 3234 | 217 | 998 | 0 | 335 | 1200 | 0 | 462 | 0 | 0 | 0 | 0 | 0 | 0 | 0 | 0 | 0
2040-09-02 | 15 | 27.12 | -19341 | -162 | -1523 | 0 | 0 | 0 | 4063 | 0 | 300 | 331 | 52 | 335 | 4317 | 3273 | 2060 | 0 | 448 | 2638 | 218 | 990 | 0 | 338 | 1200 | 0 | 462 | 0 | 0 | 0 | 0 | 0 | 0 | 0 | 0 | 0
2040-09-02 | 16 | 24.21 | -19742 | -162 | -1444 | 0 | 0 | -88 | 4085 | 0 | 300 | 410 | 52 | 292 | 4189 | 3273 | 2927 | 0 | 415 | 2278 | 219 | 996 | 0 | 337 | 1200 | 0 | 462 | 0 | 0 | 0 | 0 | 0 | 0 | 0 | 0 | 0
2040-09-02 | 17 | 24.21 | -20238 | -193 | -1444 | 0 | 0 | -102 | 4396 | 0 | 300 | 363 | 52 | 292 | 4090 | 3273 | 3624 | 0 | 351 | 2006 | 219 | 992 | 0 | 356 | 1200 | 0 | 462 | 0 | 0 | 0 | 0 | 0 | 0 | 0 | 0 | 0
2040-09-02 | 18 | 24.21 | -20152 | -175 | -1471 | 0 | 0 | -399 | 4756 | 0 | 300 | 354 | 52 | 288 | 3975 | 3273 | 4284 | 0 | 312 | 1342 | 219 | 989 | 0 | 390 | 1200 | 0 | 462 | 0 | 0 | 0 | 0 | 0 | 0 | 0 | 0 | 0
2040-09-02 | 19 | 29.01 | -20224 | -175 | -1523 | 0 | 0 | 0 | 4719 | 0 | 300 | 472 | 52 | 335 | 4232 | 3273 | 4472 | 0 | 306 | 501 | 219 | 987 | 0 | 393 | 1200 | 0 | 462 | 0 | 0 | 0 | 0 | 0 | 0 | 0 | 0 | 0
2040-09-02 | 20 | 32.72 | -19917 | -193 | -1418 | 0 | 0 | 117 | 4713 | 0 | 300 | 551 | 52 | 335 | 4383 | 3273 | 4237 | 0 | 295 | 20 | 219 | 978 | 0 | 392 | 1200 | 0 | 462 | 0 | 0 | 0 | 0 | 0 | 0 | 0 | 0 | 0
2040-09-02 | 21 | 24.21 | -18747 | -193 | -1339 | 0 | 0 | -341 | 4433 | 0 | 300 | 331 | 52 | 288 | 3848 | 3273 | 4506 | 0 | 295 | 0 | 219 | 981 | 0 | 431 | 1200 | 0 | 462 | 0 | 0 | 0 | 0 | 0 | 0 | 0 | 0 | 0
2040-09-02 | 22 | 24.21 | -17063 | -193 | -1208 | 0 | 0 | -188 | 3498 | 0 | 300 | 331 | 52 | 288 | 3267 | 3273 | 4020 | 0 | 305 | 0 | 219 | 972 | 0 | 465 | 1200 | 0 | 462 | 0 | 0 | 0 | 0 | 0 | 0 | 0 | 0 | 0
2040-09-02 | 23 | 27.12 | -15630 | -211 | -1208 | 0 | 0 | 0 | 2304 | 0 | 300 | 331 | 52 | 335 | 3348 | 3273 | 3494 | 0 | 276 | 0 | 219 | 956 | 0 | 499 | 1200 | 0 | 462 | 0 | 0 | 0 | 0 | 0 | 0 | 0 | 0 | 0
2040-09-02 | 24 | 32.72 | -14875 | -211 | -1103 | 0 | 0 | 1015 | 1221 | 0 | 300 | 425 | 52 | 335 | 3514 | 3273 | 2466 | 0 | 288 | 0 | 216 | 950 | 0 | 472 | 1200 | 0 | 462 | 0 | 0 | 0 | 0 | 0 | 0 | 0 | 0 | 0
2040-09-03 | 1 | 33.72 | -14235 | -229 | -735 | 0 | 0 | 0 | 528 | 0 | 300 | 331 | 52 | 335 | 4060 | 3273 | 2226 | 0 | 280 | 0 | 214 | 942 | 0 | 996 | 1200 | 0 | 462 | 0 | 0 | 0 | 0 | 0 | 0 | 0 | 0 | 0
2040-09-03 | 2 | 31.18 | -13857 | -247 | -657 | 0 | -206 | -419 | 528 | 0 | 300 | 331 | 52 | 335 | 3903 | 3273 | 2613 | 0 | 246 | 0 | 210 | 932 | 0 | 1000 | 1200 | 0 | 462 | 0 | 0 | 0 | 0 | 0 | 0 | 0 | 0 | 0
2040-09-03 | 3 | 31.18 | -13692 | -270 | -578 | 0 | -89 | -944 | 528 | 0 | 300 | 331 | 52 | 335 | 4130 | 3273 | 2616 | 0 | 239 | 0 | 204 | 908 | 0 | 992 | 1200 | 0 | 462 | 0 | 0 | 0 | 0 | 0 | 0 | 0 | 0 | 0
2040-09-03 | 4 | 31.85 | -13936 | -270 | -551 | 0 | 0 | 0 | 528 | 0 | 300 | 390 | 52 | 335 | 4629 | 3273 | 1758 | 0 | 237 | 0 | 201 | 903 | 0 | 488 | 1200 | 0 | 462 | 0 | 0 | 0 | 0 | 0 | 0 | 0 | 0 | 0
2040-09-03 | 5 | 37 | -15093 | -315 | -525 | 0 | 0 | 0 | 528 | 0 | 300 | 594 | 52 | 335 | 5753 | 3273 | 1644 | 0 | 210 | 0 | 202 | 903 | 0 | 475 | 1200 | 0 | 462 | 0 | 0 | 0 | 0 | 0 | 0 | 0 | 0 | 0
2040-09-03 | 6 | 40.27 | -16970 | -341 | -551 | 0 | 0 | 0 | 528 | 0 | 300 | 848 | 52 | 335 | 7910 | 3273 | 1196 | 0 | 222 | 0 | 201 | 894 | 0 | 441 | 1200 | 0 | 462 | 0 | 0 | 0 | 0 | 0 | 0 | 0 | 0 | 0
2040-09-03 | 7 | 42 | -18357 | -368 | -709 | 0 | 0 | 0 | 528 | 0 | 300 | 1051 | 52 | 335 | 9369 | 3273 | 1025 | 0 | 222 | 125 | 209 | 899 | 0 | 384 | 1200 | 0 | 462 | 0 | 0 | 0 | 0 | 0 | 0 | 0 | 0 | 0
2040-09-03 | 8 | 41.23 | -19342 | -368 | -867 | 0 | 0 | 0 | 1390 | 0 | 300 | 968 | 52 | 335 | 8951 | 3273 | 819 | 0 | 195 | 1167 | 218 | 912 | 0 | 334 | 1200 | 0 | 462 | 0 | 0 | 0 | 0 | 0 | 0 | 0 | 0 | 0
2040-09-03 | 9 | 39.1 | -20289 | -270 | -1050 | 0 | 0 | 0 | 2045 | 0 | 300 | 740 | 52 | 335 | 7448 | 3273 | 544 | 0 | 155 | 3620 | 218 | 914 | 0 | 302 | 1200 | 0 | 462 | 0 | 0 | 0 | 0 | 0 | 0 | 0 | 0 | 0
2040-09-03 | 10 | 34.21 | -21436 | -229 | -1234 | 0 | 0 | 0 | 2716 | 0 | 300 | 363 | 52 | 335 | 5499 | 3273 | 420 | 0 | 144 | 6668 | 219 | 963 | 0 | 286 | 1200 | 0 | 462 | 0 | 0 | 0 | 0 | 0 | 0 | 0 | 0 | 0
2040-09-03 | 11 | 31.18 | -22448 | -175 | -1182 | 0 | 0 | -1166 | 3366 | 0 | 300 | 253 | 52 | 335 | 4762 | 3273 | 258 | 0 | 107 | 9121 | 219 | 980 | 0 | 282 | 1200 | 0 | 462 | 0 | 0 | 0 | 0 | 0 | 0 | 0 | 0 | 0
2040-09-03 | 12 | 31.18 | -22732 | -144 | -1024 | 0 | -553 | -1859 | 3878 | 0 | 300 | 252 | 52 | 335 | 4566 | 3273 | 228 | 0 | 80 | 10197 | 219 | 977 | 0 | 292 | 1200 | 0 | 462 | 0 | 0 | 0 | 0 | 0 | 0 | 0 | 0 | 0
2040-09-03 | 13 | 31.18 | -23293 | -121 | -1339 | 0 | 0 | -1812 | 4217 | 0 | 300 | 252 | 52 | 335 | 4227 | 3273 | 207 | 0 | 67 | 10463 | 218 | 984 | 0 | 309 | 1200 | 0 | 462 | 0 | 0 | 0 | 0 | 0 | 0 | 0 | 0 | 0
2040-09-03 | 14 | 31.18 | -23626 | -121 | -1313 | 0 | -10 | -1594 | 4555 | 0 | 300 | 252 | 52 | 335 | 4096 | 3273 | 202 | 0 | 59 | 10329 | 217 | 998 | 0 | 335 | 1200 | 0 | 462 | 0 | 0 | 0 | 0 | 0 | 0 | 0 | 0 | 0
2040-09-03 | 15 | 31.18 | -23421 | -103 | -1182 | 0 | -251 | -652 | 4666 | 0 | 300 | 252 | 52 | 335 | 4092 | 3273 | 155 | 0 | 51 | 9224 | 218 | 990 | 0 | 338 | 1200 | 0 | 462 | 0 | 0 | 0 | 0 | 0 | 0 | 0 | 0 | 0
2040-09-03 | 16 | 38.56 | -22979 | -112 | -1549 | 0 | 0 | 0 | 4756 | 0 | 300 | 331 | 52 | 335 | 5037 | 3273 | 102 | 0 | 45 | 7195 | 219 | 996 | 0 | 337 | 1200 | 0 | 462 | 0 | 0 | 0 | 0 | 0 | 0 | 0 | 0 | 0
2040-09-03 | 17 | 42.14 | -22410 | -112 | -1996 | 0 | 0 | 606 | 4745 | 0 | 300 | 664 | 52 | 335 | 6315 | 3273 | 117 | 0 | 35 | 4847 | 219 | 992 | 0 | 356 | 1200 | 0 | 462 | 0 | 0 | 0 | 0 | 0 | 0 | 0 | 0 | 0
2040-09-03 | 18 | 42.14 | -21893 | -103 | -2390 | 0 | 0 | 1566 | 4624 | 0 | 300 | 897 | 52 | 335 | 7584 | 3273 | 106 | 0 | 28 | 2361 | 219 | 989 | 0 | 390 | 1200 | 0 | 462 | 0 | 0 | 0 | 0 | 0 | 0 | 0 | 0 | 0
2040-09-03 | 19 | 44.5 | -22136 | -112 | -2285 | 0 | 610 | 1859 | 4248 | 0 | 313 | 1051 | 52 | 335 | 8713 | 3273 | 86 | 0 | 41 | 690 | 219 | 987 | 0 | 393 | 1200 | 0 | 462 | 0 | 0 | 0 | 0 | 0 | 0 | 0 | 0 | 0
2040-09-03 | 20 | 42.74 | -21561 | -144 | -1602 | 0 | 344 | 1859 | 4016 | 0 | 313 | 1051 | 52 | 335 | 8626 | 3273 | 112 | 0 | 57 | 16 | 219 | 978 | 0 | 392 | 1200 | 0 | 462 | 0 | 0 | 0 | 0 | 0 | 0 | 0 | 0 | 0
2040-09-03 | 21 | 42.14 | -20043 | -175 | -1471 | 0 | 0 | 360 | 3593 | 0 | 313 | 1049 | 52 | 335 | 9180 | 3273 | 148 | 0 | 93 | 0 | 219 | 981 | 0 | 431 | 1200 | 0 | 462 | 0 | 0 | 0 | 0 | 0 | 0 | 0 | 0 | 0
2040-09-03 | 22 | 40.78 | -18123 | -211 | -1234 | 0 | 0 | 0 | 2515 | 0 | 313 | 848 | 52 | 335 | 8658 | 3273 | 139 | 0 | 116 | 0 | 219 | 972 | 0 | 465 | 1200 | 0 | 462 | 0 | 0 | 0 | 0 | 0 | 0 | 0 | 0 | 0
2040-09-03 | 23 | 40.15 | -16496 | -229 | -1024 | 0 | 0 | 0 | 1199 | 0 | 313 | 785 | 52 | 335 | 8179 | 3273 | 132 | 0 | 144 | 0 | 219 | 956 | 0 | 499 | 1200 | 0 | 462 | 0 | 0 | 0 | 0 | 0 | 0 | 0 | 0 | 0
2040-09-03 | 24 | 39.6 | -15310 | -247 | -840 | 0 | 0 | 0 | 528 | 0 | 313 | 740 | 52 | 335 | 7590 | 3273 | 88 | 0 | 177 | 0 | 216 | 950 | 0 | 472 | 1200 | 0 | 462 | 0 | 0 | 0 | 0 | 0 | 0 | 0 | 0 | 0
2040-09-04 | 1 | 37.05 | -14578 | -270 | -735 | 0 | 0 | 0 | 528 | 0 | 313 | 660 | 52 | 335 | 6287 | 3273 | 108 | 0 | 211 | 0 | 214 | 942 | 0 | 996 | 1200 | 0 | 462 | 0 | 0 | 0 | 0 | 0 | 0 | 0 | 0 | 0
2040-09-04 | 2 | 37.05 | -14213 | -292 | -657 | 0 | -242 | 0 | 528 | 0 | 313 | 587 | 52 | 335 | 6178 | 3273 | 91 | 0 | 241 | 0 | 210 | 932 | 0 | 1000 | 1200 | 0 | 462 | 0 | 0 | 0 | 0 | 0 | 0 | 0 | 0 | 0
2040-09-04 | 3 | 37.05 | -14097 | -292 | -578 | 0 | -314 | 0 | 528 | 0 | 300 | 551 | 52 | 335 | 6057 | 3273 | 110 | 0 | 307 | 0 | 204 | 908 | 0 | 992 | 1200 | 0 | 462 | 0 | 0 | 0 | 0 | 0 | 0 | 0 | 0 | 0
2040-09-04 | 4 | 38.56 | -14455 | -292 | -551 | 0 | 0 | 0 | 528 | 0 | 300 | 587 | 52 | 335 | 6461 | 3273 | 177 | 0 | 331 | 0 | 201 | 903 | 0 | 488 | 1200 | 0 | 462 | 0 | 0 | 0 | 0 | 0 | 0 | 0 | 0 | 0
2040-09-04 | 5 | 41.05 | -15718 | -292 | -525 | 0 | 0 | 0 | 528 | 0 | 300 | 740 | 52 | 335 | 7499 | 3273 | 205 | 0 | 360 | 0 | 202 | 903 | 0 | 475 | 1200 | 0 | 462 | 0 | 0 | 0 | 0 | 0 | 0 | 0 | 0 | 0
2040-09-04 | 6 | 44.83 | -17755 | -292 | -551 | 0 | 0 | 0 | 528 | 0 | 300 | 956 | 52 | 335 | 9154 | 3273 | 405 | 0 | 396 | 0 | 201 | 894 | 0 | 441 | 1200 | 0 | 462 | 0 | 0 | 0 | 0 | 0 | 0 | 0 | 0 | 0
2040-09-04 | 7 | 49.57 | -19223 | -292 | -709 | 0 | 479 | 0 | 528 | 0 | 300 | 1051 | 52 | 343 | 9919 | 3273 | 590 | 0 | 437 | 96 | 209 | 899 | 0 | 384 | 1200 | 0 | 462 | 0 | 0 | 0 | 0 | 0 | 0 | 0 | 0 | 0
2040-09-04 | 8 | 45.03 | -20097 | -270 | -867 | 0 | 0 | 0 | 1115 | 0 | 300 | 1051 | 52 | 335 | 10175 | 3273 | 631 | 0 | 467 | 707 | 218 | 912 | 0 | 334 | 1200 | 0 | 462 | 0 | 0 | 0 | 0 | 0 | 0 | 0 | 0 | 0
2040-09-04 | 9 | 43.13 | -20950 | -229 | -1050 | 0 | 0 | 0 | 1696 | 0 | 300 | 973 | 52 | 335 | 9454 | 3273 | 673 | 0 | 497 | 1879 | 218 | 914 | 0 | 302 | 1200 | 0 | 462 | 0 | 0 | 0 | 0 | 0 | 0 | 0 | 0 | 0
2040-09-04 | 10 | 40.29 | -22014 | -193 | -1234 | 0 | 0 | 0 | 2277 | 0 | 300 | 848 | 52 | 335 | 8390 | 3273 | 990 | 0 | 539 | 3308 | 219 | 963 | 0 | 286 | 1200 | 0 | 462 | 0 | 0 | 0 | 0 | 0 | 0 | 0 | 0 | 0
2040-09-04 | 11 | 38.17 | -23105 | -162 | -1182 | 0 | 0 | 0 | 2848 | 0 | 300 | 740 | 52 | 335 | 7051 | 3273 | 1282 | 0 | 561 | 4863 | 219 | 980 | 0 | 282 | 1200 | 0 | 462 | 0 | 0 | 0 | 0 | 0 | 0 | 0 | 0 | 0
2040-09-04 | 12 | 35.1 | -23641 | -121 | -1024 | 0 | 0 | 0 | 3376 | 0 | 300 | 587 | 52 | 335 | 5546 | 3273 | 1835 | 0 | 577 | 5754 | 219 | 977 | 0 | 292 | 1200 | 0 | 462 | 0 | 0 | 0 | 0 | 0 | 0 | 0 | 0 | 0
2040-09-04 | 13 | 32.43 | -24435 | -94 | -1339 | 0 | 0 | -74 | 3841 | 0 | 300 | 425 | 52 | 335 | 4764 | 3273 | 2096 | 0 | 616 | 7067 | 218 | 984 | 0 | 309 | 1200 | 0 | 462 | 0 | 0 | 0 | 0 | 0 | 0 | 0 | 0 | 0
2040-09-04 | 14 | 32.43 | -25018 | -90 | -1313 | 0 | 0 | -561 | 4291 | 0 | 300 | 331 | 52 | 335 | 4637 | 3273 | 2511 | 0 | 638 | 7401 | 217 | 998 | 0 | 335 | 1200 | 0 | 462 | 0 | 0 | 0 | 0 | 0 | 0 | 0 | 0 | 0
2040-09-04 | 15 | 32.43 | -24870 | -85 | -1182 | 0 | 0 | -365 | 4550 | 0 | 300 | 331 | 52 | 335 | 4633 | 3273 | 2579 | 0 | 644 | 6596 | 218 | 990 | 0 | 338 | 1200 | 0 | 462 | 0 | 0 | 0 | 0 | 0 | 0 | 0 | 0 | 0
2040-09-04 | 16 | 34.21 | -24608 | -81 | -1549 | 0 | 0 | 0 | 4655 | 0 | 300 | 454 | 52 | 335 | 4849 | 3273 | 3273 | 0 | 617 | 5216 | 219 | 996 | 0 | 337 | 1200 | 0 | 462 | 0 | 0 | 0 | 0 | 0 | 0 | 0 | 0 | 0
2040-09-04 | 17 | 37.97 | -24081 | -81 | -1996 | 0 | 0 | 0 | 4756 | 0 | 300 | 740 | 52 | 335 | 6035 | 3273 | 3525 | 0 | 630 | 3282 | 219 | 992 | 0 | 356 | 1200 | 0 | 462 | 0 | 0 | 0 | 0 | 0 | 0 | 0 | 0 | 0
2040-09-04 | 18 | 42.12 | -23596 | -85 | -2390 | 0 | 0 | 0 | 4671 | 0 | 300 | 893 | 52 | 335 | 7330 | 3273 | 3709 | 0 | 629 | 1619 | 219 | 989 | 0 | 390 | 1200 | 0 | 462 | 0 | 0 | 0 | 0 | 0 | 0 | 0 | 0 | 0
2040-09-04 | 19 | 43.83 | -23869 | -112 | -2285 | 0 | 0 | 740 | 4343 | 0 | 300 | 1051 | 52 | 335 | 8025 | 3273 | 3746 | 0 | 617 | 522 | 219 | 987 | 0 | 393 | 1200 | 0 | 462 | 0 | 0 | 0 | 0 | 0 | 0 | 0 | 0 | 0
2040-09-04 | 20 | 41.58 | -23231 | -121 | -1602 | 0 | 0 | 0 | 4137 | 0 | 300 | 1009 | 52 | 335 | 7953 | 3273 | 4013 | 0 | 612 | 18 | 219 | 978 | 0 | 392 | 1200 | 0 | 462 | 0 | 0 | 0 | 0 | 0 | 0 | 0 | 0 | 0
2040-09-04 | 21 | 37.63 | -21581 | -162 | -1471 | 0 | 0 | 0 | 3699 | 0 | 300 | 781 | 52 | 335 | 6486 | 3273 | 4268 | 0 | 726 | 0 | 219 | 981 | 0 | 431 | 1200 | 0 | 462 | 0 | 0 | 0 | 0 | 0 | 0 | 0 | 0 | 0
2040-09-04 | 22 | 32.43 | -19472 | -175 | -1234 | 0 | 0 | 0 | 2594 | 0 | 300 | 699 | 52 | 335 | 5185 | 3273 | 4384 | 0 | 740 | 0 | 219 | 972 | 0 | 465 | 1200 | 0 | 462 | 0 | 0 | 0 | 0 | 0 | 0 | 0 | 0 | 0
2040-09-04 | 23 | 24.21 | -17482 | -175 | -1024 | 0 | 0 | 0 | 1242 | 0 | 300 | 587 | 52 | 271 | 4614 | 3273 | 4271 | 0 | 734 | 0 | 219 | 956 | 0 | 499 | 1200 | 0 | 462 | 0 | 0 | 0 | 0 | 0 | 0 | 0 | 0 | 0
2040-09-04 | 24 | 23.37 | -15979 | -211 | -840 | 0 | 0 | 0 | 528 | 0 | 300 | 459 | 52 | 200 | 4460 | 3273 | 3702 | 0 | 755 | 0 | 216 | 950 | 0 | 472 | 1200 | 0 | 462 | 0 | 0 | 0 | 0 | 0 | 0 | 0 | 0 | 0
2040-09-05 | 1 | 28.64 | -14955 | -247 | -735 | 0 | 0 | -1147 | 1057 | 0 | 300 | 331 | 52 | 319 | 4270 | 3273 | 2943 | 0 | 725 | 0 | 214 | 942 | 0 | 996 | 1200 | 0 | 462 | 0 | 0 | 0 | 0 | 0 | 0 | 0 | 0 | 0
2040-09-05 | 2 | 28.64 | -14344 | -292 | -657 | 0 | 0 | -565 | 528 | 0 | 220 | 331 | 52 | 335 | 4170 | 3273 | 2437 | 0 | 707 | 0 | 210 | 932 | 0 | 1000 | 1200 | 0 | 462 | 0 | 0 | 0 | 0 | 0 | 0 | 0 | 0 | 0
2040-09-05 | 3 | 28.64 | -13951 | -315 | -578 | 0 | 0 | -501 | 528 | 0 | 220 | 331 | 52 | 335 | 4170 | 3273 | 1979 | 0 | 689 | 0 | 204 | 908 | 0 | 992 | 1200 | 0 | 462 | 0 | 0 | 0 | 0 | 0 | 0 | 0 | 0 | 0
2040-09-05 | 4 | 28.64 | -14026 | -368 | -551 | 0 | 0 | -59 | 528 | 0 | 220 | 331 | 52 | 335 | 4192 | 3273 | 2171 | 0 | 648 | 0 | 201 | 903 | 0 | 488 | 1200 | 0 | 462 | 0 | 0 | 0 | 0 | 0 | 0 | 0 | 0 | 0
2040-09-05 | 5 | 37.9 | -14992 | -395 | -525 | 0 | 0 | 0 | 528 | 0 | 220 | 425 | 52 | 335 | 4861 | 3273 | 2404 | 0 | 572 | 0 | 202 | 903 | 0 | 475 | 1200 | 0 | 462 | 0 | 0 | 0 | 0 | 0 | 0 | 0 | 0 | 0
2040-09-05 | 6 | 38.7 | -16588 | -454 | -551 | 0 | 0 | 607 | 528 | 0 | 220 | 699 | 52 | 335 | 5559 | 3273 | 2613 | 0 | 509 | 0 | 201 | 894 | 0 | 441 | 1200 | 0 | 462 | 0 | 0 | 0 | 0 | 0 | 0 | 0 | 0 | 0
2040-09-05 | 7 | 38.7 | -17697 | -485 | -709 | 0 | 0 | 807 | 1691 | 0 | 220 | 699 | 52 | 335 | 5602 | 3273 | 2507 | 0 | 440 | 112 | 209 | 899 | 0 | 384 | 1200 | 0 | 462 | 0 | 0 | 0 | 0 | 0 | 0 | 0 | 0 | 0
2040-09-05 | 8 | 38.7 | -18282 | -485 | -867 | 0 | 0 | 268 | 2568 | 0 | 220 | 608 | 52 | 335 | 5683 | 3273 | 1994 | 0 | 388 | 1117 | 218 | 912 | 0 | 334 | 1200 | 0 | 462 | 0 | 0 | 0 | 0 | 0 | 0 | 0 | 0 | 0
2040-09-05 | 9 | 32.43 | -18863 | -395 | -1050 | 0 | 0 | 0 | 3028 | 0 | 220 | 331 | 52 | 335 | 4799 | 3273 | 1553 | 0 | 277 | 3345 | 218 | 914 | 0 | 302 | 1200 | 0 | 462 | 0 | 0 | 0 | 0 | 0 | 0 | 0 | 0 | 0
2040-09-05 | 10 | 28.46 | -19687 | -341 | -1234 | 0 | 0 | -1054 | 3519 | 0 | 220 | 253 | 52 | 335 | 4274 | 3273 | 982 | 0 | 216 | 6061 | 219 | 963 | 0 | 286 | 1200 | 0 | 462 | 0 | 0 | 0 | 0 | 0 | 0 | 0 | 0 | 0
2040-09-05 | 11 | 27.5 | -20431 | -292 | -1182 | 0 | -208 | -1859 | 4026 | 0 | 220 | 252 | 52 | 335 | 3711 | 3273 | 555 | 0 | 192 | 8211 | 219 | 980 | 0 | 282 | 1200 | 0 | 462 | 0 | 0 | 0 | 0 | 0 | 0 | 0 | 0 | 0
2040-09-05 | 12 | 25.31 | -20417 | -247 | -1024 | -105 | -610 | -1859 | 4407 | 0 | 220 | 252 | 52 | 335 | 2482 | 3273 | 362 | 0 | 172 | 9557 | 219 | 977 | 0 | 292 | 1200 | 0 | 462 | 0 | 0 | 0 | 0 | 0 | 0 | 0 | 0 | 0
2040-09-05 | 13 | 27.5 | -20715 | -211 | -1339 | 0 | -327 | -1859 | 4571 | 0 | 220 | 252 | 52 | 335 | 2323 | 3273 | 183 | 0 | 183 | 9887 | 218 | 984 | 0 | 309 | 1200 | 0 | 462 | 0 | 0 | 0 | 0 | 0 | 0 | 0 | 0 | 0
2040-09-05 | 14 | 28.46 | -20788 | -193 | -1313 | 0 | 0 | -1830 | 4756 | 0 | 220 | 252 | 52 | 335 | 2150 | 3273 | 121 | 0 | 187 | 9566 | 217 | 998 | 0 | 335 | 1200 | 0 | 462 | 0 | 0 | 0 | 0 | 0 | 0 | 0 | 0 | 0
2040-09-05 | 15 | 28.46 | -20272 | -193 | -1182 | 0 | 0 | -790 | 4713 | 0 | 220 | 252 | 52 | 335 | 2137 | 3273 | 87 | 0 | 176 | 7982 | 218 | 990 | 0 | 338 | 1200 | 0 | 462 | 0 | 0 | 0 | 0 | 0 | 0 | 0 | 0 | 0
2040-09-05 | 16 | 36.86 | -19731 | -193 | -1549 | 0 | 0 | 0 | 4592 | 0 | 220 | 252 | 52 | 335 | 2986 | 3273 | 68 | 0 | 192 | 6289 | 219 | 996 | 0 | 337 | 1200 | 0 | 462 | 0 | 0 | 0 | 0 | 0 | 0 | 0 | 0 | 0
2040-09-05 | 17 | 38.46 | -19207 | -193 | -1996 | 0 | 100 | 1352 | 4513 | 0 | 220 | 331 | 52 | 335 | 3523 | 3273 | 72 | 0 | 230 | 4166 | 219 | 992 | 0 | 356 | 1200 | 0 | 462 | 0 | 0 | 0 | 0 | 0 | 0 | 0 | 0 | 0
2040-09-05 | 18 | 38.46 | -18912 | -193 | -2390 | 0 | 15 | 1549 | 4417 | 0 | 220 | 660 | 52 | 335 | 5389 | 3273 | 86 | 0 | 241 | 1995 | 219 | 989 | 0 | 390 | 1200 | 0 | 462 | 0 | 0 | 0 | 0 | 0 | 0 | 0 | 0 | 0
2040-09-05 | 19 | 39.16 | -19536 | -211 | -2285 | 90 | 610 | 1859 | 4159 | 0 | 220 | 854 | 52 | 335 | 6434 | 3273 | 89 | 0 | 257 | 538 | 219 | 987 | 0 | 393 | 1200 | 0 | 462 | 0 | 0 | 0 | 0 | 0 | 0 | 0 | 0 | 0
2040-09-05 | 20 | 38.46 | -19142 | -270 | -1602 | 0 | 158 | 1523 | 4190 | 0 | 220 | 848 | 52 | 335 | 6721 | 3273 | 149 | 0 | 286 | 7 | 219 | 978 | 0 | 392 | 1200 | 0 | 462 | 0 | 0 | 0 | 0 | 0 | 0 | 0 | 0 | 0
2040-09-05 | 21 | 38.46 | -17867 | -315 | -1471 | 0 | 102 | 563 | 3836 | 0 | 220 | 740 | 52 | 335 | 6721 | 3273 | 165 | 0 | 352 | 0 | 219 | 981 | 0 | 431 | 1200 | 0 | 462 | 0 | 0 | 0 | 0 | 0 | 0 | 0 | 0 | 0
2040-09-05 | 22 | 38.17 | -16268 | -341 | -1234 | 0 | 0 | 0 | 2790 | 0 | 220 | 649 | 52 | 335 | 6620 | 3273 | 206 | 0 | 379 | 0 | 219 | 972 | 0 | 465 | 1200 | 0 | 462 | 0 | 0 | 0 | 0 | 0 | 0 | 0 | 0 | 0
2040-09-05 | 23 | 37 | -14721 | -368 | -1024 | 0 | 0 | 0 | 1543 | 0 | 220 | 551 | 52 | 335 | 6188 | 3273 | 237 | 0 | 377 | 0 | 219 | 956 | 0 | 499 | 1200 | 0 | 462 | 0 | 0 | 0 | 0 | 0 | 0 | 0 | 0 | 0
2040-09-05 | 24 | 37.63 | -13737 | -427 | -840 | 0 | 0 | 0 | 528 | 0 | 220 | 551 | 52 | 335 | 6173 | 3273 | 241 | 0 | 330 | 0 | 216 | 950 | 0 | 472 | 1200 | 0 | 462 | 0 | 0 | 0 | 0 | 0 | 0 | 0 | 0 | 0
2040-09-06 | 1 | 33.72 | -13065 | -427 | -735 | 0 | 0 | 0 | 528 | 0 | 220 | 425 | 52 | 335 | 5096 | 3273 | 176 | 0 | 308 | 0 | 214 | 942 | 0 | 996 | 1200 | 0 | 462 | 0 | 0 | 0 | 0 | 0 | 0 | 0 | 0 | 0
2040-09-06 | 2 | 35.1 | -12764 | -454 | -657 | 0 | 0 | 0 | 528 | 0 | 220 | 331 | 52 | 335 | 4842 | 3273 | 182 | 0 | 306 | 0 | 210 | 932 | 0 | 1000 | 1200 | 0 | 462 | 0 | 0 | 0 | 0 | 0 | 0 | 0 | 0 | 0
2040-09-06 | 3 | 34.21 | -12691 | -485 | -578 | 0 | 0 | 0 | 528 | 0 | 220 | 331 | 52 | 335 | 4679 | 3273 | 318 | 0 | 251 | 0 | 204 | 908 | 0 | 992 | 1200 | 0 | 462 | 0 | 0 | 0 | 0 | 0 | 0 | 0 | 0 | 0
2040-09-06 | 4 | 36.7 | -12990 | -454 | -551 | 0 | 0 | 0 | 528 | 0 | 220 | 337 | 52 | 335 | 5237 | 3273 | 539 | 0 | 219 | 0 | 201 | 903 | 0 | 488 | 1200 | 0 | 462 | 0 | 0 | 0 | 0 | 0 | 0 | 0 | 0 | 0
2040-09-06 | 5 | 39.54 | -14123 | -485 | -525 | 0 | 0 | 0 | 528 | 0 | 220 | 551 | 52 | 335 | 6036 | 3273 | 679 | 0 | 216 | 0 | 202 | 903 | 0 | 475 | 1200 | 0 | 462 | 0 | 0 | 0 | 0 | 0 | 0 | 0 | 0 | 0
2040-09-06 | 6 | 42.8 | -15887 | -485 | -551 | 0 | 0 | 0 | 597 | 0 | 220 | 749 | 52 | 335 | 7396 | 3273 | 926 | 0 | 177 | 0 | 201 | 894 | 0 | 441 | 1200 | 0 | 462 | 0 | 0 | 0 | 0 | 0 | 0 | 0 | 0 | 0
2040-09-06 | 7 | 40.9 | -17069 | -521 | -709 | 0 | 0 | 0 | 2071 | 0 | 220 | 740 | 52 | 335 | 6723 | 3273 | 1488 | 0 | 174 | 69 | 209 | 899 | 0 | 384 | 1200 | 0 | 462 | 0 | 0 | 0 | 0 | 0 | 0 | 0 | 0 | 0
2040-09-06 | 8 | 37.9 | -17705 | -553 | -867 | 0 | 0 | 0 | 3081 | 0 | 220 | 551 | 52 | 335 | 5643 | 3273 | 2028 | 0 | 134 | 680 | 218 | 912 | 0 | 334 | 1200 | 0 | 462 | 0 | 0 | 0 | 0 | 0 | 0 | 0 | 0 | 0
2040-09-06 | 9 | 28.61 | -18224 | -521 | -1050 | 0 | 0 | 0 | 3657 | 0 | 220 | 331 | 52 | 335 | 4084 | 3273 | 2864 | 0 | 106 | 1778 | 218 | 914 | 0 | 302 | 1200 | 0 | 462 | 0 | 0 | 0 | 0 | 0 | 0 | 0 | 0 | 0
2040-09-06 | 10 | 24.21 | -18896 | -427 | -1234 | 0 | -81 | -283 | 4106 | 0 | 220 | 253 | 52 | 283 | 2979 | 3273 | 3123 | 0 | 82 | 3419 | 219 | 963 | 0 | 286 | 1200 | 0 | 462 | 0 | 0 | 0 | 0 | 0 | 0 | 0 | 0 | 0
2040-09-06 | 11 | 24.21 | -19430 | -341 | -1182 | 0 | 0 | -508 | 4513 | 0 | 0 | 252 | 52 | 282 | 1178 | 3273 | 3929 | 0 | 66 | 4772 | 219 | 980 | 0 | 282 | 1200 | 0 | 462 | 0 | 0 | 0 | 0 | 0 | 0 | 0 | 0 | 0
2040-09-06 | 12 | 24.21 | -19171 | -292 | -1024 | 0 | 0 | -789 | 4756 | 0 | 0 | 252 | 52 | 282 | 160 | 3273 | 4304 | 0 | 60 | 4987 | 219 | 977 | 0 | 292 | 1200 | 0 | 462 | 0 | 0 | 0 | 0 | 0 | 0 | 0 | 0 | 0
2040-09-06 | 13 | 24.21 | -19190 | -247 | -1339 | 0 | 0 | -126 | 4740 | 0 | 0 | 252 | 52 | 281 | 160 | 3273 | 4283 | 0 | 60 | 4627 | 218 | 984 | 0 | 309 | 1200 | 0 | 462 | 0 | 0 | 0 | 0 | 0 | 0 | 0 | 0 | 0
2040-09-06 | 14 | 24.21 | -19027 | -247 | -1313 | 0 | 0 | -206 | 4740 | 0 | 0 | 252 | 52 | 279 | 0 | 3273 | 4543 | 0 | 63 | 4379 | 217 | 998 | 0 | 335 | 1200 | 0 | 462 | 0 | 0 | 0 | 0 | 0 | 0 | 0 | 0 | 0
2040-09-06 | 15 | 24.21 | -18390 | -247 | -1182 | 0 | 0 | -341 | 4523 | 0 | 0 | 252 | 52 | 280 | 0 | 3273 | 4742 | 0 | 72 | 3756 | 218 | 990 | 0 | 338 | 1200 | 0 | 462 | 0 | 0 | 0 | 0 | 0 | 0 | 0 | 0 | 0
2040-09-06 | 16 | 32.72 | -17804 | -247 | -1549 | 0 | 0 | 286 | 4301 | 0 | 0 | 252 | 52 | 335 | 28 | 3273 | 4818 | 0 | 94 | 2946 | 219 | 996 | 0 | 337 | 1200 | 0 | 462 | 0 | 0 | 0 | 0 | 0 | 0 | 0 | 0 | 0
2040-09-06 | 17 | 32.72 | -17372 | -270 | -1996 | 0 | 0 | 168 | 4201 | 0 | 0 | 252 | 52 | 335 | 1454 | 3273 | 4832 | 0 | 111 | 1730 | 219 | 992 | 0 | 356 | 1200 | 0 | 462 | 0 | 0 | 0 | 0 | 0 | 0 | 0 | 0 | 0
2040-09-06 | 18 | 32.72 | -17233 | -292 | -2390 | 0 | 0 | 284 | 4185 | 0 | 0 | 303 | 52 | 335 | 2214 | 3273 | 4866 | 0 | 122 | 1021 | 219 | 989 | 0 | 390 | 1200 | 0 | 462 | 0 | 0 | 0 | 0 | 0 | 0 | 0 | 0 | 0
2040-09-06 | 19 | 32.72 | -17821 | -315 | -2285 | 0 | 70 | 929 | 4026 | 0 | 80 | 356 | 52 | 335 | 2748 | 3273 | 4837 | 0 | 142 | 310 | 219 | 987 | 0 | 393 | 1200 | 0 | 462 | 0 | 0 | 0 | 0 | 0 | 0 | 0 | 0 | 0
2040-09-06 | 20 | 31.75 | -17361 | -341 | -1602 | 0 | 0 | 0 | 4011 | 0 | 80 | 331 | 52 | 319 | 2923 | 3273 | 4912 | 0 | 146 | 4 | 219 | 978 | 0 | 392 | 1200 | 0 | 462 | 0 | 0 | 0 | 0 | 0 | 0 | 0 | 0 | 0
2040-09-06 | 21 | 10 | -16530 | -368 | -1471 | 0 | 0 | 0 | 3567 | 0 | 80 | 301 | 52 | 160 | 2722 | 3273 | 4923 | 0 | 174 | 0 | 219 | 981 | 0 | 255 | 1200 | 0 | 462 | 0 | 0 | 0 | 0 | 0 | 0 | 176 | 0 | 0
2040-09-06 | 22 | 5 | -15302 | -368 | -1234 | 0 | 0 | 0 | 2769 | 0 | 80 | 253 | 52 | 157 | 2722 | 3273 | 4923 | 0 | 200 | 0 | 219 | 593 | 0 | 0 | 1200 | 0 | 462 | 0 | 0 | 0 | 0 | 379 | 0 | 465 | 0 | 0
2040-09-06 | 23 | 5 | -14141 | -395 | -1024 | 0 | 0 | 0 | 1707 | 0 | 80 | 252 | 52 | 157 | 2386 | 3273 | 4956 | 0 | 208 | 0 | 219 | 607 | 0 | 0 | 1200 | 0 | 462 | 0 | 0 | 0 | 0 | 349 | 0 | 499 | 0 | 0
2040-09-06 | 24 | 5 | -13220 | -395 | -840 | 0 | 0 | 0 | 708 | 0 | 80 | 252 | 52 | 157 | 2595 | 3273 | 4956 | 0 | 224 | 0 | 216 | 279 | 0 | 0 | 1200 | 0 | 462 | 0 | 0 | 0 | 0 | 671 | 0 | 472 | 0 | 0
2040-09-07 | 1 | 7.4 | -12623 | -427 | -735 | 0 | 0 | -1078 | 1004 | 0 | 80 | 252 | 52 | 157 | 2015 | 3273 | 4949 | 0 | 261 | 0 | 214 | 942 | 0 | 0 | 1200 | 0 | 462 | 0 | 0 | 0 | 0 | 0 | 0 | 996 | 0 | 0
2040-09-07 | 2 | 7.4 | -12294 | -454 | -657 | 0 | 0 | -463 | 528 | 0 | 80 | 252 | 52 | 157 | 1487 | 3273 | 4941 | 0 | 292 | 0 | 210 | 932 | 0 | 0 | 1200 | 0 | 462 | 0 | 0 | 0 | 0 | 0 | 0 | 1000 | 0 | 0
2040-09-07 | 3 | 7.4 | -12115 | -485 | -578 | 0 | 0 | -320 | 528 | 0 | 80 | 252 | 52 | 157 | 1162 | 3273 | 4906 | 0 | 313 | 0 | 204 | 908 | 0 | 0 | 1200 | 0 | 462 | 0 | 0 | 0 | 0 | 0 | 0 | 992 | 0 | 0
2040-09-07 | 4 | 7.4 | -12074 | -485 | -551 | 0 | 0 | -417 | 528 | 0 | 80 | 252 | 52 | 157 | 1162 | 3273 | 4934 | 0 | 321 | 0 | 201 | 903 | 0 | 0 | 1200 | 0 | 462 | 0 | 0 | 0 | 0 | 0 | 0 | 488 | 0 | 0
2040-09-07 | 5 | 7.4 | -12434 | -553 | -525 | 0 | 0 | -3 | 528 | 0 | 80 | 252 | 52 | 157 | 1140 | 3273 | 4941 | 0 | 322 | 0 | 202 | 903 | 0 | 0 | 1200 | 0 | 462 | 0 | 0 | 0 | 0 | 0 | 0 | 475 | 0 | 0
2040-09-07 | 6 | 10 | -13079 | -553 | -551 | 0 | 0 | 411 | 528 | 0 | 80 | 252 | 52 | 157 | 950 | 3273 | 4941 | 0 | 339 | 0 | 201 | 894 | 0 | 441 | 1200 | 0 | 462 | 0 | 0 | 0 | 0 | 0 | 0 | 0 | 0 | 0
2040-09-07 | 7 | 10 | -13970 | -589 | -709 | 0 | 0 | 796 | 1036 | 0 | 80 | 253 | 52 | 157 | 1107 | 3273 | 4941 | 0 | 350 | 68 | 209 | 899 | 0 | 384 | 1200 | 0 | 462 | 0 | 0 | 0 | 0 | 0 | 0 | 0 | 0 | 0
2040-09-07 | 8 | 10 | -15086 | -553 | -867 | 0 | 0 | 121 | 1871 | 0 | 80 | 252 | 52 | 157 | 1626 | 3273 | 4941 | 0 | 365 | 641 | 218 | 912 | 0 | 334 | 1200 | 0 | 462 | 0 | 0 | 0 | 0 | 0 | 0 | 0 | 0 | 0
2040-09-07 | 9 | 7.4 | -15970 | -521 | -1050 | 0 | 0 | -119 | 2906 | 0 | 80 | 252 | 52 | 157 | 1186 | 3273 | 4939 | 0 | 357 | 1663 | 218 | 914 | 0 | 0 | 1200 | 0 | 462 | 0 | 0 | 0 | 0 | 0 | 0 | 302 | 0 | 0
2040-09-07 | 10 | 5 | -16704 | -454 | -1234 | 0 | 0 | -1244 | 3720 | 0 | 80 | 252 | 52 | 157 | 1186 | 3273 | 4913 | 0 | 319 | 3618 | 219 | 192 | 0 | 0 | 1200 | 0 | 453 | 0 | 0 | 0 | 0 | 771 | 0 | 286 | 0 | 0
2040-09-07 | 11 | 2 | -17243 | -395 | -1182 | -396 | 0 | -1859 | 4232 | 0 | 80 | 252 | 52 | 157 | 1018 | 3273 | 4882 | 0 | 287 | 5227 | 0 | 0 | 0 | 0 | 1200 | 0 | 413 | 0 | 0 | 0 | 219 | 980 | 0 | 282 | 0 | 0
2040-09-07 | 12 | -30 | -17166 | -341 | -1024 | -905 | 0 | -1859 | 4497 | 0 | 80 | 79 | 48 | 157 | 819 | 3273 | 4870 | 0 | 0 | 7190 | 0 | 0 | 0 | 0 | 0 | 0 | 282 | 0 | 248 | 0 | 219 | 977 | 0 | 292 | 1200 | 0
2040-09-07 | 13 | -40 | -17243 | -270 | -1339 | -908 | -610 | -1859 | 4613 | 0 | 80 | 0 | 48 | 157 | 819 | 3273 | 4103 | 0 | 0 | 8855 | 0 | 0 | 0 | 0 | 0 | 0 | 282 | 706 | 962 | 0 | 218 | 984 | 0 | 309 | 1200 | 0
2040-09-07 | 14 | -40 | -17278 | -229 | -1313 | -908 | -610 | -1859 | 4624 | 0 | 80 | 0 | 48 | 157 | 819 | 3273 | 3533 | 0 | 0 | 9382 | 0 | 0 | 0 | 0 | 0 | 0 | 282 | 1076 | 1385 | 0 | 217 | 998 | 0 | 335 | 1200 | 0
2040-09-07 | 15 | -40 | -16880 | -175 | -1182 | -908 | -199 | -1859 | 4502 | 0 | 80 | 0 | 48 | 157 | 529 | 3273 | 3940 | 0 | 0 | 8392 | 0 | 0 | 0 | 0 | 0 | 0 | 282 | 327 | 711 | 0 | 218 | 990 | 0 | 338 | 1200 | 0
2040-09-07 | 16 | 2 | -16533 | -175 | -1549 | -48 | 0 | -1756 | 4454 | 0 | 80 | 252 | 52 | 157 | 0 | 3273 | 3421 | 0 | 544 | 6380 | 0 | 0 | 0 | 0 | 1035 | 0 | 413 | 0 | 0 | 0 | 219 | 996 | 0 | 337 | 165 | 0
2040-09-07 | 17 | 15.4 | -16326 | -162 | -1996 | 0 | 0 | 97 | 4513 | 0 | 80 | 252 | 52 | 157 | 0 | 3273 | 2209 | 0 | 572 | 4057 | 219 | 992 | 0 | 356 | 1200 | 0 | 453 | 0 | 0 | 0 | 0 | 0 | 0 | 0 | 0 | 0
2040-09-07 | 18 | 17.55 | -16377 | -175 | -2390 | 778 | 0 | 1772 | 4671 | 0 | 300 | 253 | 52 | 173 | 239 | 3273 | 1686 | 0 | 578 | 1907 | 219 | 989 | 0 | 390 | 1200 | 0 | 462 | 0 | 0 | 0 | 0 | 0 | 0 | 0 | 0 | 0
2040-09-07 | 19 | 36.08 | -17110 | -193 | -2285 | 908 | 610 | 1859 | 4655 | 0 | 220 | 425 | 52 | 332 | 1913 | 3273 | 1014 | 0 | 578 | 487 | 219 | 987 | 0 | 393 | 1200 | 0 | 462 | 0 | 0 | 0 | 0 | 0 | 0 | 0 | 0 | 0
2040-09-07 | 20 | 24.2 | -16830 | -229 | -1602 | 908 | 610 | 1859 | 4756 | 0 | 220 | 331 | 52 | 232 | 1784 | 3273 | 850 | 0 | 530 | 4 | 219 | 978 | 0 | 392 | 1200 | 0 | 462 | 0 | 0 | 0 | 0 | 0 | 0 | 0 | 0 | 0
2040-09-07 | 21 | 21.38 | -16060 | -270 | -1471 | 908 | 0 | 1859 | 4433 | 0 | 220 | 331 | 52 | 157 | 1908 | 3273 | 915 | 0 | 448 | 0 | 219 | 981 | 0 | 431 | 1200 | 0 | 462 | 0 | 0 | 0 | 0 | 0 | 0 | 0 | 0 | 0
2040-09-07 | 22 | 17.55 | -15009 | -292 | -1234 | 0 | 0 | 1611 | 3625 | 0 | 220 | 301 | 52 | 157 | 2280 | 3273 | 1272 | 0 | 426 | 0 | 219 | 972 | 0 | 465 | 1200 | 0 | 462 | 0 | 0 | 0 | 0 | 0 | 0 | 0 | 0 | 0
2040-09-07 | 23 | 10 | -13937 | -341 | -1024 | 0 | 0 | 489 | 2631 | 0 | 220 | 253 | 52 | 157 | 2264 | 3273 | 2388 | 0 | 418 | 0 | 219 | 956 | 0 | 318 | 1200 | 0 | 462 | 0 | 0 | 0 | 0 | 0 | 0 | 181 | 0 | 0
2040-09-07 | 24 | 5 | -12807 | -368 | -840 | 0 | 0 | 0 | 1627 | 0 | 220 | 252 | 52 | 157 | 2374 | 3273 | 3699 | 0 | 393 | 0 | 216 | 89 | 0 | 0 | 1200 | 0 | 462 | 0 | 0 | 0 | 0 | 861 | 0 | 472 | 0 | 0
2040-09-08 | 1 | 17.91 | -12249 | -368 | -972 | 0 | 0 | -1749 | 528 | 0 | 220 | 253 | 52 | 157 | 2943 | 3273 | 3734 | 0 | 362 | 0 | 214 | 942 | 0 | 996 | 1200 | 0 | 462 | 0 | 0 | 0 | 0 | 0 | 0 | 0 | 0 | 0
2040-09-08 | 2 | 15.23 | -11920 | -395 | -840 | 0 | -134 | -1859 | 528 | 0 | 220 | 252 | 52 | 157 | 2709 | 3273 | 3798 | 0 | 353 | 0 | 210 | 932 | 0 | 1000 | 1200 | 0 | 462 | 0 | 0 | 0 | 0 | 0 | 0 | 0 | 0 | 0
2040-09-08 | 3 | 15.23 | -11758 | -427 | -762 | 0 | -78 | -1859 | 528 | 0 | 220 | 252 | 52 | 157 | 2709 | 3273 | 3567 | 0 | 357 | 0 | 204 | 908 | 0 | 992 | 1200 | 0 | 462 | 0 | 0 | 0 | 0 | 0 | 0 | 0 | 0 | 0
2040-09-08 | 4 | 17.91 | -11702 | -454 | -683 | 0 | 0 | -835 | 528 | 0 | 220 | 252 | 52 | 157 | 2775 | 3273 | 2816 | 0 | 345 | 0 | 201 | 903 | 0 | 488 | 1200 | 0 | 462 | 0 | 0 | 0 | 0 | 0 | 0 | 0 | 0 | 0
2040-09-08 | 5 | 17.91 | -11927 | -485 | -683 | 0 | 0 | -225 | 528 | 0 | 220 | 253 | 52 | 157 | 2905 | 3273 | 2337 | 0 | 351 | 0 | 202 | 903 | 0 | 475 | 1200 | 0 | 462 | 0 | 0 | 0 | 0 | 0 | 0 | 0 | 0 | 0
2040-09-08 | 6 | 17.91 | -12312 | -485 | -709 | 0 | 0 | -187 | 528 | 0 | 220 | 301 | 52 | 157 | 3473 | 3273 | 2128 | 0 | 362 | 0 | 201 | 894 | 0 | 441 | 1200 | 0 | 462 | 0 | 0 | 0 | 0 | 0 | 0 | 0 | 0 | 0
2040-09-08 | 7 | 24.2 | -13143 | -485 | -788 | 0 | 0 | 448 | 528 | 0 | 220 | 327 | 52 | 216 | 3812 | 3273 | 1942 | 0 | 348 | 95 | 209 | 899 | 0 | 384 | 1200 | 0 | 462 | 0 | 0 | 0 | 0 | 0 | 0 | 0 | 0 | 0
2040-09-08 | 8 | 24.2 | -14412 | -485 | -919 | 0 | 80 | 1211 | 528 | 0 | 220 | 354 | 52 | 216 | 4106 | 3273 | 1264 | 0 | 347 | 1038 | 218 | 912 | 0 | 334 | 1200 | 0 | 462 | 0 | 0 | 0 | 0 | 0 | 0 | 0 | 0 | 0
2040-09-08 | 9 | 24.2 | -15432 | -395 | -1103 | 0 | 102 | 194 | 1474 | 0 | 220 | 312 | 52 | 215 | 4106 | 3273 | 884 | 0 | 282 | 2719 | 218 | 914 | 0 | 302 | 1200 | 0 | 462 | 0 | 0 | 0 | 0 | 0 | 0 | 0 | 0 | 0
2040-09-08 | 10 | 17.91 | -16423 | -315 | -1313 | 0 | 0 | -781 | 2346 | 0 | 220 | 252 | 52 | 157 | 3264 | 3273 | 606 | 0 | 272 | 5257 | 219 | 963 | 0 | 286 | 1200 | 0 | 462 | 0 | 0 | 0 | 0 | 0 | 0 | 0 | 0 | 0
2040-09-08 | 11 | 17.91 | -17021 | -247 | -1182 | 0 | 0 | -1723 | 2959 | 0 | 220 | 252 | 52 | 157 | 957 | 3273 | 560 | 0 | 313 | 8286 | 219 | 980 | 0 | 282 | 1200 | 0 | 462 | 0 | 0 | 0 | 0 | 0 | 0 | 0 | 0 | 0
2040-09-08 | 12 | 12.44 | -17404 | -211 | -1313 | -658 | -353 | -1859 | 3477 | 0 | 220 | 252 | 52 | 157 | 800 | 3273 | 467 | 0 | 345 | 9605 | 219 | 977 | 0 | 292 | 1200 | 0 | 462 | 0 | 0 | 0 | 0 | 0 | 0 | 0 | 0 | 0
2040-09-08 | 13 | 12.44 | -17516 | -175 | -1418 | -805 | -610 | -1859 | 3820 | 0 | 220 | 252 | 52 | 157 | 800 | 3273 | 549 | 0 | 386 | 9700 | 218 | 984 | 0 | 309 | 1200 | 0 | 462 | 0 | 0 | 0 | 0 | 0 | 0 | 0 | 0 | 0
2040-09-08 | 14 | 12.44 | -17495 | -162 | -1471 | -858 | -456 | -1859 | 3931 | 0 | 220 | 252 | 52 | 157 | 505 | 3273 | 620 | 0 | 414 | 9664 | 217 | 998 | 0 | 335 | 1200 | 0 | 462 | 0 | 0 | 0 | 0 | 0 | 0 | 0 | 0 | 0
2040-09-08 | 15 | 17.91 | -17680 | -162 | -1523 | 0 | 0 | -1739 | 3947 | 0 | 220 | 252 | 52 | 157 | 410 | 3273 | 772 | 0 | 416 | 8395 | 218 | 990 | 0 | 338 | 1200 | 0 | 462 | 0 | 0 | 0 | 0 | 0 | 0 | 0 | 0 | 0
2040-09-08 | 16 | 24.2 | -17968 | -135 | -1444 | 33 | 20 | 120 | 4016 | 0 | 220 | 252 | 52 | 215 | 410 | 3273 | 879 | 0 | 390 | 6452 | 219 | 996 | 0 | 337 | 1200 | 0 | 462 | 0 | 0 | 0 | 0 | 0 | 0 | 0 | 0 | 0
2040-09-08 | 17 | 24.2 | -18297 | -144 | -1444 | 48 | 0 | 685 | 4248 | 0 | 220 | 252 | 52 | 215 | 1943 | 3273 | 1127 | 0 | 371 | 4221 | 219 | 992 | 0 | 356 | 1200 | 0 | 462 | 0 | 0 | 0 | 0 | 0 | 0 | 0 | 0 | 0
2040-09-08 | 18 | 24.2 | -18280 | -144 | -1471 | 306 | 67 | 1411 | 4518 | 0 | 220 | 331 | 52 | 215 | 2887 | 3273 | 1119 | 0 | 361 | 1874 | 219 | 989 | 0 | 390 | 1200 | 0 | 462 | 0 | 0 | 0 | 0 | 0 | 0 | 0 | 0 | 0
2040-09-08 | 19 | 24.2 | -18591 | -162 | -1523 | 876 | 508 | 1740 | 4550 | 0 | 220 | 561 | 52 | 221 | 3048 | 3273 | 1153 | 0 | 331 | 480 | 219 | 987 | 0 | 393 | 1200 | 0 | 462 | 0 | 0 | 0 | 0 | 0 | 0 | 0 | 0 | 0
2040-09-08 | 20 | 24.2 | -18058 | -211 | -1418 | 431 | 508 | 1549 | 4756 | 0 | 220 | 472 | 52 | 215 | 3555 | 3273 | 1041 | 0 | 359 | 4 | 219 | 978 | 0 | 392 | 1200 | 0 | 462 | 0 | 0 | 0 | 0 | 0 | 0 | 0 | 0 | 0
2040-09-08 | 21 | 24.2 | -16812 | -270 | -1339 | 135 | 13 | 1549 | 4317 | 0 | 220 | 371 | 52 | 215 | 3650 | 3273 | 938 | 0 | 395 | 0 | 219 | 981 | 0 | 431 | 1200 | 0 | 462 | 0 | 0 | 0 | 0 | 0 | 0 | 0 | 0 | 0
2040-09-08 | 22 | 24.2 | -15216 | -315 | -1208 | 0 | 2 | 1205 | 3287 | 0 | 220 | 331 | 52 | 215 | 3650 | 3273 | 725 | 0 | 461 | 0 | 219 | 972 | 0 | 465 | 1200 | 0 | 462 | 0 | 0 | 0 | 0 | 0 | 0 | 0 | 0 | 0
2040-09-08 | 23 | 24.2 | -13849 | -341 | -1208 | 67 | 0 | 1191 | 2071 | 0 | 220 | 331 | 52 | 215 | 3650 | 3273 | 606 | 0 | 387 | 0 | 219 | 956 | 0 | 499 | 1200 | 0 | 462 | 0 | 0 | 0 | 0 | 0 | 0 | 0 | 0 | 0
2040-09-08 | 24 | 24.2 | -12894 | -368 | -1103 | 100 | 102 | 930 | 967 | 0 | 220 | 331 | 52 | 215 | 3717 | 3273 | 788 | 0 | 370 | 0 | 216 | 950 | 0 | 472 | 1200 | 0 | 462 | 0 | 0 | 0 | 0 | 0 | 0 | 0 | 0 | 0
2040-09-09 | 1 | 29.79 | -12350 | -427 | -972 | 0 | 0 | -697 | 528 | 0 | 220 | 331 | 52 | 317 | 4439 | 3273 | 1096 | 0 | 374 | 0 | 214 | 942 | 0 | 996 | 1200 | 0 | 462 | 0 | 0 | 0 | 0 | 0 | 0 | 0 | 0 | 0
2040-09-09 | 2 | 29.79 | -12142 | -427 | -840 | 0 | 0 | -1079 | 528 | 0 | 220 | 312 | 52 | 332 | 4439 | 3273 | 1162 | 0 | 365 | 0 | 210 | 932 | 0 | 1000 | 1200 | 0 | 462 | 0 | 0 | 0 | 0 | 0 | 0 | 0 | 0 | 0
2040-09-09 | 3 | 29.79 | -12093 | -427 | -762 | 0 | 0 | -868 | 528 | 0 | 220 | 312 | 52 | 335 | 4439 | 3273 | 875 | 0 | 347 | 0 | 204 | 908 | 0 | 992 | 1200 | 0 | 462 | 0 | 0 | 0 | 0 | 0 | 0 | 0 | 0 | 0
2040-09-09 | 4 | 29.79 | -12429 | -454 | -683 | 0 | 0 | -12 | 528 | 0 | 220 | 331 | 52 | 335 | 4539 | 3273 | 684 | 0 | 361 | 0 | 201 | 903 | 0 | 488 | 1200 | 0 | 462 | 0 | 0 | 0 | 0 | 0 | 0 | 0 | 0 | 0
2040-09-09 | 5 | 35.16 | -13603 | -485 | -683 | 0 | 0 | 0 | 528 | 0 | 300 | 440 | 52 | 335 | 5532 | 3273 | 742 | 0 | 326 | 0 | 202 | 903 | 0 | 475 | 1200 | 0 | 462 | 0 | 0 | 0 | 0 | 0 | 0 | 0 | 0 | 0
2040-09-09 | 6 | 40.15 | -15562 | -553 | -709 | 0 | 0 | 0 | 528 | 0 | 300 | 740 | 52 | 335 | 7390 | 3273 | 718 | 0 | 288 | 0 | 201 | 894 | 0 | 441 | 1200 | 0 | 462 | 0 | 0 | 0 | 0 | 0 | 0 | 0 | 0 | 0
2040-09-09 | 7 | 40.26 | -16809 | -553 | -788 | 0 | 0 | 451 | 1273 | 0 | 300 | 781 | 52 | 335 | 7502 | 3273 | 665 | 0 | 268 | 94 | 209 | 899 | 0 | 384 | 1200 | 0 | 462 | 0 | 0 | 0 | 0 | 0 | 0 | 0 | 0 | 0
2040-09-09 | 8 | 39.16 | -17461 | -553 | -919 | 0 | 0 | 0 | 2235 | 0 | 300 | 699 | 52 | 335 | 6974 | 3273 | 630 | 0 | 218 | 1090 | 218 | 912 | 0 | 334 | 1200 | 0 | 462 | 0 | 0 | 0 | 0 | 0 | 0 | 0 | 0 | 0
2040-09-09 | 9 | 34.35 | -18204 | -454 | -1103 | 0 | 0 | 0 | 2748 | 0 | 300 | 425 | 52 | 335 | 5411 | 3273 | 608 | 0 | 144 | 3369 | 218 | 914 | 0 | 302 | 1200 | 0 | 462 | 0 | 0 | 0 | 0 | 0 | 0 | 0 | 0 | 0
2040-09-09 | 10 | 29.79 | -19248 | -368 | -1313 | 0 | 0 | -999 | 3361 | 0 | 300 | 253 | 52 | 335 | 4503 | 3273 | 521 | 0 | 108 | 6092 | 219 | 963 | 0 | 286 | 1200 | 0 | 462 | 0 | 0 | 0 | 0 | 0 | 0 | 0 | 0 | 0
2040-09-09 | 11 | 26.63 | -19722 | -270 | -1182 | -212 | -610 | -1859 | 3947 | 0 | 300 | 252 | 52 | 335 | 3673 | 3273 | 463 | 0 | 81 | 8335 | 219 | 980 | 0 | 282 | 1200 | 0 | 462 | 0 | 0 | 0 | 0 | 0 | 0 | 0 | 0 | 0
2040-09-09 | 12 | 29.79 | -19988 | -229 | -1313 | 0 | 0 | -1832 | 4328 | 0 | 300 | 252 | 52 | 335 | 2194 | 3273 | 481 | 0 | 83 | 8914 | 219 | 977 | 0 | 292 | 1200 | 0 | 462 | 0 | 0 | 0 | 0 | 0 | 0 | 0 | 0 | 0
2040-09-09 | 13 | 29.79 | -20208 | -211 | -1418 | 0 | 0 | -1542 | 4576 | 0 | 300 | 252 | 52 | 335 | 1924 | 3273 | 517 | 0 | 76 | 8900 | 218 | 984 | 0 | 309 | 1200 | 0 | 462 | 0 | 0 | 0 | 0 | 0 | 0 | 0 | 0 | 0
2040-09-09 | 14 | 29.79 | -20138 | -193 | -1471 | 0 | 0 | -1236 | 4756 | 0 | 300 | 252 | 52 | 335 | 1700 | 3273 | 563 | 0 | 72 | 8521 | 217 | 998 | 0 | 335 | 1200 | 0 | 462 | 0 | 0 | 0 | 0 | 0 | 0 | 0 | 0 | 0
2040-09-09 | 15 | 29.79 | -20142 | -175 | -1523 | 0 | 0 | -93 | 4724 | 0 | 300 | 252 | 52 | 335 | 1700 | 3273 | 577 | 0 | 73 | 7438 | 218 | 990 | 0 | 338 | 1200 | 0 | 462 | 0 | 0 | 0 | 0 | 0 | 0 | 0 | 0 | 0
2040-09-09 | 16 | 40.26 | -20046 | -175 | -1444 | 0 | 0 | 430 | 4671 | 0 | 300 | 253 | 52 | 335 | 2562 | 3273 | 646 | 0 | 70 | 5859 | 219 | 996 | 0 | 337 | 1200 | 0 | 462 | 0 | 0 | 0 | 0 | 0 | 0 | 0 | 0 | 0
2040-09-09 | 17 | 40.7 | -20050 | -175 | -1444 | 4 | 26 | 1859 | 4602 | 0 | 300 | 354 | 52 | 335 | 3284 | 3273 | 600 | 0 | 67 | 3683 | 219 | 992 | 0 | 356 | 1200 | 0 | 462 | 0 | 0 | 0 | 0 | 0 | 0 | 0 | 0 | 0
2040-09-09 | 18 | 40.26 | -19818 | -175 | -1471 | 0 | 0 | 1326 | 4624 | 0 | 300 | 660 | 52 | 335 | 5044 | 3273 | 616 | 0 | 69 | 1903 | 219 | 989 | 0 | 390 | 1200 | 0 | 462 | 0 | 0 | 0 | 0 | 0 | 0 | 0 | 0 | 0
2040-09-09 | 19 | 40.7 | -20022 | -193 | -1523 | 179 | 498 | 1859 | 4502 | 0 | 300 | 785 | 52 | 335 | 5401 | 3273 | 717 | 0 | 83 | 492 | 219 | 987 | 0 | 393 | 1200 | 0 | 462 | 0 | 0 | 0 | 0 | 0 | 0 | 0 | 0 | 0
2040-09-09 | 20 | 40.26 | -19409 | -229 | -1418 | 0 | 0 | 1562 | 4613 | 0 | 300 | 781 | 52 | 335 | 6032 | 3273 | 731 | 0 | 122 | 4 | 219 | 978 | 0 | 392 | 1200 | 0 | 462 | 0 | 0 | 0 | 0 | 0 | 0 | 0 | 0 | 0
2040-09-09 | 21 | 40.26 | -18037 | -292 | -1339 | 0 | 0 | 72 | 4148 | 0 | 300 | 699 | 52 | 335 | 6544 | 3273 | 776 | 0 | 175 | 0 | 219 | 981 | 0 | 431 | 1200 | 0 | 462 | 0 | 0 | 0 | 0 | 0 | 0 | 0 | 0 | 0
2040-09-09 | 22 | 38.17 | -16150 | -270 | -1208 | 0 | 0 | 0 | 3059 | 0 | 300 | 500 | 52 | 335 | 5799 | 3273 | 768 | 0 | 223 | 0 | 219 | 972 | 0 | 465 | 1200 | 0 | 462 | 0 | 0 | 0 | 0 | 0 | 0 | 0 | 0 | 0
2040-09-09 | 23 | 36.86 | -14645 | -315 | -1208 | 0 | 0 | 0 | 1738 | 0 | 300 | 459 | 52 | 335 | 5645 | 3273 | 805 | 0 | 224 | 0 | 219 | 956 | 0 | 499 | 1200 | 0 | 462 | 0 | 0 | 0 | 0 | 0 | 0 | 0 | 0 | 0
2040-09-09 | 24 | 37.72 | -13904 | -315 | -1103 | 0 | 0 | 0 | 602 | 0 | 300 | 573 | 52 | 335 | 5987 | 3273 | 699 | 0 | 200 | 0 | 216 | 950 | 0 | 472 | 1200 | 0 | 462 | 0 | 0 | 0 | 0 | 0 | 0 | 0 | 0 | 0
2040-09-10 | 1 | 30.65 | -13282 | -341 | -735 | 0 | 0 | -116 | 528 | 0 | 300 | 425 | 52 | 335 | 4902 | 3273 | 664 | 0 | 180 | 0 | 214 | 942 | 0 | 996 | 1200 | 0 | 462 | 0 | 0 | 0 | 0 | 0 | 0 | 0 | 0 | 0
2040-09-10 | 2 | 30.64 | -12919 | -368 | -657 | 0 | 0 | -284 | 528 | 0 | 300 | 331 | 52 | 335 | 4837 | 3273 | 604 | 0 | 162 | 0 | 210 | 932 | 0 | 1000 | 1200 | 0 | 462 | 0 | 0 | 0 | 0 | 0 | 0 | 0 | 0 | 0
2040-09-10 | 3 | 30.64 | -12807 | -427 | -578 | 0 | 0 | -414 | 528 | 0 | 300 | 331 | 52 | 335 | 4837 | 3273 | 656 | 0 | 147 | 0 | 204 | 908 | 0 | 992 | 1200 | 0 | 462 | 0 | 0 | 0 | 0 | 0 | 0 | 0 | 0 | 0
2040-09-10 | 4 | 34.21 | -13154 | -454 | -551 | 0 | 0 | 0 | 528 | 0 | 300 | 407 | 52 | 335 | 5225 | 3273 | 669 | 0 | 116 | 0 | 201 | 903 | 0 | 488 | 1200 | 0 | 462 | 0 | 0 | 0 | 0 | 0 | 0 | 0 | 0 | 0
2040-09-10 | 5 | 37.76 | -14410 | -454 | -525 | 0 | 0 | 0 | 528 | 0 | 300 | 618 | 52 | 335 | 6248 | 3273 | 697 | 0 | 95 | 0 | 202 | 903 | 0 | 475 | 1200 | 0 | 462 | 0 | 0 | 0 | 0 | 0 | 0 | 0 | 0 | 0
2040-09-10 | 6 | 40.9 | -16352 | -454 | -551 | 0 | 0 | 0 | 528 | 0 | 300 | 848 | 52 | 335 | 8113 | 3273 | 633 | 0 | 76 | 0 | 201 | 894 | 0 | 441 | 1200 | 0 | 462 | 0 | 0 | 0 | 0 | 0 | 0 | 0 | 0 | 0
2040-09-10 | 7 | 40.45 | -17598 | -485 | -709 | 0 | 0 | 0 | 1590 | 0 | 300 | 848 | 52 | 335 | 8323 | 3273 | 783 | 0 | 58 | 75 | 209 | 899 | 0 | 384 | 1200 | 0 | 462 | 0 | 0 | 0 | 0 | 0 | 0 | 0 | 0 | 0
2040-09-10 | 8 | 39.16 | -18226 | -485 | -867 | 0 | 0 | 0 | 2557 | 0 | 300 | 781 | 52 | 335 | 7476 | 3273 | 856 | 0 | 47 | 773 | 218 | 912 | 0 | 334 | 1200 | 0 | 462 | 0 | 0 | 0 | 0 | 0 | 0 | 0 | 0 | 0
2040-09-10 | 9 | 37 | -18738 | -427 | -1050 | 0 | 0 | 0 | 3075 | 0 | 300 | 660 | 52 | 335 | 6412 | 3273 | 766 | 0 | 32 | 2214 | 218 | 914 | 0 | 302 | 1200 | 0 | 462 | 0 | 0 | 0 | 0 | 0 | 0 | 0 | 0 | 0
2040-09-10 | 10 | 33.32 | -19481 | -368 | -1234 | 0 | 0 | 0 | 3514 | 0 | 300 | 407 | 52 | 335 | 5327 | 3273 | 663 | 0 | 24 | 4058 | 219 | 963 | 0 | 286 | 1200 | 0 | 462 | 0 | 0 | 0 | 0 | 0 | 0 | 0 | 0 | 0
2040-09-10 | 11 | 30.64 | -20156 | -315 | -1182 | 0 | 0 | -546 | 3968 | 0 | 300 | 312 | 52 | 335 | 4788 | 3273 | 607 | 0 | 28 | 5390 | 219 | 980 | 0 | 282 | 1200 | 0 | 462 | 0 | 0 | 0 | 0 | 0 | 0 | 0 | 0 | 0
2040-09-10 | 12 | 30.64 | -20104 | -270 | -1024 | 0 | 0 | -1059 | 4301 | 0 | 300 | 253 | 52 | 335 | 4189 | 3273 | 578 | 0 | 39 | 5986 | 219 | 977 | 0 | 292 | 1200 | 0 | 462 | 0 | 0 | 0 | 0 | 0 | 0 | 0 | 0 | 0
2040-09-10 | 13 | 30.64 | -20248 | -229 | -1339 | 0 | 0 | -630 | 4439 | 0 | 300 | 253 | 52 | 335 | 4189 | 3273 | 401 | 0 | 54 | 5977 | 218 | 984 | 0 | 309 | 1200 | 0 | 462 | 0 | 0 | 0 | 0 | 0 | 0 | 0 | 0 | 0
2040-09-10 | 14 | 30.64 | -20331 | -211 | -1313 | 0 | 0 | -497 | 4507 | 0 | 300 | 301 | 52 | 335 | 4120 | 3273 | 415 | 0 | 79 | 5759 | 217 | 998 | 0 | 335 | 1200 | 0 | 462 | 0 | 0 | 0 | 0 | 0 | 0 | 0 | 0 | 0
2040-09-10 | 15 | 30.64 | -20004 | -211 | -1182 | 0 | 0 | -68 | 4481 | 0 | 300 | 312 | 52 | 335 | 4092 | 3273 | 395 | 0 | 94 | 4923 | 218 | 990 | 0 | 338 | 1200 | 0 | 462 | 0 | 0 | 0 | 0 | 0 | 0 | 0 | 0 | 0
2040-09-10 | 16 | 38.56 | -19634 | -193 | -1549 | 0 | 0 | 0 | 4476 | 0 | 300 | 331 | 52 | 335 | 5041 | 3273 | 416 | 0 | 117 | 3821 | 219 | 996 | 0 | 337 | 1200 | 0 | 462 | 0 | 0 | 0 | 0 | 0 | 0 | 0 | 0 | 0
2040-09-10 | 17 | 41.41 | -19377 | -175 | -1996 | 0 | 0 | 295 | 4507 | 0 | 300 | 465 | 52 | 335 | 5620 | 3273 | 446 | 0 | 148 | 2877 | 219 | 992 | 0 | 356 | 1200 | 0 | 462 | 0 | 0 | 0 | 0 | 0 | 0 | 0 | 0 | 0
2040-09-10 | 18 | 41.41 | -19433 | -175 | -2390 | 0 | 0 | 807 | 4597 | 0 | 300 | 740 | 52 | 335 | 6523 | 3273 | 407 | 0 | 181 | 1523 | 219 | 989 | 0 | 390 | 1200 | 0 | 462 | 0 | 0 | 0 | 0 | 0 | 0 | 0 | 0 | 0
2040-09-10 | 19 | 41.41 | -20333 | -175 | -2285 | 0 | 0 | 1572 | 4571 | 0 | 300 | 893 | 52 | 335 | 7377 | 3273 | 448 | 0 | 249 | 462 | 219 | 987 | 0 | 393 | 1200 | 0 | 462 | 0 | 0 | 0 | 0 | 0 | 0 | 0 | 0 | 0
2040-09-10 | 20 | 41.31 | -19812 | -175 | -1602 | 0 | 0 | 0 | 4756 | 0 | 300 | 785 | 52 | 335 | 8165 | 3273 | 351 | 0 | 317 | 4 | 219 | 978 | 0 | 392 | 1200 | 0 | 462 | 0 | 0 | 0 | 0 | 0 | 0 | 0 | 0 | 0
2040-09-10 | 21 | 39.79 | -18595 | -211 | -1471 | 0 | 0 | 0 | 4296 | 0 | 300 | 740 | 52 | 335 | 7269 | 3273 | 344 | 0 | 374 | 0 | 219 | 981 | 0 | 431 | 1200 | 0 | 462 | 0 | 0 | 0 | 0 | 0 | 0 | 0 | 0 | 0
2040-09-10 | 22 | 37.76 | -16987 | -229 | -1234 | 0 | 0 | 0 | 3281 | 0 | 300 | 608 | 52 | 335 | 6400 | 3273 | 477 | 0 | 405 | 0 | 219 | 972 | 0 | 465 | 1200 | 0 | 462 | 0 | 0 | 0 | 0 | 0 | 0 | 0 | 0 | 0
2040-09-10 | 23 | 35.98 | -15625 | -247 | -1024 | 0 | 0 | 0 | 2018 | 0 | 300 | 507 | 52 | 335 | 5948 | 3273 | 676 | 0 | 450 | 0 | 219 | 956 | 0 | 499 | 1200 | 0 | 462 | 0 | 0 | 0 | 0 | 0 | 0 | 0 | 0 | 0
2040-09-10 | 24 | 35.98 | -14725 | -247 | -840 | 0 | 0 | 0 | 941 | 0 | 300 | 465 | 52 | 335 | 5742 | 3273 | 926 | 0 | 478 | 0 | 216 | 950 | 0 | 472 | 1200 | 0 | 462 | 0 | 0 | 0 | 0 | 0 | 0 | 0 | 0 | 0
2040-09-11 | 1 | 31.29 | -14220 | -247 | -735 | 0 | 0 | -151 | 528 | 0 | 300 | 425 | 52 | 335 | 4906 | 3273 | 1221 | 0 | 498 | 0 | 214 | 942 | 0 | 996 | 1200 | 0 | 462 | 0 | 0 | 0 | 0 | 0 | 0 | 0 | 0 | 0
2040-09-11 | 2 | 31.29 | -13983 | -229 | -657 | 0 | 0 | -477 | 528 | 0 | 300 | 331 | 52 | 335 | 4738 | 3273 | 1442 | 0 | 542 | 0 | 210 | 932 | 0 | 1000 | 1200 | 0 | 462 | 0 | 0 | 0 | 0 | 0 | 0 | 0 | 0 | 0
2040-09-11 | 3 | 31.29 | -13934 | -229 | -578 | 0 | 0 | -558 | 528 | 0 | 300 | 331 | 52 | 335 | 4472 | 3273 | 1687 | 0 | 554 | 0 | 204 | 908 | 0 | 992 | 1200 | 0 | 462 | 0 | 0 | 0 | 0 | 0 | 0 | 0 | 0 | 0
2040-09-11 | 4 | 33.46 | -14406 | -229 | -551 | 0 | 0 | 0 | 528 | 0 | 300 | 331 | 52 | 335 | 4696 | 3273 | 1855 | 0 | 562 | 0 | 201 | 903 | 0 | 488 | 1200 | 0 | 462 | 0 | 0 | 0 | 0 | 0 | 0 | 0 | 0 | 0
2040-09-11 | 5 | 37.63 | -15786 | -211 | -525 | 0 | 0 | 0 | 528 | 0 | 300 | 540 | 52 | 335 | 5619 | 3273 | 2056 | 0 | 576 | 0 | 202 | 903 | 0 | 475 | 1200 | 0 | 462 | 0 | 0 | 0 | 0 | 0 | 0 | 0 | 0 | 0
2040-09-11 | 6 | 42.28 | -17956 | -211 | -551 | 0 | 0 | 133 | 528 | 0 | 300 | 785 | 52 | 335 | 7584 | 3273 | 1972 | 0 | 558 | 0 | 201 | 894 | 0 | 441 | 1200 | 0 | 462 | 0 | 0 | 0 | 0 | 0 | 0 | 0 | 0 | 0
2040-09-11 | 7 | 42.28 | -19434 | -211 | -709 | 0 | 0 | 656 | 528 | 0 | 300 | 1009 | 52 | 335 | 8256 | 3273 | 2191 | 0 | 549 | 50 | 209 | 899 | 0 | 384 | 1200 | 0 | 462 | 0 | 0 | 0 | 0 | 0 | 0 | 0 | 0 | 0
2040-09-11 | 8 | 42.28 | -20256 | -193 | -867 | 0 | 0 | 89 | 967 | 0 | 300 | 973 | 52 | 335 | 8701 | 3273 | 2340 | 0 | 536 | 623 | 218 | 912 | 0 | 334 | 1200 | 0 | 462 | 0 | 0 | 0 | 0 | 0 | 0 | 0 | 0 | 0
2040-09-11 | 9 | 39.86 | -21105 | -193 | -1050 | 0 | 0 | 0 | 1527 | 0 | 300 | 848 | 52 | 335 | 7798 | 3273 | 2727 | 0 | 505 | 1888 | 218 | 914 | 0 | 302 | 1200 | 0 | 462 | 0 | 0 | 0 | 0 | 0 | 0 | 0 | 0 | 0
2040-09-11 | 10 | 37.63 | -21767 | -162 | -1234 | 0 | 0 | 0 | 2098 | 0 | 300 | 781 | 52 | 335 | 6541 | 3273 | 3294 | 0 | 483 | 2876 | 219 | 963 | 0 | 286 | 1200 | 0 | 462 | 0 | 0 | 0 | 0 | 0 | 0 | 0 | 0 | 0
2040-09-11 | 11 | 35.98 | -22445 | -144 | -1182 | 0 | 0 | 0 | 2436 | 0 | 300 | 693 | 52 | 335 | 6063 | 3273 | 3177 | 0 | 441 | 3857 | 219 | 980 | 0 | 282 | 1200 | 0 | 462 | 0 | 0 | 0 | 0 | 0 | 0 | 0 | 0 | 0
2040-09-11 | 12 | 30.36 | -23147 | -135 | -1024 | 0 | -110 | -1859 | 2732 | 0 | 300 | 301 | 52 | 335 | 4770 | 3273 | 3453 | 0 | 408 | 7500 | 219 | 977 | 0 | 292 | 1200 | 0 | 462 | 0 | 0 | 0 | 0 | 0 | 0 | 0 | 0 | 0
2040-09-11 | 13 | 28.72 | -24253 | -94 | -1339 | -707 | -610 | -1859 | 3287 | 0 | 300 | 252 | 52 | 335 | 3900 | 3273 | 3752 | 0 | 391 | 10148 | 218 | 984 | 0 | 309 | 1200 | 0 | 462 | 0 | 0 | 0 | 0 | 0 | 0 | 0 | 0 | 0
2040-09-11 | 14 | 30.36 | -24979 | -81 | -1313 | 0 | -485 | -1859 | 3900 | 0 | 300 | 252 | 52 | 335 | 3663 | 3273 | 4029 | 0 | 455 | 9245 | 217 | 998 | 0 | 335 | 1200 | 0 | 462 | 0 | 0 | 0 | 0 | 0 | 0 | 0 | 0 | 0
2040-09-11 | 15 | 30.45 | -25180 | -76 | -1182 | 0 | 0 | -1859 | 4238 | 0 | 300 | 253 | 52 | 335 | 3637 | 3273 | 4035 | 0 | 492 | 8474 | 218 | 990 | 0 | 338 | 1200 | 0 | 462 | 0 | 0 | 0 | 0 | 0 | 0 | 0 | 0 | 0
2040-09-11 | 16 | 30.45 | -25073 | -76 | -1549 | 0 | 0 | -19 | 4550 | 0 | 300 | 331 | 52 | 335 | 3621 | 3273 | 3729 | 0 | 505 | 6807 | 219 | 996 | 0 | 337 | 1200 | 0 | 462 | 0 | 0 | 0 | 0 | 0 | 0 | 0 | 0 | 0
2040-09-11 | 17 | 41.15 | -24746 | -76 | -1996 | 0 | 0 | 122 | 4729 | 0 | 300 | 740 | 52 | 335 | 5548 | 3273 | 3793 | 0 | 482 | 4215 | 219 | 992 | 0 | 356 | 1200 | 0 | 462 | 0 | 0 | 0 | 0 | 0 | 0 | 0 | 0 | 0
2040-09-11 | 18 | 41.15 | -24317 | -76 | -2390 | 0 | 0 | 1551 | 4756 | 0 | 300 | 950 | 52 | 335 | 6090 | 3273 | 3887 | 0 | 438 | 1892 | 219 | 989 | 0 | 390 | 1200 | 0 | 462 | 0 | 0 | 0 | 0 | 0 | 0 | 0 | 0 | 0
2040-09-11 | 19 | 43.13 | -24929 | -76 | -2285 | 608 | 610 | 1859 | 4454 | 0 | 300 | 1051 | 52 | 335 | 7044 | 3273 | 3576 | 0 | 418 | 447 | 219 | 987 | 0 | 393 | 1200 | 0 | 462 | 0 | 0 | 0 | 0 | 0 | 0 | 0 | 0 | 0
2040-09-11 | 20 | 41.79 | -24262 | -81 | -1602 | 0 | 426 | 1859 | 4444 | 0 | 300 | 1051 | 52 | 335 | 6755 | 3273 | 3778 | 0 | 416 | 4 | 219 | 978 | 0 | 392 | 1200 | 0 | 462 | 0 | 0 | 0 | 0 | 0 | 0 | 0 | 0 | 0
2040-09-11 | 21 | 41.15 | -22656 | -94 | -1471 | 0 | 0 | 127 | 3974 | 0 | 300 | 973 | 52 | 335 | 7655 | 3273 | 3856 | 0 | 383 | 0 | 219 | 981 | 0 | 431 | 1200 | 0 | 462 | 0 | 0 | 0 | 0 | 0 | 0 | 0 | 0 | 0
2040-09-11 | 22 | 38.17 | -20558 | -112 | -1234 | 0 | 0 | 0 | 2922 | 0 | 300 | 781 | 52 | 335 | 6504 | 3273 | 4029 | 0 | 390 | 0 | 219 | 972 | 0 | 465 | 1200 | 0 | 462 | 0 | 0 | 0 | 0 | 0 | 0 | 0 | 0 | 0
2040-09-11 | 23 | 35.98 | -18615 | -121 | -1024 | 0 | 0 | 0 | 1606 | 0 | 300 | 740 | 52 | 335 | 5651 | 3273 | 4117 | 0 | 350 | 0 | 219 | 956 | 0 | 499 | 1200 | 0 | 462 | 0 | 0 | 0 | 0 | 0 | 0 | 0 | 0 | 0
2040-09-11 | 24 | 35.98 | -17224 | -162 | -840 | 0 | 0 | 0 | 528 | 0 | 300 | 699 | 52 | 335 | 5337 | 3273 | 4059 | 0 | 343 | 0 | 216 | 950 | 0 | 472 | 1200 | 0 | 462 | 0 | 0 | 0 | 0 | 0 | 0 | 0 | 0 | 0
2040-09-12 | 1 | 30.45 | -16291 | -162 | -735 | 0 | -54 | -1286 | 1908 | 0 | 300 | 349 | 52 | 335 | 4609 | 3273 | 3549 | 0 | 340 | 0 | 214 | 942 | 0 | 996 | 1200 | 0 | 462 | 0 | 0 | 0 | 0 | 0 | 0 | 0 | 0 | 0
2040-09-12 | 2 | 30.45 | -15716 | -193 | -657 | 0 | 0 | -664 | 1226 | 0 | 300 | 425 | 52 | 335 | 4544 | 3273 | 2963 | 0 | 308 | 0 | 210 | 932 | 0 | 1000 | 1200 | 0 | 462 | 0 | 0 | 0 | 0 | 0 | 0 | 0 | 0 | 0
2040-09-12 | 3 | 31.75 | -15420 | -193 | -578 | 0 | 0 | 0 | 777 | 0 | 300 | 530 | 52 | 335 | 4483 | 3273 | 2367 | 0 | 308 | 0 | 204 | 908 | 0 | 992 | 1200 | 0 | 462 | 0 | 0 | 0 | 0 | 0 | 0 | 0 | 0 | 0
2040-09-12 | 4 | 38.34 | -15615 | -211 | -551 | 0 | 0 | 0 | 565 | 0 | 300 | 660 | 52 | 335 | 5746 | 3273 | 1904 | 0 | 288 | 0 | 201 | 903 | 0 | 488 | 1200 | 0 | 462 | 0 | 0 | 0 | 0 | 0 | 0 | 0 | 0 | 0
2040-09-12 | 5 | 41.15 | -16781 | -229 | -525 | 0 | 0 | 72 | 708 | 0 | 300 | 781 | 52 | 335 | 7037 | 3273 | 1471 | 0 | 263 | 0 | 202 | 903 | 0 | 475 | 1200 | 0 | 462 | 0 | 0 | 0 | 0 | 0 | 0 | 0 | 0 | 0
2040-09-12 | 6 | 41.15 | -18653 | -211 | -551 | 0 | 0 | 805 | 1548 | 0 | 300 | 893 | 52 | 335 | 7850 | 3273 | 906 | 0 | 255 | 0 | 201 | 894 | 0 | 441 | 1200 | 0 | 462 | 0 | 0 | 0 | 0 | 0 | 0 | 0 | 0 | 0
2040-09-12 | 7 | 41.15 | -19874 | -247 | -709 | 0 | 0 | 543 | 3007 | 0 | 300 | 893 | 52 | 335 | 8417 | 3273 | 571 | 0 | 241 | 43 | 209 | 899 | 0 | 384 | 1200 | 0 | 462 | 0 | 0 | 0 | 0 | 0 | 0 | 0 | 0 | 0
2040-09-12 | 8 | 40.42 | -20269 | -247 | -867 | 0 | 0 | 0 | 3958 | 0 | 300 | 848 | 52 | 335 | 8361 | 3273 | 486 | 0 | 207 | 436 | 218 | 912 | 0 | 334 | 1200 | 0 | 462 | 0 | 0 | 0 | 0 | 0 | 0 | 0 | 0 | 0
2040-09-12 | 9 | 39.81 | -20472 | -292 | -1050 | 0 | 0 | 0 | 4380 | 0 | 300 | 781 | 52 | 335 | 8023 | 3273 | 450 | 0 | 176 | 948 | 218 | 914 | 0 | 302 | 1200 | 0 | 462 | 0 | 0 | 0 | 0 | 0 | 0 | 0 | 0 | 0
2040-09-12 | 10 | 38.92 | -20683 | -292 | -1234 | 0 | 0 | 0 | 4645 | 0 | 300 | 740 | 52 | 335 | 7477 | 3273 | 703 | 0 | 167 | 1387 | 219 | 963 | 0 | 286 | 1200 | 0 | 462 | 0 | 0 | 0 | 0 | 0 | 0 | 0 | 0 | 0
2040-09-12 | 11 | 38.27 | -20799 | -292 | -1182 | 0 | 0 | 0 | 4756 | 0 | 300 | 699 | 52 | 335 | 7079 | 3273 | 880 | 0 | 159 | 1597 | 219 | 980 | 0 | 282 | 1200 | 0 | 462 | 0 | 0 | 0 | 0 | 0 | 0 | 0 | 0 | 0
2040-09-12 | 12 | 34.21 | -20201 | -292 | -1024 | 0 | 0 | 0 | 4729 | 0 | 300 | 420 | 52 | 335 | 5307 | 3273 | 1508 | 0 | 146 | 2297 | 219 | 977 | 0 | 292 | 1200 | 0 | 462 | 0 | 0 | 0 | 0 | 0 | 0 | 0 | 0 | 0
2040-09-12 | 13 | 30.45 | -19975 | -341 | -1339 | 0 | 0 | -950 | 4544 | 0 | 300 | 312 | 52 | 335 | 4899 | 3273 | 2351 | 0 | 130 | 3236 | 218 | 984 | 0 | 309 | 1200 | 0 | 462 | 0 | 0 | 0 | 0 | 0 | 0 | 0 | 0 | 0
2040-09-12 | 14 | 30.45 | -19765 | -368 | -1313 | 0 | 0 | -1641 | 4396 | 0 | 220 | 301 | 52 | 335 | 4380 | 3273 | 3289 | 0 | 124 | 3505 | 217 | 998 | 0 | 335 | 1200 | 0 | 462 | 0 | 0 | 0 | 0 | 0 | 0 | 0 | 0 | 0
2040-09-12 | 15 | 30.45 | -19191 | -341 | -1182 | 0 | -593 | -1859 | 4137 | 0 | 220 | 252 | 52 | 335 | 3247 | 3273 | 4271 | 0 | 131 | 4038 | 218 | 990 | 0 | 338 | 1200 | 0 | 462 | 0 | 0 | 0 | 0 | 0 | 0 | 0 | 0 | 0
2040-09-12 | 16 | 30.45 | -18651 | -341 | -1549 | 0 | 0 | -792 | 3979 | 0 | 220 | 252 | 52 | 335 | 1809 | 3273 | 4539 | 0 | 154 | 3506 | 219 | 996 | 0 | 337 | 1200 | 0 | 462 | 0 | 0 | 0 | 0 | 0 | 0 | 0 | 0 | 0
2040-09-12 | 17 | 40.24 | -18263 | -341 | -1996 | 0 | 0 | 0 | 3905 | 0 | 220 | 312 | 52 | 335 | 2421 | 3273 | 4477 | 0 | 159 | 2216 | 219 | 992 | 0 | 356 | 1200 | 0 | 462 | 0 | 0 | 0 | 0 | 0 | 0 | 0 | 0 | 0
2040-09-12 | 18 | 41.15 | -18198 | -341 | -2390 | 0 | 0 | 1061 | 3905 | 0 | 220 | 331 | 52 | 335 | 2493 | 3273 | 4407 | 0 | 167 | 1425 | 219 | 989 | 0 | 390 | 1200 | 0 | 462 | 0 | 0 | 0 | 0 | 0 | 0 | 0 | 0 | 0
2040-09-12 | 19 | 41.89 | -18914 | -368 | -2285 | 0 | 470 | 1859 | 3815 | 0 | 220 | 660 | 52 | 335 | 2626 | 3273 | 4421 | 0 | 174 | 401 | 219 | 987 | 0 | 393 | 1200 | 0 | 462 | 0 | 0 | 0 | 0 | 0 | 0 | 0 | 0 | 0
2040-09-12 | 20 | 41.15 | -18315 | -427 | -1602 | 0 | 86 | 981 | 3905 | 0 | 220 | 452 | 52 | 335 | 3183 | 3273 | 4399 | 0 | 201 | 4 | 219 | 978 | 0 | 392 | 1200 | 0 | 462 | 0 | 0 | 0 | 0 | 0 | 0 | 0 | 0 | 0
2040-09-12 | 21 | 40.24 | -17089 | -454 | -1471 | 0 | 0 | 0 | 3392 | 0 | 220 | 331 | 52 | 319 | 3435 | 3273 | 4471 | 0 | 226 | 0 | 219 | 981 | 0 | 431 | 1200 | 0 | 462 | 0 | 0 | 0 | 0 | 0 | 0 | 0 | 0 | 0
2040-09-12 | 22 | 5 | -15508 | -485 | -1234 | 0 | 0 | -44 | 2383 | 0 | 220 | 312 | 52 | 160 | 3129 | 3273 | 4652 | 0 | 236 | 0 | 219 | 972 | 0 | 0 | 1200 | 0 | 462 | 0 | 0 | 0 | 0 | 0 | 0 | 465 | 0 | 0
2040-09-12 | 23 | 5 | -14067 | -521 | -1024 | 0 | 0 | -31 | 1152 | 0 | 220 | 301 | 52 | 157 | 3129 | 3273 | 4653 | 0 | 186 | 0 | 219 | 640 | 0 | 0 | 1200 | 0 | 462 | 0 | 0 | 0 | 0 | 316 | 0 | 499 | 0 | 0
2040-09-12 | 24 | 6.76 | -13135 | -553 | -840 | 0 | 0 | 56 | 528 | 0 | 0 | 253 | 52 | 157 | 2500 | 3273 | 4679 | 0 | 200 | 0 | 216 | 950 | 0 | 0 | 1200 | 0 | 462 | 0 | 0 | 0 | 0 | 0 | 0 | 472 | 0 | 0
2040-09-13 | 1 | 17.55 | -12461 | -553 | -735 | 0 | 0 | -1487 | 528 | 0 | 0 | 252 | 52 | 157 | 2394 | 3273 | 4560 | 0 | 204 | 0 | 214 | 942 | 0 | 996 | 1200 | 0 | 462 | 0 | 0 | 0 | 0 | 0 | 0 | 0 | 0 | 0
2040-09-13 | 2 | 17.55 | -12154 | -625 | -657 | 0 | 0 | -1706 | 528 | 0 | 0 | 252 | 52 | 157 | 2348 | 3273 | 4515 | 0 | 210 | 0 | 210 | 932 | 0 | 1000 | 1200 | 0 | 462 | 0 | 0 | 0 | 0 | 0 | 0 | 0 | 0 | 0
2040-09-13 | 3 | 17.55 | -12092 | -625 | -578 | 0 | 0 | -1349 | 528 | 0 | 0 | 252 | 52 | 157 | 1890 | 3273 | 4504 | 0 | 219 | 0 | 204 | 908 | 0 | 992 | 1200 | 0 | 462 | 0 | 0 | 0 | 0 | 0 | 0 | 0 | 0 | 0
2040-09-13 | 4 | 17.55 | -12397 | -625 | -551 | 0 | 0 | -326 | 528 | 0 | 0 | 252 | 52 | 157 | 1577 | 3273 | 4589 | 0 | 215 | 0 | 201 | 903 | 0 | 488 | 1200 | 0 | 462 | 0 | 0 | 0 | 0 | 0 | 0 | 0 | 0 | 0
2040-09-13 | 5 | 23.72 | -13538 | -665 | -525 | 0 | 0 | 178 | 528 | 0 | 0 | 262 | 52 | 209 | 2152 | 3273 | 4595 | 0 | 236 | 0 | 202 | 903 | 0 | 475 | 1200 | 0 | 462 | 0 | 0 | 0 | 0 | 0 | 0 | 0 | 0 | 0
2040-09-13 | 6 | 23.72 | -15378 | -705 | -551 | 0 | 0 | 1622 | 528 | 0 | 0 | 363 | 52 | 209 | 2543 | 3273 | 4593 | 0 | 253 | 0 | 201 | 894 | 0 | 441 | 1200 | 0 | 462 | 0 | 0 | 0 | 0 | 0 | 0 | 0 | 0 | 0
2040-09-13 | 7 | 23.72 | -16600 | -746 | -709 | 0 | 0 | 1442 | 1966 | 0 | 0 | 331 | 52 | 209 | 2653 | 3273 | 4636 | 0 | 271 | 68 | 209 | 899 | 0 | 384 | 1200 | 0 | 462 | 0 | 0 | 0 | 0 | 0 | 0 | 0 | 0 | 0
2040-09-13 | 8 | 23.72 | -17142 | -705 | -867 | 0 | 0 | 360 | 2964 | 0 | 0 | 312 | 52 | 209 | 2496 | 3273 | 4592 | 0 | 257 | 1072 | 218 | 912 | 0 | 334 | 1200 | 0 | 462 | 0 | 0 | 0 | 0 | 0 | 0 | 0 | 0 | 0
2040-09-13 | 9 | 7.4 | -17760 | -589 | -1050 | 0 | 0 | -1148 | 3403 | 0 | 0 | 252 | 52 | 157 | 2361 | 3273 | 4580 | 0 | 141 | 3532 | 218 | 914 | 0 | 0 | 1200 | 0 | 462 | 0 | 0 | 0 | 0 | 0 | 0 | 302 | 0 | 0
2040-09-13 | 10 | 2 | -18559 | -454 | -1234 | 0 | 0 | -1853 | 3905 | 0 | 0 | 252 | 52 | 157 | 1518 | 3273 | 4575 | 0 | 107 | 6769 | 0 | 0 | 0 | 0 | 1037 | 0 | 453 | 0 | 0 | 0 | 219 | 963 | 0 | 286 | 163 | 0
2040-09-13 | 11 | 0 | -19180 | -368 | -1182 | -784 | 0 | -1859 | 4402 | 0 | 0 | 252 | 48 | 157 | 1408 | 3273 | 4111 | 0 | 97 | 9303 | 0 | 0 | 0 | 0 | 0 | 0 | 322 | 0 | 0 | 0 | 219 | 980 | 0 | 282 | 1200 | 0
2040-09-13 | 12 | -40 | -18959 | -292 | -1024 | -908 | -610 | -1859 | 4697 | 0 | 0 | 0 | 48 | 157 | 1183 | 3273 | 3661 | 0 | 0 | 10352 | 0 | 0 | 0 | 0 | 0 | 0 | 282 | 223 | 329 | 0 | 219 | 977 | 0 | 292 | 1200 | 0
2040-09-13 | 13 | -30 | -19057 | -270 | -1339 | -908 | -466 | -1859 | 4724 | 0 | 0 | 158 | 48 | 157 | 1183 | 3273 | 3380 | 0 | 0 | 10695 | 0 | 0 | 0 | 0 | 0 | 0 | 282 | 0 | 79 | 0 | 218 | 984 | 0 | 309 | 1200 | 0
2040-09-13 | 14 | -30 | -18957 | -229 | -1313 | -908 | -343 | -1859 | 4756 | 0 | 0 | 2 | 48 | 157 | 1038 | 3273 | 3077 | 0 | 0 | 10977 | 0 | 0 | 0 | 0 | 0 | 0 | 282 | 0 | 70 | 0 | 217 | 998 | 0 | 335 | 1200 | 0
2040-09-13 | 15 | 0 | -18314 | -229 | -1182 | -565 | 0 | -1859 | 4576 | 0 | 0 | 239 | 48 | 157 | 1038 | 3273 | 2538 | 0 | 70 | 9887 | 0 | 0 | 0 | 0 | 0 | 0 | 322 | 0 | 0 | 0 | 218 | 990 | 0 | 338 | 1200 | 0
2040-09-13 | 16 | 2 | -17697 | -229 | -1549 | 0 | 0 | -1244 | 4349 | 0 | 0 | 252 | 52 | 157 | 1038 | 3273 | 2334 | 0 | 81 | 7897 | 0 | 0 | 0 | 0 | 832 | 0 | 453 | 0 | 0 | 0 | 219 | 996 | 0 | 337 | 368 | 0
2040-09-13 | 17 | 7.4 | -17202 | -229 | -1996 | 0 | 0 | -56 | 4211 | 0 | 0 | 252 | 52 | 157 | 1141 | 3273 | 2504 | 0 | 111 | 4907 | 219 | 992 | 0 | 0 | 1200 | 0 | 462 | 0 | 0 | 0 | 0 | 0 | 0 | 356 | 0 | 0
2040-09-13 | 18 | 10 | -16934 | -247 | -2390 | 76 | 0 | 966 | 4143 | 0 | 0 | 312 | 52 | 157 | 2757 | 3273 | 2253 | 0 | 155 | 2165 | 219 | 989 | 0 | 390 | 1200 | 0 | 462 | 0 | 0 | 0 | 0 | 0 | 0 | 0 | 0 | 0
2040-09-13 | 19 | 19.46 | -17565 | -292 | -2285 | 908 | 610 | 1859 | 3905 | 0 | 0 | 587 | 52 | 157 | 2674 | 3273 | 2177 | 0 | 233 | 445 | 219 | 987 | 0 | 393 | 1200 | 0 | 462 | 0 | 0 | 0 | 0 | 0 | 0 | 0 | 0 | 0
2040-09-13 | 20 | 10 | -17016 | -368 | -1602 | 750 | 342 | 1549 | 3958 | 0 | 0 | 425 | 52 | 157 | 2722 | 3273 | 2168 | 0 | 334 | 4 | 219 | 978 | 0 | 392 | 1200 | 0 | 462 | 0 | 0 | 0 | 0 | 0 | 0 | 0 | 0 | 0
2040-09-13 | 21 | 10 | -16118 | -454 | -1471 | 596 | 166 | 1405 | 3487 | 0 | 0 | 354 | 52 | 157 | 2722 | 3273 | 2141 | 0 | 394 | 0 | 219 | 981 | 0 | 431 | 1200 | 0 | 462 | 0 | 0 | 0 | 0 | 0 | 0 | 0 | 0 | 0
2040-09-13 | 22 | 10 | -14889 | -485 | -1234 | 449 | 0 | 1515 | 2658 | 0 | 0 | 331 | 52 | 157 | 2722 | 3273 | 1690 | 0 | 443 | 0 | 219 | 972 | 0 | 465 | 1200 | 0 | 462 | 0 | 0 | 0 | 0 | 0 | 0 | 0 | 0 | 0
2040-09-13 | 23 | 10 | -13615 | -521 | -1024 | 600 | 0 | 1030 | 1596 | 0 | 0 | 331 | 52 | 157 | 2722 | 3273 | 1580 | 0 | 483 | 0 | 219 | 956 | 0 | 499 | 1200 | 0 | 462 | 0 | 0 | 0 | 0 | 0 | 0 | 0 | 0 | 0
2040-09-13 | 24 | 10 | -12674 | -589 | -840 | 125 | 102 | 1738 | 550 | 0 | 0 | 331 | 52 | 157 | 2782 | 3273 | 1324 | 0 | 496 | 0 | 216 | 950 | 0 | 344 | 1200 | 0 | 462 | 0 | 0 | 0 | 0 | 0 | 0 | 128 | 0 | 0
2040-09-14 | 1 | 21.58 | -12057 | -625 | -735 | 0 | -302 | -121 | 528 | 0 | 0 | 301 | 52 | 157 | 3906 | 3273 | 1301 | 0 | 507 | 0 | 214 | 942 | 0 | 996 | 1200 | 0 | 462 | 0 | 0 | 0 | 0 | 0 | 0 | 0 | 0 | 0
2040-09-14 | 2 | 23.37 | -11800 | -665 | -657 | 0 | 0 | -947 | 528 | 0 | 0 | 301 | 52 | 209 | 3994 | 3273 | 1392 | 0 | 514 | 0 | 210 | 932 | 0 | 1000 | 1200 | 0 | 462 | 0 | 0 | 0 | 0 | 0 | 0 | 0 | 0 | 0
2040-09-14 | 3 | 23.37 | -11684 | -665 | -578 | 0 | 0 | -1037 | 528 | 0 | 0 | 301 | 52 | 209 | 4174 | 3273 | 1142 | 0 | 518 | 0 | 204 | 908 | 0 | 992 | 1200 | 0 | 462 | 0 | 0 | 0 | 0 | 0 | 0 | 0 | 0 | 0
2040-09-14 | 4 | 23.37 | -11739 | -665 | -551 | 0 | 0 | -459 | 528 | 0 | 0 | 301 | 52 | 211 | 4174 | 3273 | 1104 | 0 | 516 | 0 | 201 | 903 | 0 | 488 | 1200 | 0 | 462 | 0 | 0 | 0 | 0 | 0 | 0 | 0 | 0 | 0
2040-09-14 | 5 | 23.37 | -12211 | -705 | -525 | 0 | 0 | -11 | 528 | 0 | 80 | 312 | 52 | 226 | 4174 | 3273 | 1007 | 0 | 556 | 0 | 202 | 903 | 0 | 475 | 1200 | 0 | 462 | 0 | 0 | 0 | 0 | 0 | 0 | 0 | 0 | 0
2040-09-14 | 6 | 31.58 | -12928 | -665 | -551 | 0 | 6 | 44 | 528 | 0 | 80 | 331 | 52 | 335 | 4675 | 3273 | 1002 | 0 | 620 | 0 | 201 | 894 | 0 | 441 | 1200 | 0 | 462 | 0 | 0 | 0 | 0 | 0 | 0 | 0 | 0 | 0
2040-09-14 | 7 | 31.58 | -14013 | -665 | -709 | 0 | 110 | 751 | 608 | 0 | 300 | 459 | 52 | 335 | 4702 | 3273 | 950 | 0 | 642 | 50 | 209 | 899 | 0 | 384 | 1200 | 0 | 462 | 0 | 0 | 0 | 0 | 0 | 0 | 0 | 0 | 0
2040-09-14 | 8 | 31.58 | -15268 | -589 | -867 | 0 | 44 | 1051 | 1538 | 0 | 300 | 452 | 52 | 335 | 4439 | 3273 | 886 | 0 | 685 | 541 | 218 | 912 | 0 | 334 | 1200 | 0 | 462 | 0 | 0 | 0 | 0 | 0 | 0 | 0 | 0 | 0
2040-09-14 | 9 | 31.58 | -16182 | -521 | -1050 | 0 | 100 | 60 | 2626 | 0 | 300 | 331 | 52 | 332 | 4439 | 3273 | 894 | 0 | 690 | 1560 | 218 | 914 | 0 | 302 | 1200 | 0 | 462 | 0 | 0 | 0 | 0 | 0 | 0 | 0 | 0 | 0
2040-09-14 | 10 | 19.46 | -17018 | -454 | -1234 | 0 | 0 | -241 | 3435 | 0 | 300 | 301 | 52 | 173 | 3851 | 3273 | 1131 | 0 | 689 | 2613 | 219 | 963 | 0 | 286 | 1200 | 0 | 462 | 0 | 0 | 0 | 0 | 0 | 0 | 0 | 0 | 0
2040-09-14 | 11 | 19.46 | -17584 | -368 | -1182 | 0 | 0 | -579 | 3984 | 0 | 300 | 252 | 52 | 157 | 3447 | 3273 | 1081 | 0 | 692 | 3332 | 219 | 980 | 0 | 282 | 1200 | 0 | 462 | 0 | 0 | 0 | 0 | 0 | 0 | 0 | 0 | 0
2040-09-14 | 12 | 19.46 | -17496 | -315 | -1024 | 0 | 0 | -352 | 4264 | 0 | 300 | 252 | 52 | 157 | 1870 | 3273 | 1571 | 0 | 674 | 3622 | 219 | 977 | 0 | 292 | 1200 | 0 | 462 | 0 | 0 | 0 | 0 | 0 | 0 | 0 | 0 | 0
2040-09-14 | 13 | 23.37 | -17409 | -247 | -1339 | 0 | 0 | 0 | 4370 | 0 | 300 | 252 | 52 | 211 | 1712 | 3273 | 1644 | 0 | 686 | 3321 | 218 | 984 | 0 | 309 | 1200 | 0 | 462 | 0 | 0 | 0 | 0 | 0 | 0 | 0 | 0 | 0
2040-09-14 | 14 | 26.3 | -17390 | -247 | -1313 | 0 | 0 | 396 | 4280 | 0 | 300 | 252 | 52 | 332 | 1774 | 3273 | 1792 | 0 | 678 | 2608 | 217 | 998 | 0 | 335 | 1200 | 0 | 462 | 0 | 0 | 0 | 0 | 0 | 0 | 0 | 0 | 0
2040-09-14 | 15 | 25.21 | -17028 | -229 | -1182 | 0 | 0 | 0 | 4148 | 0 | 300 | 252 | 52 | 335 | 1761 | 3273 | 2148 | 0 | 671 | 2291 | 218 | 990 | 0 | 338 | 1200 | 0 | 462 | 0 | 0 | 0 | 0 | 0 | 0 | 0 | 0 | 0
2040-09-14 | 16 | 23.29 | -16729 | -229 | -1549 | 0 | 0 | 0 | 4137 | 0 | 300 | 252 | 52 | 186 | 1651 | 3273 | 2455 | 0 | 675 | 2310 | 219 | 996 | 0 | 337 | 1200 | 0 | 462 | 0 | 0 | 0 | 0 | 0 | 0 | 0 | 0 | 0
2040-09-14 | 17 | 26.3 | -16603 | -211 | -1996 | 0 | 0 | 96 | 4227 | 0 | 300 | 253 | 52 | 317 | 2104 | 3273 | 2832 | 0 | 649 | 1477 | 219 | 992 | 0 | 356 | 1200 | 0 | 462 | 0 | 0 | 0 | 0 | 0 | 0 | 0 | 0 | 0
2040-09-14 | 18 | 19.46 | -16871 | -211 | -2390 | 0 | 0 | -168 | 4439 | 0 | 300 | 312 | 52 | 157 | 3165 | 3273 | 3058 | 0 | 624 | 998 | 219 | 989 | 0 | 390 | 1200 | 0 | 462 | 0 | 0 | 0 | 0 | 0 | 0 | 0 | 0 | 0
2040-09-14 | 19 | 26.3 | -17725 | -229 | -2285 | 0 | 0 | 500 | 4592 | 0 | 300 | 407 | 52 | 317 | 3456 | 3273 | 3231 | 0 | 628 | 222 | 219 | 987 | 0 | 393 | 1200 | 0 | 462 | 0 | 0 | 0 | 0 | 0 | 0 | 0 | 0 | 0
2040-09-14 | 20 | 14.4 | -17346 | -229 | -1602 | 0 | 0 | -16 | 4756 | 0 | 300 | 327 | 52 | 157 | 3258 | 3273 | 3204 | 0 | 611 | 4 | 219 | 978 | 0 | 392 | 1200 | 0 | 462 | 0 | 0 | 0 | 0 | 0 | 0 | 0 | 0 | 0
2040-09-14 | 21 | 19.46 | -16667 | -229 | -1471 | 0 | 0 | 12 | 4328 | 0 | 300 | 312 | 52 | 157 | 2848 | 3273 | 3234 | 0 | 557 | 0 | 219 | 981 | 0 | 431 | 1200 | 0 | 462 | 0 | 0 | 0 | 0 | 0 | 0 | 0 | 0 | 0
2040-09-14 | 22 | 10 | -15745 | -229 | -1234 | 0 | 0 | 0 | 3604 | 0 | 300 | 301 | 52 | 157 | 2748 | 3273 | 3300 | 0 | 534 | 0 | 219 | 972 | 0 | 86 | 1200 | 0 | 462 | 0 | 0 | 0 | 0 | 0 | 0 | 379 | 0 | 0
2040-09-14 | 23 | 10 | -14742 | -229 | -1024 | 0 | 0 | 0 | 2700 | 0 | 300 | 301 | 52 | 157 | 2748 | 3273 | 2905 | 0 | 483 | 0 | 219 | 956 | 0 | 238 | 1200 | 0 | 462 | 0 | 0 | 0 | 0 | 0 | 0 | 261 | 0 | 0
2040-09-14 | 24 | 10 | -13755 | -229 | -840 | 0 | 0 | 0 | 1765 | 0 | 300 | 253 | 52 | 157 | 2517 | 3273 | 2978 | 0 | 462 | 0 | 216 | 950 | 0 | 238 | 1200 | 0 | 462 | 0 | 0 | 0 | 0 | 0 | 0 | 234 | 0 | 0
2040-09-15 | 1 | 24.22 | -13220 | -247 | -972 | 0 | 0 | -465 | 528 | 0 | 300 | 301 | 52 | 312 | 2872 | 3273 | 2985 | 0 | 465 | 0 | 214 | 942 | 0 | 996 | 1200 | 0 | 462 | 0 | 0 | 0 | 0 | 0 | 0 | 0 | 0 | 0
2040-09-15 | 2 | 24.22 | -12934 | -247 | -840 | 0 | 0 | -911 | 528 | 0 | 300 | 253 | 52 | 324 | 2846 | 3273 | 3094 | 0 | 456 | 0 | 210 | 932 | 0 | 1000 | 1200 | 0 | 462 | 0 | 0 | 0 | 0 | 0 | 0 | 0 | 0 | 0
2040-09-15 | 3 | 24.22 | -12708 | -247 | -762 | 0 | 0 | -1013 | 528 | 0 | 300 | 252 | 52 | 324 | 2075 | 3273 | 3726 | 0 | 431 | 0 | 204 | 908 | 0 | 992 | 1200 | 0 | 462 | 0 | 0 | 0 | 0 | 0 | 0 | 0 | 0 | 0
2040-09-15 | 4 | 24.22 | -12682 | -292 | -683 | 0 | 0 | -422 | 528 | 0 | 300 | 252 | 52 | 324 | 1755 | 3273 | 3903 | 0 | 435 | 0 | 201 | 903 | 0 | 488 | 1200 | 0 | 462 | 0 | 0 | 0 | 0 | 0 | 0 | 0 | 0 | 0
2040-09-15 | 5 | 24.22 | -12907 | -315 | -683 | 0 | 0 | -294 | 528 | 0 | 220 | 252 | 52 | 324 | 1755 | 3273 | 4090 | 0 | 460 | 0 | 202 | 903 | 0 | 475 | 1200 | 0 | 462 | 0 | 0 | 0 | 0 | 0 | 0 | 0 | 0 | 0
2040-09-15 | 6 | 24.22 | -13297 | -315 | -709 | 0 | 0 | -447 | 528 | 0 | 220 | 253 | 52 | 324 | 2085 | 3273 | 4382 | 0 | 451 | 0 | 201 | 894 | 0 | 441 | 1200 | 0 | 462 | 0 | 0 | 0 | 0 | 0 | 0 | 0 | 0 | 0
2040-09-15 | 7 | 32.73 | -14028 | -341 | -788 | 0 | 0 | 132 | 528 | 0 | 220 | 312 | 52 | 335 | 2602 | 3273 | 4044 | 0 | 453 | 52 | 209 | 899 | 0 | 384 | 1200 | 0 | 462 | 0 | 0 | 0 | 0 | 0 | 0 | 0 | 0 | 0
2040-09-15 | 8 | 32.74 | -15311 | -368 | -919 | 0 | 0 | 1286 | 528 | 0 | 220 | 331 | 52 | 335 | 2456 | 3273 | 3627 | 0 | 388 | 976 | 218 | 912 | 0 | 334 | 1200 | 0 | 462 | 0 | 0 | 0 | 0 | 0 | 0 | 0 | 0 | 0
2040-09-15 | 9 | 24.21 | -16411 | -292 | -1103 | 0 | 0 | -573 | 1284 | 0 | 0 | 301 | 52 | 257 | 3243 | 3273 | 3100 | 0 | 410 | 3362 | 218 | 914 | 0 | 302 | 1200 | 0 | 462 | 0 | 0 | 0 | 0 | 0 | 0 | 0 | 0 | 0
2040-09-15 | 10 | 24.22 | -17612 | -229 | -1313 | 0 | 0 | -1587 | 2172 | 0 | 0 | 252 | 52 | 312 | 2098 | 3273 | 2500 | 0 | 410 | 6541 | 219 | 963 | 0 | 286 | 1200 | 0 | 462 | 0 | 0 | 0 | 0 | 0 | 0 | 0 | 0 | 0
2040-09-15 | 11 | 5 | -18306 | -175 | -1182 | -905 | -157 | -1859 | 2911 | 0 | 0 | 252 | 52 | 157 | 1833 | 3273 | 1464 | 0 | 427 | 9351 | 219 | 980 | 0 | 0 | 1200 | 0 | 462 | 0 | 0 | 0 | 0 | 0 | 0 | 282 | 0 | 0
2040-09-15 | 12 | 5 | -18806 | -144 | -1313 | -908 | -610 | -1859 | 3472 | 0 | 0 | 252 | 52 | 157 | 1391 | 3273 | 1006 | 0 | 424 | 10798 | 219 | 934 | 0 | 0 | 1200 | 0 | 462 | 0 | 0 | 0 | 0 | 43 | 0 | 292 | 0 | 0
2040-09-15 | 13 | 5 | -19072 | -135 | -1418 | -908 | -589 | -1859 | 3894 | 0 | 0 | 252 | 52 | 157 | 1391 | 3273 | 377 | 0 | 428 | 11352 | 218 | 923 | 0 | 0 | 1200 | 0 | 462 | 0 | 0 | 0 | 0 | 61 | 0 | 309 | 0 | 0
2040-09-15 | 14 | 5 | -19184 | -112 | -1471 | -908 | -63 | -1859 | 4100 | 0 | 0 | 252 | 52 | 157 | 1391 | 3273 | 223 | 0 | 419 | 10923 | 217 | 926 | 0 | 0 | 1200 | 0 | 462 | 0 | 0 | 0 | 0 | 72 | 0 | 335 | 0 | 0
2040-09-15 | 15 | 24.22 | -19362 | -103 | -1523 | 0 | 0 | -1493 | 4206 | 0 | 0 | 252 | 52 | 312 | 1055 | 3273 | 175 | 0 | 462 | 9486 | 218 | 990 | 0 | 338 | 1200 | 0 | 462 | 0 | 0 | 0 | 0 | 0 | 0 | 0 | 0 | 0
2040-09-15 | 16 | 24.22 | -19699 | -94 | -1444 | 0 | 0 | -58 | 4280 | 0 | 0 | 252 | 52 | 321 | 2190 | 3273 | 89 | 0 | 456 | 7168 | 219 | 996 | 0 | 337 | 1200 | 0 | 462 | 0 | 0 | 0 | 0 | 0 | 0 | 0 | 0 | 0
2040-09-15 | 17 | 32.73 | -19885 | -90 | -1444 | 196 | 0 | 1521 | 4518 | 0 | 0 | 312 | 52 | 335 | 3229 | 3273 | 46 | 0 | 423 | 4284 | 219 | 992 | 0 | 356 | 1200 | 0 | 462 | 0 | 0 | 0 | 0 | 0 | 0 | 0 | 0 | 0
2040-09-15 | 18 | 33.46 | -19736 | -103 | -1471 | 908 | 259 | 1859 | 4676 | 0 | 0 | 660 | 52 | 335 | 3989 | 3273 | 46 | 0 | 372 | 1619 | 219 | 989 | 0 | 390 | 1200 | 0 | 462 | 0 | 0 | 0 | 0 | 0 | 0 | 0 | 0 | 0
2040-09-15 | 19 | 38.34 | -20000 | -121 | -1523 | 908 | 610 | 1859 | 4613 | 0 | 0 | 785 | 52 | 335 | 5255 | 3273 | 60 | 0 | 347 | 286 | 219 | 987 | 0 | 393 | 1200 | 0 | 462 | 0 | 0 | 0 | 0 | 0 | 0 | 0 | 0 | 0
2040-09-15 | 20 | 33.46 | -19271 | -144 | -1418 | 908 | 351 | 1859 | 4756 | 0 | 0 | 740 | 52 | 335 | 4766 | 3273 | 133 | 0 | 404 | 4 | 219 | 978 | 0 | 392 | 1200 | 0 | 462 | 0 | 0 | 0 | 0 | 0 | 0 | 0 | 0 | 0
2040-09-15 | 21 | 32.73 | -17887 | -175 | -1339 | 154 | 0 | 1233 | 4180 | 0 | 0 | 587 | 52 | 335 | 4956 | 3273 | 856 | 0 | 483 | 0 | 219 | 981 | 0 | 431 | 1200 | 0 | 462 | 0 | 0 | 0 | 0 | 0 | 0 | 0 | 0 | 0
2040-09-15 | 22 | 32.73 | -16066 | -211 | -1208 | 0 | 0 | 313 | 3102 | 0 | 0 | 407 | 52 | 335 | 4956 | 3273 | 1240 | 0 | 488 | 0 | 219 | 972 | 0 | 465 | 1200 | 0 | 462 | 0 | 0 | 0 | 0 | 0 | 0 | 0 | 0 | 0
2040-09-15 | 23 | 32.73 | -14675 | -270 | -1208 | 0 | 0 | 409 | 1828 | 0 | 0 | 354 | 52 | 335 | 4956 | 3273 | 1151 | 0 | 457 | 0 | 219 | 956 | 0 | 499 | 1200 | 0 | 462 | 0 | 0 | 0 | 0 | 0 | 0 | 0 | 0 | 0
2040-09-15 | 24 | 32.73 | -13711 | -270 | -1103 | 46 | 0 | 406 | 761 | 0 | 0 | 386 | 52 | 335 | 4891 | 3273 | 1219 | 0 | 413 | 0 | 216 | 950 | 0 | 472 | 1200 | 0 | 462 | 0 | 0 | 0 | 0 | 0 | 0 | 0 | 0 | 0
2040-09-16 | 1 | 31.29 | -13127 | -292 | -972 | 0 | 0 | -516 | 528 | 0 | 0 | 331 | 52 | 335 | 4837 | 3273 | 1332 | 0 | 403 | 0 | 214 | 942 | 0 | 996 | 1200 | 0 | 462 | 0 | 0 | 0 | 0 | 0 | 0 | 0 | 0 | 0
2040-09-16 | 2 | 31.29 | -12866 | -315 | -840 | 0 | 0 | -194 | 528 | 0 | 0 | 331 | 52 | 335 | 4599 | 3273 | 914 | 0 | 377 | 0 | 210 | 932 | 0 | 1000 | 1200 | 0 | 462 | 0 | 0 | 0 | 0 | 0 | 0 | 0 | 0 | 0
2040-09-16 | 3 | 31.29 | -12838 | -315 | -762 | 0 | 0 | -15 | 528 | 0 | 0 | 331 | 52 | 335 | 4499 | 3273 | 768 | 0 | 376 | 0 | 204 | 908 | 0 | 992 | 1200 | 0 | 462 | 0 | 0 | 0 | 0 | 0 | 0 | 0 | 0 | 0
2040-09-16 | 4 | 37.59 | -13221 | -341 | -683 | 0 | 0 | 0 | 528 | 0 | 0 | 354 | 52 | 335 | 5455 | 3273 | 589 | 0 | 403 | 0 | 201 | 903 | 0 | 488 | 1200 | 0 | 462 | 0 | 0 | 0 | 0 | 0 | 0 | 0 | 0 | 0
2040-09-16 | 5 | 40.26 | -14475 | -368 | -683 | 0 | 0 | 0 | 528 | 0 | 0 | 592 | 52 | 335 | 6678 | 3273 | 379 | 0 | 446 | 0 | 202 | 903 | 0 | 475 | 1200 | 0 | 462 | 0 | 0 | 0 | 0 | 0 | 0 | 0 | 0 | 0
2040-09-16 | 6 | 42.28 | -16523 | -395 | -709 | 0 | 0 | 288 | 528 | 0 | 0 | 848 | 52 | 335 | 8409 | 3273 | 228 | 0 | 468 | 0 | 201 | 894 | 0 | 441 | 1200 | 0 | 462 | 0 | 0 | 0 | 0 | 0 | 0 | 0 | 0 | 0
2040-09-16 | 7 | 42.28 | -17771 | -395 | -788 | 0 | 0 | 249 | 1828 | 0 | 0 | 848 | 52 | 335 | 8525 | 3273 | 167 | 0 | 478 | 45 | 209 | 899 | 0 | 384 | 1200 | 0 | 462 | 0 | 0 | 0 | 0 | 0 | 0 | 0 | 0 | 0
2040-09-16 | 8 | 40.9 | -18177 | -395 | -919 | 0 | 0 | 0 | 2795 | 0 | 0 | 740 | 52 | 335 | 7838 | 3273 | 197 | 0 | 435 | 700 | 218 | 912 | 0 | 334 | 1200 | 0 | 462 | 0 | 0 | 0 | 0 | 0 | 0 | 0 | 0 | 0
2040-09-16 | 9 | 37.63 | -18713 | -368 | -1103 | 0 | 0 | 0 | 3176 | 0 | 0 | 452 | 52 | 335 | 6485 | 3273 | 197 | 0 | 367 | 2752 | 218 | 914 | 0 | 302 | 1200 | 0 | 462 | 0 | 0 | 0 | 0 | 0 | 0 | 0 | 0 | 0
2040-09-16 | 10 | 30.45 | -19504 | -292 | -1313 | 0 | 0 | -552 | 3646 | 0 | 0 | 301 | 52 | 335 | 4895 | 3273 | 247 | 0 | 362 | 5419 | 219 | 963 | 0 | 286 | 1200 | 0 | 462 | 0 | 0 | 0 | 0 | 0 | 0 | 0 | 0 | 0
2040-09-16 | 11 | 30.45 | -19851 | -270 | -1182 | 0 | 0 | -1600 | 4106 | 0 | 0 | 252 | 52 | 335 | 3578 | 3273 | 318 | 0 | 402 | 7442 | 219 | 980 | 0 | 282 | 1200 | 0 | 462 | 0 | 0 | 0 | 0 | 0 | 0 | 0 | 0 | 0
2040-09-16 | 12 | 30.45 | -20008 | -229 | -1313 | 0 | 0 | -1630 | 4407 | 0 | 0 | 252 | 52 | 335 | 2157 | 3273 | 355 | 0 | 391 | 8808 | 219 | 977 | 0 | 292 | 1200 | 0 | 462 | 0 | 0 | 0 | 0 | 0 | 0 | 0 | 0 | 0
2040-09-16 | 13 | 30.18 | -20201 | -211 | -1418 | 0 | -211 | -1859 | 4571 | 0 | 0 | 252 | 52 | 335 | 1765 | 3273 | 345 | 0 | 420 | 9713 | 218 | 984 | 0 | 309 | 1200 | 0 | 462 | 0 | 0 | 0 | 0 | 0 | 0 | 0 | 0 | 0
2040-09-16 | 14 | 30.45 | -20100 | -193 | -1471 | 0 | 0 | -1434 | 4734 | 0 | 0 | 252 | 52 | 335 | 1517 | 3273 | 248 | 0 | 422 | 9151 | 217 | 998 | 0 | 335 | 1200 | 0 | 462 | 0 | 0 | 0 | 0 | 0 | 0 | 0 | 0 | 0
2040-09-16 | 15 | 30.45 | -20120 | -162 | -1523 | 0 | 0 | -706 | 4671 | 0 | 0 | 252 | 52 | 335 | 1413 | 3273 | 164 | 0 | 407 | 8734 | 218 | 990 | 0 | 338 | 1200 | 0 | 462 | 0 | 0 | 0 | 0 | 0 | 0 | 0 | 0 | 0
2040-09-16 | 16 | 38.56 | -20157 | -144 | -1444 | 0 | 0 | 0 | 4618 | 0 | 220 | 252 | 52 | 335 | 2345 | 3273 | 97 | 0 | 403 | 6935 | 219 | 996 | 0 | 337 | 1200 | 0 | 462 | 0 | 0 | 0 | 0 | 0 | 0 | 0 | 0 | 0
2040-09-16 | 17 | 41.15 | -20287 | -144 | -1444 | 0 | 0 | 1171 | 4645 | 0 | 300 | 331 | 52 | 335 | 3670 | 3273 | 100 | 0 | 396 | 4373 | 219 | 992 | 0 | 356 | 1200 | 0 | 462 | 0 | 0 | 0 | 0 | 0 | 0 | 0 | 0 | 0
2040-09-16 | 18 | 41.15 | -20028 | -144 | -1471 | 0 | 0 | 1590 | 4756 | 0 | 300 | 638 | 52 | 335 | 5047 | 3273 | 125 | 0 | 404 | 1862 | 219 | 989 | 0 | 390 | 1200 | 0 | 462 | 0 | 0 | 0 | 0 | 0 | 0 | 0 | 0 | 0
2040-09-16 | 19 | 41.58 | -20041 | -175 | -1523 | 0 | 182 | 1859 | 4624 | 0 | 300 | 785 | 52 | 335 | 6223 | 3273 | 133 | 0 | 384 | 329 | 219 | 987 | 0 | 393 | 1200 | 0 | 462 | 0 | 0 | 0 | 0 | 0 | 0 | 0 | 0 | 0
2040-09-16 | 20 | 41.15 | -19103 | -247 | -1418 | 0 | 0 | 1053 | 4618 | 0 | 300 | 755 | 52 | 335 | 6555 | 3273 | 170 | 0 | 401 | 4 | 219 | 978 | 0 | 392 | 1200 | 0 | 462 | 0 | 0 | 0 | 0 | 0 | 0 | 0 | 0 | 0
2040-09-16 | 21 | 41.15 | -17562 | -315 | -1339 | 0 | 0 | 84 | 3931 | 0 | 300 | 660 | 52 | 335 | 6655 | 3273 | 212 | 0 | 420 | 0 | 219 | 981 | 0 | 431 | 1200 | 0 | 462 | 0 | 0 | 0 | 0 | 0 | 0 | 0 | 0 | 0
2040-09-16 | 22 | 39.1 | -15560 | -341 | -1208 | 0 | 0 | 0 | 2753 | 0 | 300 | 472 | 52 | 335 | 5998 | 3273 | 200 | 0 | 409 | 0 | 219 | 972 | 0 | 465 | 1200 | 0 | 462 | 0 | 0 | 0 | 0 | 0 | 0 | 0 | 0 | 0
2040-09-16 | 23 | 38.17 | -14014 | -427 | -1208 | 0 | 0 | 0 | 1390 | 0 | 300 | 465 | 52 | 335 | 6012 | 3273 | 107 | 0 | 379 | 0 | 219 | 956 | 0 | 499 | 1200 | 0 | 462 | 0 | 0 | 0 | 0 | 0 | 0 | 0 | 0 | 0
2040-09-16 | 24 | 37.76 | -13251 | -454 | -1103 | 0 | 0 | 0 | 528 | 0 | 300 | 472 | 52 | 335 | 6171 | 3273 | 32 | 0 | 345 | 0 | 216 | 950 | 0 | 472 | 1200 | 0 | 462 | 0 | 0 | 0 | 0 | 0 | 0 | 0 | 0 | 0
2040-09-17 | 1 | 31.85 | -12656 | -485 | -735 | 0 | 0 | 0 | 528 | 0 | 300 | 331 | 52 | 335 | 4864 | 3273 | 52 | 0 | 326 | 0 | 214 | 942 | 0 | 996 | 1200 | 0 | 462 | 0 | 0 | 0 | 0 | 0 | 0 | 0 | 0 | 0
2040-09-17 | 2 | 28.61 | -12323 | -521 | -657 | 0 | 0 | 0 | 528 | 0 | 300 | 331 | 52 | 335 | 4286 | 3273 | 259 | 0 | 332 | 0 | 210 | 932 | 0 | 1000 | 1200 | 0 | 462 | 0 | 0 | 0 | 0 | 0 | 0 | 0 | 0 | 0
2040-09-17 | 3 | 28.05 | -12179 | -553 | -578 | 0 | 0 | -403 | 528 | 0 | 300 | 312 | 52 | 335 | 4021 | 3273 | 793 | 0 | 332 | 0 | 204 | 908 | 0 | 992 | 1200 | 0 | 462 | 0 | 0 | 0 | 0 | 0 | 0 | 0 | 0 | 0
2040-09-17 | 4 | 28.05 | -12549 | -625 | -551 | 0 | 0 | -112 | 528 | 0 | 300 | 312 | 52 | 335 | 3989 | 3273 | 1472 | 0 | 321 | 0 | 201 | 903 | 0 | 488 | 1200 | 0 | 462 | 0 | 0 | 0 | 0 | 0 | 0 | 0 | 0 | 0
2040-09-17 | 5 | 33.46 | -13728 | -625 | -525 | 0 | 0 | 0 | 528 | 0 | 300 | 331 | 52 | 335 | 4258 | 3273 | 2228 | 0 | 329 | 0 | 202 | 903 | 0 | 475 | 1200 | 0 | 462 | 0 | 0 | 0 | 0 | 0 | 0 | 0 | 0 | 0
2040-09-17 | 6 | 37.9 | -15655 | -665 | -551 | 0 | 0 | 163 | 528 | 0 | 300 | 551 | 52 | 335 | 5258 | 3273 | 2866 | 0 | 345 | 0 | 201 | 894 | 0 | 441 | 1200 | 0 | 462 | 0 | 0 | 0 | 0 | 0 | 0 | 0 | 0 | 0
2040-09-17 | 7 | 37.9 | -16848 | -705 | -709 | 0 | 0 | 218 | 1871 | 0 | 300 | 551 | 52 | 335 | 5250 | 3273 | 2912 | 0 | 293 | 52 | 209 | 899 | 0 | 384 | 1200 | 0 | 462 | 0 | 0 | 0 | 0 | 0 | 0 | 0 | 0 | 0
2040-09-17 | 8 | 36.36 | -17340 | -665 | -867 | 0 | 0 | 0 | 2816 | 0 | 300 | 332 | 52 | 332 | 4089 | 3273 | 3389 | 0 | 234 | 927 | 218 | 912 | 0 | 334 | 1200 | 0 | 462 | 0 | 0 | 0 | 0 | 0 | 0 | 0 | 0 | 0
2040-09-17 | 9 | 17.55 | -17941 | -521 | -1050 | 0 | 0 | 0 | 3192 | 0 | 300 | 253 | 52 | 173 | 2107 | 3273 | 3685 | 0 | 189 | 3193 | 218 | 914 | 0 | 302 | 1200 | 0 | 462 | 0 | 0 | 0 | 0 | 0 | 0 | 0 | 0 | 0
2040-09-17 | 10 | 7.4 | -18767 | -395 | -1234 | 0 | 0 | -530 | 3678 | 0 | 300 | 252 | 52 | 157 | 247 | 3273 | 3804 | 0 | 183 | 6136 | 219 | 963 | 0 | 0 | 1200 | 0 | 462 | 0 | 0 | 0 | 0 | 0 | 0 | 286 | 0 | 0
2040-09-17 | 11 | 5 | -19462 | -315 | -1182 | 0 | 0 | -1859 | 4190 | 0 | 300 | 252 | 52 | 157 | 27 | 3273 | 3741 | 0 | 166 | 8763 | 219 | 14 | 0 | 0 | 1200 | 0 | 462 | 0 | 0 | 0 | 0 | 966 | 0 | 282 | 0 | 0
2040-09-17 | 12 | 2 | -19316 | -247 | -1024 | -773 | -610 | -1859 | 4539 | 0 | 300 | 252 | 52 | 157 | 27 | 3273 | 4124 | 0 | 151 | 9790 | 0 | 0 | 0 | 0 | 701 | 0 | 462 | 0 | 0 | 0 | 219 | 977 | 0 | 292 | 499 | 0
2040-09-17 | 13 | 2 | -19546 | -229 | -1339 | 0 | -610 | -1859 | 4624 | 0 | 300 | 252 | 52 | 157 | 0 | 3273 | 3944 | 0 | 129 | 9963 | 0 | 0 | 0 | 0 | 426 | 0 | 462 | 0 | 0 | 0 | 218 | 984 | 0 | 309 | 774 | 0
2040-09-17 | 14 | 2 | -19565 | -193 | -1313 | 0 | -195 | -1859 | 4756 | 0 | 300 | 252 | 52 | 157 | 0 | 3273 | 4084 | 0 | 124 | 9065 | 0 | 0 | 0 | 0 | 599 | 0 | 462 | 0 | 0 | 0 | 217 | 998 | 0 | 335 | 601 | 0
2040-09-17 | 15 | 2 | -19017 | -193 | -1182 | 0 | -3 | -1859 | 4671 | 0 | 300 | 252 | 52 | 157 | 0 | 3273 | 4027 | 0 | 114 | 8031 | 0 | 0 | 0 | 0 | 914 | 0 | 462 | 0 | 0 | 0 | 218 | 990 | 0 | 338 | 286 | 0
2040-09-17 | 16 | 7.4 | -18537 | -193 | -1549 | 0 | 0 | -1437 | 4518 | 0 | 80 | 252 | 52 | 157 | 0 | 3273 | 3992 | 0 | 110 | 6404 | 219 | 996 | 0 | 0 | 1200 | 0 | 462 | 0 | 0 | 0 | 0 | 0 | 0 | 337 | 0 | 0
2040-09-17 | 17 | 10 | -18296 | -211 | -1996 | 0 | 0 | 0 | 4497 | 0 | 0 | 252 | 52 | 157 | 898 | 3273 | 4094 | 0 | 132 | 4064 | 219 | 992 | 0 | 209 | 1200 | 0 | 462 | 0 | 0 | 0 | 0 | 0 | 0 | 147 | 0 | 0
2040-09-17 | 18 | 10 | -18343 | -211 | -2390 | 0 | 301 | 1378 | 4608 | 0 | 0 | 331 | 52 | 157 | 1947 | 3273 | 3722 | 0 | 137 | 1777 | 219 | 989 | 0 | 390 | 1200 | 0 | 462 | 0 | 0 | 0 | 0 | 0 | 0 | 0 | 0 | 0
2040-09-17 | 19 | 12.06 | -19122 | -247 | -2285 | 665 | 610 | 1859 | 4597 | 0 | 0 | 608 | 52 | 157 | 2167 | 3273 | 3951 | 0 | 152 | 300 | 219 | 987 | 0 | 393 | 1200 | 0 | 462 | 0 | 0 | 0 | 0 | 0 | 0 | 0 | 0 | 0
2040-09-17 | 20 | 10 | -18329 | -315 | -1602 | 0 | 188 | 1549 | 4750 | 0 | 0 | 354 | 52 | 157 | 2387 | 3273 | 4116 | 0 | 162 | 4 | 219 | 978 | 0 | 392 | 1200 | 0 | 462 | 0 | 0 | 0 | 0 | 0 | 0 | 0 | 0 | 0
2040-09-17 | 21 | 10 | -17013 | -395 | -1471 | 0 | 11 | 1118 | 4100 | 0 | 0 | 331 | 52 | 157 | 2387 | 3273 | 3959 | 0 | 196 | 0 | 219 | 981 | 0 | 431 | 1200 | 0 | 462 | 0 | 0 | 0 | 0 | 0 | 0 | 0 | 0 | 0
2040-09-17 | 22 | 10 | -15419 | -454 | -1234 | 0 | 0 | 668 | 2996 | 0 | 0 | 312 | 52 | 157 | 2387 | 3273 | 3736 | 0 | 206 | 0 | 219 | 972 | 0 | 465 | 1200 | 0 | 462 | 0 | 0 | 0 | 0 | 0 | 0 | 0 | 0 | 0
2040-09-17 | 23 | 10 | -14066 | -454 | -1024 | 0 | 8 | 1024 | 1664 | 0 | 0 | 312 | 52 | 157 | 2387 | 3273 | 3484 | 0 | 232 | 0 | 219 | 956 | 0 | 112 | 1200 | 0 | 462 | 0 | 0 | 0 | 0 | 0 | 0 | 387 | 0 | 0
2040-09-17 | 24 | 10 | -13104 | -485 | -840 | 0 | 102 | 739 | 560 | 0 | 0 | 301 | 52 | 157 | 2397 | 3273 | 3757 | 0 | 223 | 0 | 216 | 950 | 0 | 41 | 1200 | 0 | 462 | 0 | 0 | 0 | 0 | 0 | 0 | 431 | 0 | 0
2040-09-18 | 1 | 21.17 | -12574 | -521 | -735 | 0 | 0 | -979 | 528 | 0 | 0 | 253 | 52 | 157 | 2597 | 3273 | 3915 | 0 | 219 | 0 | 214 | 942 | 0 | 996 | 1200 | 0 | 462 | 0 | 0 | 0 | 0 | 0 | 0 | 0 | 0 | 0
2040-09-18 | 2 | 21.17 | -12352 | -521 | -657 | 0 | 0 | -1024 | 528 | 0 | 0 | 252 | 52 | 157 | 2452 | 3273 | 3832 | 0 | 202 | 0 | 210 | 932 | 0 | 1000 | 1200 | 0 | 462 | 0 | 0 | 0 | 0 | 0 | 0 | 0 | 0 | 0
2040-09-18 | 3 | 21.17 | -12315 | -553 | -578 | 0 | 0 | -742 | 528 | 0 | 0 | 252 | 52 | 157 | 1964 | 3273 | 3995 | 0 | 199 | 0 | 204 | 908 | 0 | 992 | 1200 | 0 | 462 | 0 | 0 | 0 | 0 | 0 | 0 | 0 | 0 | 0
2040-09-18 | 4 | 21.17 | -12632 | -553 | -551 | 0 | 0 | -345 | 528 | 0 | 0 | 253 | 52 | 173 | 2274 | 3273 | 4088 | 0 | 185 | 0 | 201 | 903 | 0 | 488 | 1200 | 0 | 462 | 0 | 0 | 0 | 0 | 0 | 0 | 0 | 0 | 0
2040-09-18 | 5 | 28.61 | -13774 | -589 | -525 | 0 | 0 | 14 | 528 | 0 | 0 | 312 | 52 | 332 | 2964 | 3273 | 3985 | 0 | 184 | 0 | 202 | 903 | 0 | 475 | 1200 | 0 | 462 | 0 | 0 | 0 | 0 | 0 | 0 | 0 | 0 | 0
2040-09-18 | 6 | 28.61 | -15777 | -665 | -551 | 0 | 0 | 1421 | 697 | 0 | 0 | 473 | 52 | 335 | 3463 | 3273 | 3888 | 0 | 192 | 0 | 201 | 894 | 0 | 441 | 1200 | 0 | 462 | 0 | 0 | 0 | 0 | 0 | 0 | 0 | 0 | 0
2040-09-18 | 7 | 28.61 | -16914 | -665 | -709 | 0 | 0 | 852 | 2351 | 0 | 0 | 425 | 52 | 322 | 3624 | 3273 | 3987 | 0 | 204 | 43 | 209 | 899 | 0 | 384 | 1200 | 0 | 462 | 0 | 0 | 0 | 0 | 0 | 0 | 0 | 0 | 0
2040-09-18 | 8 | 19.81 | -17295 | -665 | -867 | 0 | 0 | 0 | 3324 | 0 | 0 | 323 | 52 | 162 | 3358 | 3273 | 4154 | 0 | 176 | 877 | 218 | 912 | 0 | 334 | 1200 | 0 | 462 | 0 | 0 | 0 | 0 | 0 | 0 | 0 | 0 | 0
2040-09-18 | 9 | 6.38 | -17616 | -625 | -1050 | 0 | 0 | -720 | 3704 | 0 | 0 | 252 | 52 | 157 | 2646 | 3273 | 4177 | 0 | 103 | 2852 | 218 | 914 | 0 | 0 | 1200 | 0 | 462 | 0 | 0 | 0 | 0 | 0 | 0 | 302 | 0 | 0
2040-09-18 | 10 | 5 | -18161 | -521 | -1234 | 0 | 0 | -1244 | 4005 | 0 | 0 | 252 | 52 | 157 | 1493 | 3273 | 4269 | 0 | 73 | 5645 | 219 | 68 | 0 | 0 | 1200 | 0 | 453 | 0 | 0 | 0 | 0 | 895 | 0 | 286 | 0 | 0
2040-09-18 | 11 | 2 | -18677 | -454 | -1182 | 0 | 0 | -1859 | 4333 | 0 | 0 | 252 | 52 | 157 | 1467 | 3273 | 4155 | 0 | 59 | 7601 | 0 | 0 | 0 | 0 | 408 | 0 | 413 | 0 | 0 | 0 | 219 | 980 | 0 | 282 | 792 | 0
2040-09-18 | 12 | -30 | -18499 | -427 | -1024 | -905 | 0 | -1859 | 4592 | 0 | 0 | 117 | 48 | 157 | 1435 | 3273 | 3918 | 0 | 0 | 8892 | 0 | 0 | 0 | 0 | 0 | 0 | 282 | 0 | 58 | 0 | 219 | 977 | 0 | 292 | 1200 | 0
2040-09-18 | 13 | -40 | -18564 | -368 | -1339 | -908 | -602 | -1859 | 4624 | 0 | 0 | 0 | 48 | 157 | 1172 | 3273 | 4365 | 0 | 0 | 9720 | 0 | 0 | 0 | 0 | 0 | 0 | 282 | 0 | 65 | 0 | 218 | 984 | 0 | 309 | 1200 | 0
2040-09-18 | 14 | -40 | -18523 | -341 | -1313 | -908 | -548 | -1859 | 4639 | 0 | 0 | 0 | 48 | 157 | 1172 | 3273 | 4261 | 0 | 0 | 9661 | 0 | 0 | 0 | 0 | 0 | 0 | 282 | 0 | 58 | 0 | 217 | 998 | 0 | 335 | 1200 | 0
2040-09-18 | 15 | -40 | -17934 | -315 | -1182 | -908 | -268 | -1859 | 4491 | 0 | 0 | 0 | 48 | 157 | 1004 | 3273 | 3999 | 0 | 0 | 9212 | 0 | 0 | 0 | 0 | 0 | 0 | 282 | 414 | 463 | 0 | 218 | 990 | 0 | 338 | 1200 | 0
2040-09-18 | 16 | 2 | -17508 | -315 | -1549 | 0 | 0 | -1853 | 4301 | 0 | 0 | 252 | 52 | 157 | 729 | 3273 | 4519 | 0 | 49 | 7373 | 0 | 0 | 0 | 0 | 105 | 0 | 413 | 0 | 0 | 0 | 219 | 996 | 0 | 337 | 1095 | 0
2040-09-18 | 17 | 5 | -17323 | -315 | -1996 | 0 | 0 | -915 | 4306 | 0 | 0 | 252 | 52 | 157 | 544 | 3273 | 4586 | 0 | 43 | 4625 | 219 | 837 | 0 | 0 | 1200 | 0 | 453 | 0 | 0 | 0 | 0 | 155 | 0 | 356 | 0 | 0
2040-09-18 | 18 | 10 | -17416 | -315 | -2390 | 761 | 141 | 828 | 4460 | 0 | 0 | 253 | 52 | 157 | 403 | 3273 | 4633 | 0 | 36 | 1861 | 219 | 989 | 0 | 390 | 1200 | 0 | 462 | 0 | 0 | 0 | 0 | 0 | 0 | 0 | 0 | 0
2040-09-18 | 19 | 36.86 | -18270 | -368 | -2285 | 908 | 533 | 1859 | 4507 | 0 | 0 | 425 | 52 | 232 | 862 | 3273 | 4685 | 0 | 38 | 286 | 219 | 987 | 0 | 393 | 1200 | 0 | 462 | 0 | 0 | 0 | 0 | 0 | 0 | 0 | 0 | 0
2040-09-18 | 20 | 10 | -17542 | -485 | -1602 | 750 | 444 | 1744 | 4756 | 0 | 0 | 312 | 52 | 157 | 243 | 3273 | 4586 | 0 | 56 | 4 | 219 | 978 | 0 | 392 | 1200 | 0 | 462 | 0 | 0 | 0 | 0 | 0 | 0 | 0 | 0 | 0
2040-09-18 | 21 | 10 | -16204 | -589 | -1471 | 328 | 0 | 1671 | 4153 | 0 | 0 | 301 | 52 | 157 | 411 | 3273 | 4565 | 0 | 58 | 0 | 219 | 981 | 0 | 431 | 1200 | 0 | 462 | 0 | 0 | 0 | 0 | 0 | 0 | 0 | 0 | 0
2040-09-18 | 22 | 10 | -14634 | -705 | -1234 | 126 | 0 | 1337 | 3033 | 0 | 0 | 253 | 52 | 157 | 411 | 3273 | 4557 | 0 | 55 | 0 | 219 | 972 | 0 | 465 | 1200 | 0 | 462 | 0 | 0 | 0 | 0 | 0 | 0 | 0 | 0 | 0
2040-09-18 | 23 | 10 | -13248 | -746 | -1024 | 51 | 0 | 1168 | 1712 | 0 | 0 | 252 | 52 | 157 | 411 | 3273 | 4548 | 0 | 57 | 0 | 219 | 956 | 0 | 499 | 1200 | 0 | 462 | 0 | 0 | 0 | 0 | 0 | 0 | 0 | 0 | 0
2040-09-18 | 24 | 10 | -12385 | -831 | -840 | 197 | 102 | 1773 | 587 | 0 | 0 | 253 | 52 | 157 | 421 | 3273 | 4285 | 0 | 57 | 0 | 216 | 950 | 0 | 71 | 1200 | 0 | 462 | 0 | 0 | 0 | 0 | 0 | 0 | 401 | 0 | 0
2040-09-19 | 1 | 10 | -11889 | -831 | -735 | 0 | -298 | -86 | 528 | 0 | 0 | 252 | 52 | 157 | 1929 | 3273 | 4308 | 0 | 47 | 0 | 214 | 942 | 0 | 474 | 1200 | 0 | 462 | 0 | 0 | 0 | 0 | 0 | 0 | 522 | 0 | 0
2040-09-19 | 2 | 13.4 | -11577 | -872 | -657 | 0 | 0 | -1340 | 528 | 0 | 0 | 252 | 52 | 157 | 1974 | 3273 | 4357 | 0 | 46 | 0 | 210 | 932 | 0 | 1000 | 1200 | 0 | 462 | 0 | 0 | 0 | 0 | 0 | 0 | 0 | 0 | 0
2040-09-19 | 3 | 13.4 | -11527 | -966 | -578 | 0 | 0 | -1307 | 528 | 0 | 0 | 252 | 52 | 157 | 1806 | 3273 | 4502 | 0 | 39 | 0 | 204 | 908 | 0 | 992 | 1200 | 0 | 462 | 0 | 0 | 0 | 0 | 0 | 0 | 0 | 0 | 0
2040-09-19 | 4 | 13.4 | -11971 | -966 | -551 | 0 | 0 | -1047 | 528 | 0 | 0 | 252 | 52 | 157 | 2609 | 3273 | 4361 | 0 | 46 | 0 | 201 | 903 | 0 | 488 | 1200 | 0 | 462 | 0 | 0 | 0 | 0 | 0 | 0 | 0 | 0 | 0
2040-09-19 | 5 | 13.4 | -13212 | -1015 | -525 | 0 | 0 | -236 | 528 | 0 | 220 | 312 | 52 | 157 | 3029 | 3273 | 4126 | 0 | 48 | 0 | 202 | 903 | 0 | 475 | 1200 | 0 | 462 | 0 | 0 | 0 | 0 | 0 | 0 | 0 | 0 | 0
2040-09-19 | 6 | 18.12 | -15368 | -1065 | -551 | 0 | 45 | 992 | 528 | 0 | 300 | 484 | 52 | 157 | 3668 | 3273 | 4233 | 0 | 54 | 0 | 201 | 894 | 0 | 441 | 1200 | 0 | 462 | 0 | 0 | 0 | 0 | 0 | 0 | 0 | 0 | 0
2040-09-19 | 7 | 18.12 | -16578 | -1015 | -709 | 0 | 212 | 894 | 2256 | 0 | 300 | 465 | 52 | 157 | 3668 | 3273 | 3773 | 0 | 47 | 49 | 209 | 899 | 0 | 384 | 1200 | 0 | 462 | 0 | 0 | 0 | 0 | 0 | 0 | 0 | 0 | 0
2040-09-19 | 8 | 17.55 | -16907 | -966 | -867 | 0 | 0 | 0 | 3234 | 0 | 300 | 331 | 52 | 157 | 3569 | 3273 | 3720 | 0 | 44 | 933 | 218 | 912 | 0 | 334 | 1200 | 0 | 462 | 0 | 0 | 0 | 0 | 0 | 0 | 0 | 0 | 0
2040-09-19 | 9 | 5 | -17286 | -831 | -1050 | 0 | 0 | -1386 | 3503 | 0 | 300 | 252 | 52 | 157 | 3268 | 3273 | 3541 | 0 | 30 | 3381 | 218 | 914 | 0 | 0 | 1200 | 0 | 462 | 0 | 0 | 0 | 0 | 0 | 0 | 302 | 0 | 0
2040-09-19 | 10 | 5 | -18020 | -665 | -1234 | 0 | 0 | -1712 | 3799 | 0 | 300 | 252 | 52 | 157 | 2225 | 3273 | 3088 | 0 | 18 | 6529 | 219 | 64 | 0 | 0 | 1200 | 0 | 453 | 0 | 0 | 0 | 0 | 899 | 0 | 286 | 0 | 0
2040-09-19 | 11 | 2 | -18617 | -485 | -1182 | -827 | 0 | -1859 | 4180 | 0 | 300 | 252 | 52 | 157 | 1905 | 3273 | 2622 | 0 | 16 | 9174 | 0 | 0 | 0 | 0 | 625 | 0 | 413 | 0 | 0 | 0 | 219 | 980 | 0 | 282 | 575 | 0
2040-09-19 | 12 | -40 | -18497 | -395 | -1024 | -908 | -610 | -1859 | 4444 | 0 | 300 | 0 | 48 | 157 | 1557 | 3273 | 2228 | 0 | 0 | 11005 | 0 | 0 | 0 | 0 | 0 | 0 | 282 | 450 | 462 | 0 | 219 | 977 | 0 | 292 | 1200 | 0
2040-09-19 | 13 | -30 | -18695 | -341 | -1339 | -908 | -610 | -1859 | 4528 | 0 | 300 | 44 | 48 | 157 | 1117 | 3273 | 2627 | 0 | 0 | 11377 | 0 | 0 | 0 | 0 | 0 | 0 | 282 | 0 | 15 | 0 | 218 | 984 | 0 | 309 | 1200 | 0
2040-09-19 | 14 | -30 | -18679 | -292 | -1313 | -908 | -199 | -1859 | 4629 | 0 | 300 | 48 | 48 | 157 | 1022 | 3273 | 2508 | 0 | 0 | 10984 | 0 | 0 | 0 | 0 | 0 | 0 | 282 | 0 | 17 | 0 | 217 | 998 | 0 | 335 | 1200 | 0
2040-09-19 | 15 | 2 | -18178 | -270 | -1182 | -522 | 0 | -1859 | 4497 | 0 | 300 | 252 | 52 | 157 | 1022 | 3273 | 2347 | 0 | 21 | 9675 | 0 | 0 | 0 | 0 | 0 | 0 | 413 | 0 | 0 | 0 | 218 | 990 | 0 | 338 | 1200 | 0
2040-09-19 | 16 | 5 | -17757 | -247 | -1549 | 0 | 0 | -1168 | 4359 | 0 | 300 | 252 | 52 | 157 | 509 | 3273 | 2451 | 0 | 30 | 7399 | 219 | 65 | 0 | 0 | 1200 | 0 | 453 | 0 | 0 | 0 | 0 | 931 | 0 | 337 | 0 | 0
2040-09-19 | 17 | 17.55 | -17542 | -229 | -1996 | 0 | 0 | 0 | 4354 | 0 | 300 | 252 | 52 | 160 | 1362 | 3273 | 2191 | 0 | 42 | 4551 | 219 | 992 | 0 | 356 | 1200 | 0 | 462 | 0 | 0 | 0 | 0 | 0 | 0 | 0 | 0 | 0
2040-09-19 | 18 | 24.21 | -17648 | -247 | -2390 | 548 | 0 | 1625 | 4497 | 0 | 300 | 331 | 52 | 249 | 2324 | 3273 | 1961 | 0 | 50 | 1814 | 219 | 989 | 0 | 390 | 1200 | 0 | 462 | 0 | 0 | 0 | 0 | 0 | 0 | 0 | 0 | 0
2040-09-19 | 19 | 36.08 | -18492 | -270 | -2285 | 908 | 610 | 1859 | 4528 | 0 | 300 | 724 | 52 | 335 | 2813 | 3273 | 2044 | 0 | 76 | 261 | 219 | 987 | 0 | 393 | 1200 | 0 | 462 | 0 | 0 | 0 | 0 | 0 | 0 | 0 | 0 | 0
2040-09-19 | 20 | 24.21 | -17784 | -368 | -1602 | 879 | 422 | 1752 | 4756 | 0 | 300 | 551 | 52 | 249 | 2352 | 3273 | 1788 | 0 | 126 | 4 | 219 | 978 | 0 | 392 | 1200 | 0 | 462 | 0 | 0 | 0 | 0 | 0 | 0 | 0 | 0 | 0
2040-09-19 | 21 | 24.21 | -16482 | -485 | -1471 | 872 | 87 | 1749 | 4180 | 0 | 300 | 425 | 52 | 237 | 2062 | 3273 | 1729 | 0 | 180 | 0 | 219 | 981 | 0 | 431 | 1200 | 0 | 462 | 0 | 0 | 0 | 0 | 0 | 0 | 0 | 0 | 0
2040-09-19 | 22 | 24.21 | -14885 | -589 | -1234 | 185 | 0 | 1266 | 3091 | 0 | 300 | 331 | 52 | 237 | 2854 | 3273 | 1594 | 0 | 206 | 0 | 219 | 972 | 0 | 465 | 1200 | 0 | 462 | 0 | 0 | 0 | 0 | 0 | 0 | 0 | 0 | 0
2040-09-19 | 23 | 24.21 | -13530 | -625 | -1024 | 66 | 0 | 1422 | 1744 | 0 | 300 | 331 | 52 | 236 | 2854 | 3273 | 1305 | 0 | 260 | 0 | 219 | 956 | 0 | 499 | 1200 | 0 | 462 | 0 | 0 | 0 | 0 | 0 | 0 | 0 | 0 | 0
2040-09-19 | 24 | 24.21 | -12587 | -665 | -840 | 46 | 102 | 1448 | 618 | 0 | 300 | 331 | 52 | 235 | 3182 | 3273 | 907 | 0 | 298 | 0 | 216 | 950 | 0 | 472 | 1200 | 0 | 462 | 0 | 0 | 0 | 0 | 0 | 0 | 0 | 0 | 0
2040-09-20 | 1 | 29.71 | -12077 | -746 | -735 | 0 | 0 | -160 | 528 | 0 | 300 | 331 | 52 | 322 | 4110 | 3273 | 678 | 0 | 308 | 0 | 214 | 942 | 0 | 996 | 1200 | 0 | 462 | 0 | 0 | 0 | 0 | 0 | 0 | 0 | 0 | 0
2040-09-20 | 2 | 29.71 | -11776 | -746 | -657 | 0 | 0 | -314 | 528 | 0 | 300 | 325 | 52 | 335 | 4082 | 3273 | 461 | 0 | 331 | 0 | 210 | 932 | 0 | 1000 | 1200 | 0 | 462 | 0 | 0 | 0 | 0 | 0 | 0 | 0 | 0 | 0
2040-09-20 | 3 | 29.71 | -11767 | -831 | -578 | 0 | 0 | -150 | 528 | 0 | 300 | 331 | 52 | 335 | 4192 | 3273 | 180 | 0 | 369 | 0 | 204 | 908 | 0 | 992 | 1200 | 0 | 462 | 0 | 0 | 0 | 0 | 0 | 0 | 0 | 0 | 0
2040-09-20 | 4 | 35.69 | -12187 | -831 | -551 | 0 | 0 | 0 | 528 | 0 | 300 | 331 | 52 | 335 | 5004 | 3273 | 67 | 0 | 425 | 0 | 201 | 903 | 0 | 488 | 1200 | 0 | 462 | 0 | 0 | 0 | 0 | 0 | 0 | 0 | 0 | 0
2040-09-20 | 5 | 37 | -13386 | -831 | -525 | 0 | 0 | 0 | 528 | 0 | 300 | 453 | 52 | 335 | 6057 | 3273 | 81 | 0 | 419 | 0 | 202 | 903 | 0 | 475 | 1200 | 0 | 462 | 0 | 0 | 0 | 0 | 0 | 0 | 0 | 0 | 0
2040-09-20 | 6 | 40.15 | -15394 | -872 | -551 | 0 | 0 | 291 | 528 | 0 | 300 | 781 | 52 | 335 | 7441 | 3273 | 202 | 0 | 416 | 0 | 201 | 894 | 0 | 441 | 1200 | 0 | 462 | 0 | 0 | 0 | 0 | 0 | 0 | 0 | 0 | 0
2040-09-20 | 7 | 40.15 | -16534 | -921 | -709 | 0 | 0 | 171 | 1876 | 0 | 300 | 740 | 52 | 335 | 7409 | 3273 | 394 | 0 | 421 | 40 | 209 | 899 | 0 | 384 | 1200 | 0 | 462 | 0 | 0 | 0 | 0 | 0 | 0 | 0 | 0 | 0
2040-09-20 | 8 | 38.48 | -17049 | -921 | -867 | 0 | 0 | 0 | 2816 | 0 | 300 | 602 | 52 | 335 | 6543 | 3273 | 492 | 0 | 398 | 900 | 218 | 912 | 0 | 334 | 1200 | 0 | 462 | 0 | 0 | 0 | 0 | 0 | 0 | 0 | 0 | 0
2040-09-20 | 9 | 30.45 | -17603 | -665 | -1050 | 0 | 0 | 0 | 3133 | 0 | 300 | 312 | 52 | 319 | 4465 | 3273 | 699 | 0 | 309 | 3357 | 218 | 914 | 0 | 302 | 1200 | 0 | 462 | 0 | 0 | 0 | 0 | 0 | 0 | 0 | 0 | 0
2040-09-20 | 10 | 11.5 | -18492 | -485 | -1234 | 0 | 0 | -646 | 3535 | 0 | 0 | 252 | 52 | 160 | 2997 | 3273 | 873 | 0 | 246 | 6338 | 219 | 963 | 0 | 286 | 1200 | 0 | 462 | 0 | 0 | 0 | 0 | 0 | 0 | 0 | 0 | 0
2040-09-20 | 11 | 11.5 | -19274 | -341 | -1182 | 0 | 0 | -1234 | 4053 | 0 | 0 | 252 | 52 | 157 | 801 | 3273 | 952 | 0 | 219 | 9128 | 219 | 980 | 0 | 282 | 1200 | 0 | 462 | 0 | 0 | 0 | 0 | 0 | 0 | 0 | 0 | 0
2040-09-20 | 12 | 5 | -19263 | -229 | -1024 | -634 | -484 | -1859 | 4428 | 0 | 0 | 252 | 52 | 157 | 668 | 3273 | 855 | 0 | 192 | 10758 | 219 | 977 | 0 | 0 | 1200 | 0 | 462 | 0 | 0 | 0 | 0 | 0 | 0 | 292 | 0 | 0
2040-09-20 | 13 | 5 | -19541 | -162 | -1339 | -672 | -610 | -1859 | 4581 | 0 | 0 | 252 | 52 | 157 | 398 | 3273 | 1082 | 0 | 166 | 11356 | 218 | 984 | 0 | 0 | 1200 | 0 | 462 | 0 | 0 | 0 | 0 | 0 | 0 | 309 | 0 | 0
2040-09-20 | 14 | 5 | -19715 | -112 | -1313 | 0 | -324 | -1859 | 4734 | 0 | 0 | 252 | 52 | 157 | 394 | 3273 | 1087 | 0 | 180 | 11086 | 217 | 228 | 0 | 0 | 1200 | 0 | 462 | 0 | 0 | 0 | 0 | 770 | 0 | 335 | 0 | 0
2040-09-20 | 15 | 5 | -19303 | -94 | -1182 | 0 | -1 | -1859 | 4756 | 0 | 0 | 252 | 52 | 157 | 394 | 3273 | 1237 | 0 | 214 | 9636 | 218 | 587 | 0 | 0 | 1200 | 0 | 462 | 0 | 0 | 0 | 0 | 403 | 0 | 338 | 0 | 0
2040-09-20 | 16 | 11.5 | -18892 | -94 | -1549 | 0 | 0 | -716 | 4703 | 0 | 0 | 252 | 52 | 157 | 195 | 3273 | 1703 | 0 | 273 | 7428 | 219 | 996 | 0 | 337 | 1200 | 0 | 462 | 0 | 0 | 0 | 0 | 0 | 0 | 0 | 0 | 0
2040-09-20 | 17 | 15.55 | -18489 | -90 | -1996 | 0 | 0 | 143 | 4713 | 0 | 0 | 252 | 52 | 157 | 2275 | 3273 | 1852 | 0 | 308 | 4319 | 219 | 992 | 0 | 356 | 1200 | 0 | 462 | 0 | 0 | 0 | 0 | 0 | 0 | 0 | 0 | 0
2040-09-20 | 18 | 15.55 | -18254 | -94 | -2390 | 0 | 461 | 1776 | 4703 | 0 | 0 | 331 | 52 | 157 | 2659 | 3273 | 1974 | 0 | 334 | 1757 | 219 | 989 | 0 | 390 | 1200 | 0 | 462 | 0 | 0 | 0 | 0 | 0 | 0 | 0 | 0 | 0
2040-09-20 | 19 | 27.12 | -18904 | -112 | -2285 | 908 | 610 | 1859 | 4470 | 0 | 0 | 660 | 52 | 317 | 2923 | 3273 | 2366 | 0 | 375 | 226 | 219 | 987 | 0 | 393 | 1200 | 0 | 462 | 0 | 0 | 0 | 0 | 0 | 0 | 0 | 0 | 0
2040-09-20 | 20 | 15.55 | -18159 | -162 | -1602 | 168 | 48 | 1765 | 4518 | 0 | 0 | 407 | 52 | 157 | 3052 | 3273 | 2759 | 0 | 467 | 4 | 219 | 978 | 0 | 392 | 1200 | 0 | 462 | 0 | 0 | 0 | 0 | 0 | 0 | 0 | 0 | 0
2040-09-20 | 21 | 15.55 | -17123 | -211 | -1471 | 0 | 0 | 1318 | 3878 | 0 | 0 | 331 | 52 | 157 | 2722 | 3273 | 3171 | 0 | 608 | 0 | 219 | 981 | 0 | 431 | 1200 | 0 | 462 | 0 | 0 | 0 | 0 | 0 | 0 | 0 | 0 | 0
2040-09-20 | 22 | 15.55 | -15878 | -247 | -1234 | 46 | 0 | 430 | 2964 | 0 | 0 | 301 | 52 | 157 | 2722 | 3273 | 3444 | 0 | 652 | 0 | 219 | 972 | 0 | 465 | 1200 | 0 | 462 | 0 | 0 | 0 | 0 | 0 | 0 | 0 | 0 | 0
2040-09-20 | 23 | 15.55 | -14525 | -247 | -1024 | 0 | 102 | 133 | 1892 | 0 | 0 | 255 | 52 | 157 | 2554 | 3273 | 3402 | 0 | 640 | 0 | 219 | 956 | 0 | 499 | 1200 | 0 | 462 | 0 | 0 | 0 | 0 | 0 | 0 | 0 | 0 | 0
2040-09-20 | 24 | 10 | -13487 | -315 | -840 | 0 | 0 | 0 | 803 | 0 | 0 | 253 | 52 | 157 | 2564 | 3273 | 3671 | 0 | 635 | 0 | 216 | 950 | 0 | 404 | 1200 | 0 | 462 | 0 | 0 | 0 | 0 | 0 | 0 | 68 | 0 | 0
2040-09-21 | 1 | 27.38 | -12812 | -368 | -735 | 0 | 0 | -1609 | 528 | 0 | 0 | 252 | 52 | 317 | 3052 | 3273 | 3677 | 0 | 559 | 0 | 214 | 942 | 0 | 996 | 1200 | 0 | 462 | 0 | 0 | 0 | 0 | 0 | 0 | 0 | 0 | 0
2040-09-21 | 2 | 27.38 | -12425 | -395 | -657 | 0 | 0 | -1394 | 528 | 0 | 0 | 252 | 52 | 332 | 2762 | 3273 | 3397 | 0 | 469 | 0 | 210 | 932 | 0 | 1000 | 1200 | 0 | 462 | 0 | 0 | 0 | 0 | 0 | 0 | 0 | 0 | 0
2040-09-21 | 3 | 27.38 | -12238 | -427 | -578 | 0 | 0 | -1465 | 528 | 0 | 0 | 252 | 52 | 335 | 2762 | 3273 | 3260 | 0 | 479 | 0 | 204 | 908 | 0 | 992 | 1200 | 0 | 462 | 0 | 0 | 0 | 0 | 0 | 0 | 0 | 0 | 0
2040-09-21 | 4 | 27.38 | -12335 | -454 | -551 | 0 | 0 | -266 | 528 | 0 | 0 | 266 | 52 | 335 | 2892 | 3273 | 2604 | 0 | 401 | 0 | 201 | 903 | 0 | 488 | 1200 | 0 | 462 | 0 | 0 | 0 | 0 | 0 | 0 | 0 | 0 | 0
2040-09-21 | 5 | 27.38 | -12712 | -454 | -525 | 0 | 0 | -426 | 528 | 0 | 0 | 312 | 52 | 335 | 3805 | 3273 | 2198 | 0 | 371 | 0 | 202 | 903 | 0 | 475 | 1200 | 0 | 462 | 0 | 0 | 0 | 0 | 0 | 0 | 0 | 0 | 0
2040-09-21 | 6 | 31.75 | -13225 | -485 | -551 | 0 | 0 | 0 | 528 | 0 | 0 | 331 | 52 | 335 | 4537 | 3273 | 1665 | 0 | 342 | 0 | 201 | 894 | 0 | 441 | 1200 | 0 | 462 | 0 | 0 | 0 | 0 | 0 | 0 | 0 | 0 | 0
2040-09-21 | 7 | 37 | -14223 | -485 | -709 | 0 | 0 | 471 | 528 | 0 | 0 | 501 | 52 | 335 | 5631 | 3273 | 1121 | 0 | 310 | 40 | 209 | 899 | 0 | 384 | 1200 | 0 | 462 | 0 | 0 | 0 | 0 | 0 | 0 | 0 | 0 | 0
2040-09-21 | 8 | 37 | -15480 | -521 | -867 | 0 | 0 | 1026 | 571 | 0 | 0 | 664 | 52 | 335 | 5910 | 3273 | 789 | 0 | 240 | 881 | 218 | 912 | 0 | 334 | 1200 | 0 | 462 | 0 | 0 | 0 | 0 | 0 | 0 | 0 | 0 | 0
2040-09-21 | 9 | 35.98 | -16639 | -368 | -1050 | 0 | 0 | 0 | 1511 | 0 | 0 | 331 | 52 | 335 | 5573 | 3273 | 500 | 0 | 164 | 3222 | 218 | 914 | 0 | 302 | 1200 | 0 | 462 | 0 | 0 | 0 | 0 | 0 | 0 | 0 | 0 | 0
2040-09-21 | 10 | 27.38 | -17746 | -247 | -1234 | 0 | 0 | -1203 | 2388 | 0 | 0 | 252 | 52 | 335 | 4418 | 3273 | 350 | 0 | 90 | 6141 | 219 | 963 | 0 | 286 | 1200 | 0 | 462 | 0 | 0 | 0 | 0 | 0 | 0 | 0 | 0 | 0
2040-09-21 | 11 | 23.45 | -18651 | -162 | -1182 | -787 | -167 | -1859 | 3086 | 0 | 0 | 252 | 52 | 227 | 3602 | 3273 | 230 | 0 | 79 | 8862 | 219 | 980 | 0 | 282 | 1200 | 0 | 462 | 0 | 0 | 0 | 0 | 0 | 0 | 0 | 0 | 0
2040-09-21 | 12 | 23.45 | -18872 | -112 | -1024 | -908 | -416 | -1859 | 3593 | 0 | 0 | 252 | 52 | 211 | 1737 | 3273 | 229 | 0 | 77 | 10616 | 219 | 977 | 0 | 292 | 1200 | 0 | 462 | 0 | 0 | 0 | 0 | 0 | 0 | 0 | 0 | 0
2040-09-21 | 13 | 23.45 | -19185 | -94 | -1339 | -874 | -589 | -1859 | 3947 | 0 | 0 | 252 | 52 | 211 | 1507 | 3273 | 114 | 0 | 74 | 11337 | 218 | 984 | 0 | 309 | 1200 | 0 | 462 | 0 | 0 | 0 | 0 | 0 | 0 | 0 | 0 | 0
2040-09-21 | 14 | 23.45 | -19581 | -85 | -1313 | -659 | -246 | -1859 | 4153 | 0 | 0 | 252 | 52 | 227 | 1412 | 3273 | 71 | 0 | 65 | 11026 | 217 | 998 | 0 | 335 | 1200 | 0 | 462 | 0 | 0 | 0 | 0 | 0 | 0 | 0 | 0 | 0
2040-09-21 | 15 | 27.12 | -19446 | -81 | -1182 | 0 | 0 | -1859 | 4343 | 0 | 0 | 252 | 52 | 335 | 1504 | 3273 | 39 | 0 | 68 | 9493 | 218 | 990 | 0 | 338 | 1200 | 0 | 462 | 0 | 0 | 0 | 0 | 0 | 0 | 0 | 0 | 0
2040-09-21 | 16 | 37 | -19203 | -81 | -1549 | 42 | 0 | 0 | 4491 | 0 | 0 | 252 | 52 | 335 | 1817 | 3273 | 36 | 0 | 76 | 7244 | 219 | 996 | 0 | 337 | 1200 | 0 | 462 | 0 | 0 | 0 | 0 | 0 | 0 | 0 | 0 | 0
2040-09-21 | 17 | 37 | -18989 | -85 | -1996 | 136 | 0 | 1663 | 4634 | 0 | 220 | 312 | 52 | 335 | 2769 | 3273 | 12 | 0 | 69 | 4365 | 219 | 992 | 0 | 356 | 1200 | 0 | 462 | 0 | 0 | 0 | 0 | 0 | 0 | 0 | 0 | 0
2040-09-21 | 18 | 37 | -18763 | -85 | -2390 | 774 | 97 | 1744 | 4756 | 0 | 220 | 660 | 52 | 335 | 4335 | 3273 | 15 | 0 | 60 | 1658 | 219 | 989 | 0 | 390 | 1200 | 0 | 462 | 0 | 0 | 0 | 0 | 0 | 0 | 0 | 0 | 0
2040-09-21 | 19 | 41.31 | -19367 | -94 | -2285 | 908 | 610 | 1859 | 4528 | 0 | 220 | 848 | 52 | 335 | 5527 | 3273 | 33 | 0 | 64 | 226 | 219 | 987 | 0 | 393 | 1200 | 0 | 462 | 0 | 0 | 0 | 0 | 0 | 0 | 0 | 0 | 0
2040-09-21 | 20 | 37 | -18614 | -135 | -1602 | 752 | 412 | 1760 | 4528 | 0 | 300 | 778 | 52 | 335 | 4796 | 3273 | 42 | 0 | 66 | 4 | 219 | 978 | 0 | 392 | 1200 | 0 | 462 | 0 | 0 | 0 | 0 | 0 | 0 | 0 | 0 | 0
2040-09-21 | 21 | 37 | -17591 | -193 | -1471 | 138 | 0 | 1738 | 3910 | 0 | 300 | 715 | 52 | 335 | 5371 | 3273 | 55 | 0 | 74 | 0 | 219 | 981 | 0 | 431 | 1200 | 0 | 462 | 0 | 0 | 0 | 0 | 0 | 0 | 0 | 0 | 0
2040-09-21 | 22 | 37 | -16375 | -211 | -1234 | 0 | 0 | 856 | 3007 | 0 | 300 | 660 | 52 | 335 | 5864 | 3273 | 76 | 0 | 79 | 0 | 219 | 972 | 0 | 465 | 1200 | 0 | 462 | 0 | 0 | 0 | 0 | 0 | 0 | 0 | 0 | 0
2040-09-21 | 23 | 37 | -15145 | -229 | -1024 | 26 | 2 | 466 | 1987 | 0 | 300 | 586 | 52 | 335 | 5864 | 3273 | 101 | 0 | 70 | 0 | 219 | 956 | 0 | 499 | 1200 | 0 | 462 | 0 | 0 | 0 | 0 | 0 | 0 | 0 | 0 | 0
2040-09-21 | 24 | 37 | -13792 | -270 | -840 | 0 | 100 | 4 | 993 | 0 | 300 | 452 | 52 | 335 | 5869 | 3273 | 145 | 0 | 78 | 0 | 216 | 950 | 0 | 472 | 1200 | 0 | 462 | 0 | 0 | 0 | 0 | 0 | 0 | 0 | 0 | 0
2040-09-22 | 1 | 34.21 | -13108 | -315 | -972 | 0 | 0 | 0 | 528 | 0 | 300 | 452 | 52 | 335 | 5362 | 3273 | 168 | 0 | 109 | 0 | 214 | 942 | 0 | 996 | 1200 | 0 | 462 | 0 | 0 | 0 | 0 | 0 | 0 | 0 | 0 | 0
2040-09-22 | 2 | 32.43 | -12796 | -341 | -840 | 0 | 0 | 0 | 528 | 0 | 300 | 407 | 52 | 335 | 4976 | 3273 | 185 | 0 | 117 | 0 | 210 | 932 | 0 | 1000 | 1200 | 0 | 462 | 0 | 0 | 0 | 0 | 0 | 0 | 0 | 0 | 0
2040-09-22 | 3 | 29.29 | -12515 | -368 | -762 | 0 | 0 | 0 | 528 | 0 | 300 | 331 | 52 | 335 | 4753 | 3273 | 190 | 0 | 116 | 0 | 204 | 908 | 0 | 992 | 1200 | 0 | 462 | 0 | 0 | 0 | 0 | 0 | 0 | 0 | 0 | 0
2040-09-22 | 4 | 33.72 | -12412 | -395 | -683 | 0 | 0 | 0 | 528 | 0 | 300 | 331 | 52 | 335 | 5118 | 3273 | 164 | 0 | 134 | 0 | 201 | 903 | 0 | 488 | 1200 | 0 | 462 | 0 | 0 | 0 | 0 | 0 | 0 | 0 | 0 | 0
2040-09-22 | 5 | 34.35 | -12586 | -427 | -683 | 0 | 0 | 0 | 528 | 0 | 300 | 331 | 52 | 335 | 5323 | 3273 | 146 | 0 | 164 | 0 | 202 | 903 | 0 | 475 | 1200 | 0 | 462 | 0 | 0 | 0 | 0 | 0 | 0 | 0 | 0 | 0
2040-09-22 | 6 | 35.98 | -12961 | -427 | -709 | 0 | 0 | 0 | 528 | 0 | 300 | 425 | 52 | 335 | 5637 | 3273 | 142 | 0 | 206 | 0 | 201 | 894 | 0 | 441 | 1200 | 0 | 462 | 0 | 0 | 0 | 0 | 0 | 0 | 0 | 0 | 0
2040-09-22 | 7 | 38.17 | -13666 | -454 | -788 | 0 | 0 | 0 | 528 | 0 | 300 | 498 | 52 | 335 | 6291 | 3273 | 188 | 0 | 254 | 34 | 209 | 899 | 0 | 384 | 1200 | 0 | 462 | 0 | 0 | 0 | 0 | 0 | 0 | 0 | 0 | 0
2040-09-22 | 8 | 39.16 | -14944 | -485 | -919 | 0 | 0 | 0 | 528 | 0 | 300 | 625 | 52 | 335 | 6688 | 3273 | 280 | 0 | 279 | 860 | 218 | 912 | 0 | 334 | 1200 | 0 | 462 | 0 | 0 | 0 | 0 | 0 | 0 | 0 | 0 | 0
2040-09-22 | 9 | 37 | -16247 | -341 | -1103 | 0 | 0 | 0 | 528 | 0 | 300 | 452 | 52 | 335 | 5960 | 3273 | 444 | 0 | 225 | 3026 | 218 | 914 | 0 | 302 | 1200 | 0 | 462 | 0 | 0 | 0 | 0 | 0 | 0 | 0 | 0 | 0
2040-09-22 | 10 | 29.29 | -17724 | -247 | -1313 | 0 | 0 | -544 | 1110 | 0 | 300 | 301 | 52 | 335 | 4509 | 3273 | 593 | 0 | 173 | 6052 | 219 | 963 | 0 | 286 | 1200 | 0 | 462 | 0 | 0 | 0 | 0 | 0 | 0 | 0 | 0 | 0
2040-09-22 | 11 | 28.46 | -18823 | -175 | -1182 | 0 | -377 | -1859 | 1966 | 0 | 300 | 252 | 52 | 335 | 3286 | 3273 | 822 | 0 | 150 | 8837 | 219 | 980 | 0 | 282 | 1200 | 0 | 462 | 0 | 0 | 0 | 0 | 0 | 0 | 0 | 0 | 0
2040-09-22 | 12 | 29.29 | -19755 | -121 | -1313 | 0 | 0 | -1745 | 2742 | 0 | 300 | 252 | 52 | 335 | 1291 | 3273 | 949 | 0 | 159 | 10430 | 219 | 977 | 0 | 292 | 1200 | 0 | 462 | 0 | 0 | 0 | 0 | 0 | 0 | 0 | 0 | 0
2040-09-22 | 13 | 28.46 | -20337 | -90 | -1418 | 0 | -272 | -1859 | 3408 | 0 | 300 | 252 | 52 | 335 | 828 | 3273 | 1161 | 0 | 214 | 10979 | 218 | 984 | 0 | 309 | 1200 | 0 | 462 | 0 | 0 | 0 | 0 | 0 | 0 | 0 | 0 | 0
2040-09-22 | 14 | 29.29 | -20628 | -76 | -1471 | 0 | 0 | -1488 | 3815 | 0 | 300 | 252 | 52 | 335 | 786 | 3273 | 1382 | 0 | 252 | 10004 | 217 | 998 | 0 | 335 | 1200 | 0 | 462 | 0 | 0 | 0 | 0 | 0 | 0 | 0 | 0 | 0
2040-09-22 | 15 | 36.75 | -21046 | -76 | -1523 | 0 | 0 | 0 | 4037 | 0 | 300 | 252 | 52 | 335 | 1020 | 3273 | 1482 | 0 | 278 | 8407 | 218 | 990 | 0 | 338 | 1200 | 0 | 462 | 0 | 0 | 0 | 0 | 0 | 0 | 0 | 0 | 0
2040-09-22 | 16 | 39.58 | -21437 | -76 | -1444 | 0 | 0 | 1433 | 4264 | 0 | 300 | 253 | 52 | 335 | 1420 | 3273 | 1886 | 0 | 325 | 6202 | 219 | 996 | 0 | 337 | 1200 | 0 | 462 | 0 | 0 | 0 | 0 | 0 | 0 | 0 | 0 | 0
2040-09-22 | 17 | 39.58 | -21689 | -76 | -1444 | 0 | 519 | 1859 | 4528 | 0 | 300 | 436 | 52 | 335 | 2617 | 3273 | 2171 | 0 | 354 | 3537 | 219 | 992 | 0 | 356 | 1200 | 0 | 462 | 0 | 0 | 0 | 0 | 0 | 0 | 0 | 0 | 0
2040-09-22 | 18 | 39.58 | -21531 | -76 | -1471 | 0 | 0 | 1015 | 4708 | 0 | 300 | 699 | 52 | 335 | 5149 | 3273 | 2428 | 0 | 391 | 1468 | 219 | 989 | 0 | 390 | 1200 | 0 | 462 | 0 | 0 | 0 | 0 | 0 | 0 | 0 | 0 | 0
2040-09-22 | 19 | 39.58 | -21780 | -81 | -1523 | 0 | 30 | 1240 | 4634 | 0 | 300 | 812 | 52 | 335 | 6002 | 3273 | 2807 | 0 | 436 | 201 | 219 | 987 | 0 | 393 | 1200 | 0 | 462 | 0 | 0 | 0 | 0 | 0 | 0 | 0 | 0 | 0
2040-09-22 | 20 | 39.58 | -20954 | -103 | -1418 | 0 | 10 | 0 | 4756 | 0 | 300 | 740 | 52 | 335 | 6371 | 3273 | 2892 | 0 | 491 | 4 | 219 | 978 | 0 | 392 | 1200 | 0 | 462 | 0 | 0 | 0 | 0 | 0 | 0 | 0 | 0 | 0
2040-09-22 | 21 | 35.98 | -19576 | -135 | -1339 | 0 | 0 | 0 | 4153 | 0 | 300 | 660 | 52 | 335 | 5297 | 3273 | 3109 | 0 | 577 | 0 | 219 | 981 | 0 | 431 | 1200 | 0 | 462 | 0 | 0 | 0 | 0 | 0 | 0 | 0 | 0 | 0
2040-09-22 | 22 | 23.37 | -17748 | -144 | -1208 | 0 | 0 | 0 | 3149 | 0 | 300 | 452 | 52 | 217 | 4506 | 3273 | 3210 | 0 | 621 | 0 | 219 | 972 | 0 | 465 | 1200 | 0 | 462 | 0 | 0 | 0 | 0 | 0 | 0 | 0 | 0 | 0
2040-09-22 | 23 | 17.55 | -16163 | -162 | -1208 | 0 | 0 | 0 | 1934 | 0 | 300 | 382 | 52 | 160 | 4058 | 3273 | 3354 | 0 | 683 | 0 | 219 | 956 | 0 | 499 | 1200 | 0 | 462 | 0 | 0 | 0 | 0 | 0 | 0 | 0 | 0 | 0
2040-09-22 | 24 | 17.55 | -15228 | -175 | -1103 | 0 | 0 | 0 | 824 | 0 | 300 | 331 | 52 | 157 | 3721 | 3273 | 3829 | 0 | 717 | 0 | 216 | 950 | 0 | 472 | 1200 | 0 | 462 | 0 | 0 | 0 | 0 | 0 | 0 | 0 | 0 | 0
2040-09-23 | 1 | 29.01 | -14630 | -193 | -972 | 0 | -373 | -1432 | 528 | 0 | 220 | 312 | 52 | 317 | 4096 | 3273 | 4228 | 0 | 757 | 0 | 214 | 942 | 0 | 996 | 1200 | 0 | 462 | 0 | 0 | 0 | 0 | 0 | 0 | 0 | 0 | 0
2040-09-23 | 2 | 29.01 | -14327 | -193 | -840 | 0 | -305 | -1859 | 528 | 0 | 220 | 301 | 52 | 332 | 3892 | 3273 | 4355 | 0 | 767 | 0 | 210 | 932 | 0 | 1000 | 1200 | 0 | 462 | 0 | 0 | 0 | 0 | 0 | 0 | 0 | 0 | 0
2040-09-23 | 3 | 29.01 | -14326 | -193 | -762 | 0 | -610 | -1696 | 528 | 0 | 220 | 301 | 52 | 335 | 3872 | 3273 | 4487 | 0 | 752 | 0 | 204 | 908 | 0 | 992 | 1200 | 0 | 462 | 0 | 0 | 0 | 0 | 0 | 0 | 0 | 0 | 0
2040-09-23 | 4 | 29.01 | -14785 | -211 | -683 | 0 | 0 | -1417 | 528 | 0 | 220 | 312 | 52 | 335 | 3869 | 3273 | 4502 | 0 | 749 | 0 | 201 | 903 | 0 | 488 | 1200 | 0 | 462 | 0 | 0 | 0 | 0 | 0 | 0 | 0 | 0 | 0
2040-09-23 | 5 | 29.01 | -16237 | -211 | -683 | 0 | 0 | -497 | 528 | 0 | 220 | 384 | 52 | 335 | 4138 | 3273 | 4720 | 0 | 735 | 0 | 202 | 903 | 0 | 475 | 1200 | 0 | 462 | 0 | 0 | 0 | 0 | 0 | 0 | 0 | 0 | 0
2040-09-23 | 6 | 39.21 | -18498 | -193 | -709 | 0 | 0 | 22 | 528 | 0 | 220 | 740 | 52 | 335 | 5603 | 3273 | 4700 | 0 | 729 | 0 | 201 | 894 | 0 | 441 | 1200 | 0 | 462 | 0 | 0 | 0 | 0 | 0 | 0 | 0 | 0 | 0
2040-09-23 | 7 | 39.21 | -19952 | -211 | -788 | 0 | 0 | 853 | 528 | 0 | 220 | 848 | 52 | 335 | 6169 | 3273 | 4787 | 0 | 708 | 23 | 209 | 899 | 0 | 384 | 1200 | 0 | 462 | 0 | 0 | 0 | 0 | 0 | 0 | 0 | 0 | 0
2040-09-23 | 8 | 39.21 | -20933 | -211 | -919 | 0 | 0 | 881 | 766 | 0 | 220 | 893 | 52 | 335 | 6371 | 3273 | 4747 | 0 | 661 | 737 | 218 | 912 | 0 | 334 | 1200 | 0 | 462 | 0 | 0 | 0 | 0 | 0 | 0 | 0 | 0 | 0
2040-09-23 | 9 | 38.34 | -21943 | -193 | -1103 | 0 | 0 | 0 | 1384 | 0 | 220 | 781 | 52 | 335 | 6509 | 3273 | 4749 | 0 | 630 | 2209 | 218 | 914 | 0 | 302 | 1200 | 0 | 462 | 0 | 0 | 0 | 0 | 0 | 0 | 0 | 0 | 0
2040-09-23 | 10 | 34.21 | -23358 | -135 | -1313 | 0 | 0 | 0 | 2013 | 0 | 220 | 699 | 52 | 335 | 5299 | 3273 | 4776 | 0 | 563 | 4445 | 219 | 963 | 0 | 286 | 1200 | 0 | 462 | 0 | 0 | 0 | 0 | 0 | 0 | 0 | 0 | 0
2040-09-23 | 11 | 29.01 | -24494 | -103 | -1182 | 0 | -7 | -876 | 2705 | 0 | 220 | 331 | 52 | 335 | 4446 | 3273 | 4786 | 0 | 507 | 6863 | 219 | 980 | 0 | 282 | 1200 | 0 | 462 | 0 | 0 | 0 | 0 | 0 | 0 | 0 | 0 | 0
2040-09-23 | 12 | 29.01 | -25390 | -85 | -1313 | 0 | 0 | -1783 | 3382 | 0 | 220 | 312 | 52 | 335 | 4174 | 3273 | 4788 | 0 | 486 | 8399 | 219 | 977 | 0 | 292 | 1200 | 0 | 462 | 0 | 0 | 0 | 0 | 0 | 0 | 0 | 0 | 0
2040-09-23 | 13 | 29.01 | -26262 | -76 | -1418 | 0 | -38 | -1859 | 3921 | 0 | 220 | 259 | 52 | 335 | 3774 | 3273 | 4798 | 0 | 464 | 9384 | 218 | 984 | 0 | 309 | 1200 | 0 | 462 | 0 | 0 | 0 | 0 | 0 | 0 | 0 | 0 | 0
2040-09-23 | 14 | 29.01 | -26672 | -81 | -1471 | 0 | -87 | -1842 | 4428 | 0 | 220 | 253 | 52 | 335 | 3709 | 3273 | 4821 | 0 | 432 | 9417 | 217 | 998 | 0 | 335 | 1200 | 0 | 462 | 0 | 0 | 0 | 0 | 0 | 0 | 0 | 0 | 0
2040-09-23 | 15 | 29.01 | -26897 | -90 | -1523 | 0 | 0 | -102 | 4676 | 0 | 220 | 331 | 52 | 335 | 3519 | 3273 | 4821 | 0 | 393 | 7784 | 218 | 990 | 0 | 338 | 1200 | 0 | 462 | 0 | 0 | 0 | 0 | 0 | 0 | 0 | 0 | 0
2040-09-23 | 16 | 39.21 | -26669 | -90 | -1444 | 0 | 0 | 369 | 4756 | 0 | 220 | 699 | 52 | 335 | 5003 | 3273 | 4784 | 0 | 367 | 5132 | 219 | 996 | 0 | 337 | 1200 | 0 | 462 | 0 | 0 | 0 | 0 | 0 | 0 | 0 | 0 | 0
2040-09-23 | 17 | 40.42 | -26214 | -85 | -1444 | 0 | 0 | 1859 | 4624 | 0 | 220 | 973 | 52 | 335 | 5698 | 3273 | 4822 | 0 | 360 | 2299 | 219 | 992 | 0 | 356 | 1200 | 0 | 462 | 0 | 0 | 0 | 0 | 0 | 0 | 0 | 0 | 0
2040-09-23 | 18 | 41.15 | -25805 | -76 | -1471 | 0 | 610 | 1859 | 4380 | 0 | 220 | 1051 | 52 | 335 | 6246 | 3273 | 4848 | 0 | 340 | 876 | 219 | 989 | 0 | 390 | 1200 | 0 | 462 | 0 | 0 | 0 | 0 | 0 | 0 | 0 | 0 | 0
2040-09-23 | 19 | 40.42 | -25725 | -81 | -1523 | 0 | 610 | 1859 | 4190 | 0 | 220 | 1051 | 52 | 335 | 7112 | 3273 | 4854 | 0 | 351 | 159 | 219 | 987 | 0 | 393 | 1200 | 0 | 462 | 0 | 0 | 0 | 0 | 0 | 0 | 0 | 0 | 0
2040-09-23 | 20 | 39.6 | -24622 | -94 | -1418 | 0 | 0 | 1859 | 4100 | 0 | 220 | 1051 | 52 | 335 | 6766 | 3273 | 4855 | 0 | 367 | 4 | 219 | 978 | 0 | 392 | 1200 | 0 | 462 | 0 | 0 | 0 | 0 | 0 | 0 | 0 | 0 | 0
2040-09-23 | 21 | 39.21 | -22868 | -103 | -1339 | 0 | 0 | 327 | 3445 | 0 | 220 | 973 | 52 | 335 | 7206 | 3273 | 4860 | 0 | 326 | 0 | 219 | 981 | 0 | 431 | 1200 | 0 | 462 | 0 | 0 | 0 | 0 | 0 | 0 | 0 | 0 | 0
2040-09-23 | 22 | 37.63 | -20613 | -112 | -1208 | 0 | 0 | 0 | 2415 | 0 | 220 | 785 | 52 | 335 | 6345 | 3273 | 4869 | 0 | 321 | 0 | 219 | 972 | 0 | 465 | 1200 | 0 | 462 | 0 | 0 | 0 | 0 | 0 | 0 | 0 | 0 | 0
2040-09-23 | 23 | 35.69 | -18637 | -121 | -1208 | 0 | 0 | 0 | 1178 | 0 | 220 | 768 | 52 | 335 | 5656 | 3273 | 4860 | 0 | 287 | 0 | 219 | 956 | 0 | 499 | 1200 | 0 | 462 | 0 | 0 | 0 | 0 | 0 | 0 | 0 | 0 | 0
2040-09-23 | 24 | 34.97 | -17335 | -135 | -1103 | 0 | 0 | 0 | 528 | 0 | 220 | 699 | 52 | 335 | 5041 | 3273 | 4854 | 0 | 270 | 0 | 216 | 950 | 0 | 472 | 1200 | 0 | 462 | 0 | 0 | 0 | 0 | 0 | 0 | 0 | 0 | 0
2040-09-24 | 1 | 28.64 | -16362 | -162 | -735 | 0 | -187 | -1259 | 972 | 0 | 220 | 407 | 52 | 335 | 4486 | 3273 | 4860 | 0 | 285 | 0 | 214 | 942 | 0 | 996 | 1200 | 0 | 462 | 0 | 0 | 0 | 0 | 0 | 0 | 0 | 0 | 0
2040-09-24 | 2 | 28.64 | -15796 | -175 | -657 | 0 | 0 | -1404 | 528 | 0 | 220 | 331 | 52 | 335 | 4326 | 3273 | 4868 | 0 | 294 | 0 | 210 | 932 | 0 | 1000 | 1200 | 0 | 462 | 0 | 0 | 0 | 0 | 0 | 0 | 0 | 0 | 0
2040-09-24 | 3 | 28.64 | -15401 | -211 | -578 | 0 | 0 | -1441 | 528 | 0 | 220 | 331 | 52 | 335 | 3968 | 3273 | 4844 | 0 | 313 | 0 | 204 | 908 | 0 | 992 | 1200 | 0 | 462 | 0 | 0 | 0 | 0 | 0 | 0 | 0 | 0 | 0
2040-09-24 | 4 | 28.64 | -15549 | -247 | -551 | 0 | 0 | -767 | 528 | 0 | 220 | 331 | 52 | 335 | 3968 | 3273 | 4818 | 0 | 335 | 0 | 201 | 903 | 0 | 488 | 1200 | 0 | 462 | 0 | 0 | 0 | 0 | 0 | 0 | 0 | 0 | 0
2040-09-24 | 5 | 32.43 | -16645 | -270 | -525 | 0 | 0 | 0 | 528 | 0 | 220 | 459 | 52 | 335 | 4178 | 3273 | 4797 | 0 | 355 | 0 | 202 | 903 | 0 | 475 | 1200 | 0 | 462 | 0 | 0 | 0 | 0 | 0 | 0 | 0 | 0 | 0
2040-09-24 | 6 | 38.7 | -18447 | -270 | -551 | 0 | 0 | 577 | 528 | 0 | 220 | 781 | 52 | 335 | 5392 | 3273 | 4569 | 0 | 342 | 0 | 201 | 894 | 0 | 441 | 1200 | 0 | 462 | 0 | 0 | 0 | 0 | 0 | 0 | 0 | 0 | 0
2040-09-24 | 7 | 38.7 | -19514 | -341 | -709 | 0 | 0 | 426 | 1839 | 0 | 220 | 781 | 52 | 335 | 5967 | 3273 | 4158 | 0 | 337 | 23 | 209 | 899 | 0 | 384 | 1200 | 0 | 462 | 0 | 0 | 0 | 0 | 0 | 0 | 0 | 0 | 0
2040-09-24 | 8 | 38.7 | -20162 | -315 | -867 | 0 | 0 | 133 | 2600 | 0 | 220 | 848 | 52 | 335 | 6541 | 3273 | 3100 | 0 | 334 | 781 | 218 | 912 | 0 | 334 | 1200 | 0 | 462 | 0 | 0 | 0 | 0 | 0 | 0 | 0 | 0 | 0
2040-09-24 | 9 | 35.98 | -20901 | -270 | -1050 | 0 | 0 | 0 | 3096 | 0 | 220 | 699 | 52 | 335 | 5782 | 3273 | 2434 | 0 | 312 | 2921 | 218 | 914 | 0 | 302 | 1200 | 0 | 462 | 0 | 0 | 0 | 0 | 0 | 0 | 0 | 0 | 0
2040-09-24 | 10 | 30.45 | -21804 | -211 | -1234 | 0 | 0 | 0 | 3651 | 0 | 220 | 331 | 52 | 335 | 4870 | 3273 | 1390 | 0 | 276 | 5720 | 219 | 963 | 0 | 286 | 1200 | 0 | 462 | 0 | 0 | 0 | 0 | 0 | 0 | 0 | 0 | 0
2040-09-24 | 11 | 28.64 | -22479 | -175 | -1182 | 0 | 0 | -1269 | 4180 | 0 | 220 | 253 | 52 | 335 | 4378 | 3273 | 1397 | 0 | 265 | 7609 | 219 | 980 | 0 | 282 | 1200 | 0 | 462 | 0 | 0 | 0 | 0 | 0 | 0 | 0 | 0 | 0
2040-09-24 | 12 | 28.64 | -22363 | -144 | -1024 | 0 | -69 | -1859 | 4491 | 0 | 220 | 252 | 52 | 335 | 4138 | 3273 | 1159 | 0 | 269 | 8119 | 219 | 977 | 0 | 292 | 1200 | 0 | 462 | 0 | 0 | 0 | 0 | 0 | 0 | 0 | 0 | 0
2040-09-24 | 13 | 28.64 | -22639 | -135 | -1339 | 0 | 0 | -974 | 4592 | 0 | 220 | 252 | 52 | 335 | 3580 | 3273 | 1067 | 0 | 276 | 8267 | 218 | 984 | 0 | 309 | 1200 | 0 | 462 | 0 | 0 | 0 | 0 | 0 | 0 | 0 | 0 | 0
2040-09-24 | 14 | 28.64 | -22463 | -121 | -1313 | 0 | 0 | -711 | 4756 | 0 | 220 | 252 | 52 | 335 | 3515 | 3273 | 940 | 0 | 255 | 7798 | 217 | 998 | 0 | 335 | 1200 | 0 | 462 | 0 | 0 | 0 | 0 | 0 | 0 | 0 | 0 | 0
2040-09-24 | 15 | 36.7 | -21958 | -135 | -1182 | 0 | 0 | 0 | 4560 | 0 | 300 | 312 | 52 | 335 | 4022 | 3273 | 895 | 0 | 255 | 6062 | 218 | 990 | 0 | 338 | 1200 | 0 | 462 | 0 | 0 | 0 | 0 | 0 | 0 | 0 | 0 | 0
2040-09-24 | 16 | 38.7 | -21196 | -135 | -1549 | 0 | 0 | 363 | 4460 | 0 | 300 | 331 | 52 | 335 | 4626 | 3273 | 884 | 0 | 262 | 4779 | 219 | 996 | 0 | 337 | 1200 | 0 | 462 | 0 | 0 | 0 | 0 | 0 | 0 | 0 | 0 | 0
2040-09-24 | 17 | 38.7 | -20569 | -135 | -1996 | 0 | 0 | 1215 | 4243 | 0 | 300 | 608 | 52 | 335 | 5107 | 3273 | 1171 | 0 | 277 | 2888 | 219 | 992 | 0 | 356 | 1200 | 0 | 462 | 0 | 0 | 0 | 0 | 0 | 0 | 0 | 0 | 0
2040-09-24 | 18 | 39.79 | -20276 | -162 | -2390 | 0 | 139 | 1859 | 4100 | 0 | 300 | 781 | 52 | 335 | 5469 | 3273 | 1798 | 0 | 299 | 1161 | 219 | 989 | 0 | 390 | 1200 | 0 | 462 | 0 | 0 | 0 | 0 | 0 | 0 | 0 | 0 | 0
2040-09-24 | 19 | 39.79 | -20760 | -211 | -2285 | 0 | 81 | 1859 | 3884 | 0 | 300 | 932 | 52 | 335 | 6482 | 3273 | 2352 | 0 | 283 | 162 | 219 | 987 | 0 | 393 | 1200 | 0 | 462 | 0 | 0 | 0 | 0 | 0 | 0 | 0 | 0 | 0
2040-09-24 | 20 | 38.7 | -19847 | -270 | -1602 | 0 | 0 | 734 | 3826 | 0 | 300 | 781 | 52 | 335 | 6363 | 3273 | 2504 | 0 | 295 | 4 | 219 | 978 | 0 | 392 | 1200 | 0 | 462 | 0 | 0 | 0 | 0 | 0 | 0 | 0 | 0 | 0
2040-09-24 | 21 | 37.59 | -18300 | -292 | -1471 | 0 | 0 | 0 | 3144 | 0 | 300 | 660 | 52 | 335 | 5847 | 3273 | 2842 | 0 | 316 | 0 | 219 | 981 | 0 | 431 | 1200 | 0 | 462 | 0 | 0 | 0 | 0 | 0 | 0 | 0 | 0 | 0
2040-09-24 | 22 | 31.85 | -16500 | -341 | -1234 | 0 | 0 | 0 | 2018 | 0 | 300 | 452 | 52 | 332 | 4714 | 3273 | 3308 | 0 | 308 | 0 | 219 | 972 | 0 | 465 | 1200 | 0 | 462 | 0 | 0 | 0 | 0 | 0 | 0 | 0 | 0 | 0
2040-09-24 | 23 | 23.29 | -14930 | -368 | -1024 | 0 | 0 | 0 | 740 | 0 | 300 | 425 | 52 | 184 | 4303 | 3273 | 3406 | 0 | 303 | 0 | 219 | 956 | 0 | 499 | 1200 | 0 | 462 | 0 | 0 | 0 | 0 | 0 | 0 | 0 | 0 | 0
2040-09-24 | 24 | 11.89 | -13849 | -427 | -840 | 0 | 0 | 0 | 528 | 0 | 300 | 331 | 52 | 157 | 3647 | 3273 | 3242 | 0 | 284 | 0 | 216 | 950 | 0 | 472 | 1200 | 0 | 462 | 0 | 0 | 0 | 0 | 0 | 0 | 0 | 0 | 0
2040-09-25 | 1 | 27.94 | -13069 | -454 | -735 | 0 | 0 | -1290 | 528 | 0 | 300 | 312 | 52 | 317 | 4014 | 3273 | 2669 | 0 | 268 | 0 | 214 | 942 | 0 | 996 | 1200 | 0 | 462 | 0 | 0 | 0 | 0 | 0 | 0 | 0 | 0 | 0
2040-09-25 | 2 | 27.94 | -12766 | -521 | -657 | 0 | 0 | -1318 | 528 | 0 | 300 | 301 | 52 | 332 | 3755 | 3273 | 2700 | 0 | 217 | 0 | 210 | 932 | 0 | 1000 | 1200 | 0 | 462 | 0 | 0 | 0 | 0 | 0 | 0 | 0 | 0 | 0
2040-09-25 | 3 | 27.94 | -12562 | -521 | -578 | 0 | 0 | -1234 | 528 | 0 | 300 | 301 | 52 | 335 | 3729 | 3273 | 2398 | 0 | 213 | 0 | 204 | 908 | 0 | 992 | 1200 | 0 | 462 | 0 | 0 | 0 | 0 | 0 | 0 | 0 | 0 | 0
2040-09-25 | 4 | 27.94 | -12836 | -589 | -551 | 0 | 0 | -312 | 528 | 0 | 300 | 312 | 52 | 335 | 3729 | 3273 | 2277 | 0 | 227 | 0 | 201 | 903 | 0 | 488 | 1200 | 0 | 462 | 0 | 0 | 0 | 0 | 0 | 0 | 0 | 0 | 0
2040-09-25 | 5 | 35.98 | -14049 | -589 | -525 | 0 | 0 | 0 | 528 | 0 | 300 | 331 | 52 | 335 | 4296 | 3273 | 2551 | 0 | 254 | 0 | 202 | 903 | 0 | 475 | 1200 | 0 | 462 | 0 | 0 | 0 | 0 | 0 | 0 | 0 | 0 | 0
2040-09-25 | 6 | 37.76 | -15962 | -625 | -551 | 0 | 0 | 775 | 528 | 0 | 300 | 699 | 52 | 335 | 5512 | 3273 | 2228 | 0 | 238 | 0 | 201 | 894 | 0 | 441 | 1200 | 0 | 462 | 0 | 0 | 0 | 0 | 0 | 0 | 0 | 0 | 0
2040-09-25 | 7 | 37.76 | -17072 | -665 | -709 | 0 | 0 | 857 | 1707 | 0 | 300 | 740 | 52 | 335 | 5716 | 3273 | 2035 | 0 | 255 | 22 | 209 | 899 | 0 | 384 | 1200 | 0 | 462 | 0 | 0 | 0 | 0 | 0 | 0 | 0 | 0 | 0
2040-09-25 | 8 | 37 | -17582 | -665 | -867 | 0 | 0 | 0 | 2600 | 0 | 300 | 601 | 52 | 335 | 5958 | 3273 | 1822 | 0 | 255 | 792 | 218 | 912 | 0 | 334 | 1200 | 0 | 462 | 0 | 0 | 0 | 0 | 0 | 0 | 0 | 0 | 0
2040-09-25 | 9 | 27.94 | -18192 | -521 | -1050 | 0 | 0 | -220 | 2985 | 0 | 300 | 331 | 52 | 335 | 4612 | 3273 | 1763 | 0 | 240 | 2995 | 218 | 914 | 0 | 302 | 1200 | 0 | 462 | 0 | 0 | 0 | 0 | 0 | 0 | 0 | 0 | 0
2040-09-25 | 10 | 27.94 | -19071 | -395 | -1234 | 0 | 0 | -1567 | 3461 | 0 | 80 | 252 | 52 | 335 | 3770 | 3273 | 1662 | 0 | 239 | 6012 | 219 | 963 | 0 | 286 | 1200 | 0 | 462 | 0 | 0 | 0 | 0 | 0 | 0 | 0 | 0 | 0
2040-09-25 | 11 | 26.8 | -19739 | -315 | -1182 | -37 | -118 | -1859 | 3995 | 0 | 80 | 252 | 52 | 335 | 1636 | 3273 | 1587 | 0 | 239 | 8658 | 219 | 980 | 0 | 282 | 1200 | 0 | 462 | 0 | 0 | 0 | 0 | 0 | 0 | 0 | 0 | 0
2040-09-25 | 12 | 26.8 | -19755 | -270 | -1024 | -642 | -593 | -1859 | 4328 | 0 | 80 | 252 | 52 | 335 | 1346 | 3273 | 1313 | 0 | 228 | 9786 | 219 | 977 | 0 | 292 | 1200 | 0 | 462 | 0 | 0 | 0 | 0 | 0 | 0 | 0 | 0 | 0
2040-09-25 | 13 | 26.8 | -19980 | -211 | -1339 | -202 | -580 | -1859 | 4502 | 0 | 80 | 252 | 52 | 335 | 1214 | 3273 | 1041 | 0 | 197 | 10051 | 218 | 984 | 0 | 309 | 1200 | 0 | 462 | 0 | 0 | 0 | 0 | 0 | 0 | 0 | 0 | 0
2040-09-25 | 14 | 26.8 | -20202 | -175 | -1313 | 0 | -43 | -1859 | 4624 | 0 | 80 | 252 | 52 | 335 | 1010 | 3273 | 852 | 0 | 180 | 9722 | 217 | 998 | 0 | 335 | 1200 | 0 | 462 | 0 | 0 | 0 | 0 | 0 | 0 | 0 | 0 | 0
2040-09-25 | 15 | 26.8 | -19750 | -162 | -1182 | 0 | -84 | -1268 | 4682 | 0 | 0 | 252 | 52 | 335 | 915 | 3273 | 580 | 0 | 159 | 8989 | 218 | 990 | 0 | 338 | 1200 | 0 | 462 | 0 | 0 | 0 | 0 | 0 | 0 | 0 | 0 | 0
2040-09-25 | 16 | 38.9 | -19418 | -144 | -1549 | 0 | 0 | 591 | 4587 | 0 | 0 | 252 | 52 | 335 | 1356 | 3273 | 328 | 0 | 147 | 6976 | 219 | 996 | 0 | 337 | 1200 | 0 | 462 | 0 | 0 | 0 | 0 | 0 | 0 | 0 | 0 | 0
2040-09-25 | 17 | 37.76 | -19131 | -162 | -1996 | 0 | 0 | 1495 | 4676 | 0 | 0 | 312 | 52 | 335 | 3350 | 3273 | 284 | 0 | 133 | 4148 | 219 | 992 | 0 | 356 | 1200 | 0 | 462 | 0 | 0 | 0 | 0 | 0 | 0 | 0 | 0 | 0
2040-09-25 | 18 | 40.24 | -19143 | -175 | -2390 | 0 | 610 | 1859 | 4756 | 0 | 0 | 740 | 52 | 335 | 4956 | 3273 | 258 | 0 | 131 | 1477 | 219 | 989 | 0 | 390 | 1200 | 0 | 462 | 0 | 0 | 0 | 0 | 0 | 0 | 0 | 0 | 0
2040-09-25 | 19 | 40.9 | -19758 | -193 | -2285 | 758 | 610 | 1859 | 4708 | 0 | 0 | 893 | 52 | 335 | 6031 | 3273 | 175 | 0 | 130 | 150 | 219 | 987 | 0 | 393 | 1200 | 0 | 462 | 0 | 0 | 0 | 0 | 0 | 0 | 0 | 0 | 0
2040-09-25 | 20 | 39.54 | -18871 | -270 | -1602 | 0 | 0 | 1859 | 4745 | 0 | 0 | 781 | 52 | 335 | 6168 | 3273 | 132 | 0 | 142 | 4 | 219 | 978 | 0 | 392 | 1200 | 0 | 462 | 0 | 0 | 0 | 0 | 0 | 0 | 0 | 0 | 0
2040-09-25 | 21 | 37.76 | -17477 | -315 | -1471 | 0 | 0 | 1323 | 4021 | 0 | 0 | 664 | 52 | 335 | 5938 | 3273 | 193 | 0 | 169 | 0 | 219 | 981 | 0 | 431 | 1200 | 0 | 462 | 0 | 0 | 0 | 0 | 0 | 0 | 0 | 0 | 0
2040-09-25 | 22 | 37.76 | -15860 | -395 | -1234 | 0 | 0 | 219 | 2906 | 0 | 0 | 569 | 52 | 335 | 6376 | 3273 | 259 | 0 | 183 | 0 | 219 | 972 | 0 | 465 | 1200 | 0 | 462 | 0 | 0 | 0 | 0 | 0 | 0 | 0 | 0 | 0
2040-09-25 | 23 | 37 | -14335 | -427 | -1024 | 0 | 0 | 0 | 1622 | 0 | 0 | 452 | 52 | 335 | 6160 | 3273 | 339 | 0 | 216 | 0 | 219 | 956 | 0 | 499 | 1200 | 0 | 462 | 0 | 0 | 0 | 0 | 0 | 0 | 0 | 0 | 0
2040-09-25 | 24 | 37.13 | -13481 | -454 | -840 | 0 | 0 | 0 | 528 | 0 | 0 | 452 | 52 | 335 | 6224 | 3273 | 362 | 0 | 247 | 0 | 216 | 950 | 0 | 472 | 1200 | 0 | 462 | 0 | 0 | 0 | 0 | 0 | 0 | 0 | 0 | 0
2040-09-26 | 1 | 35.58 | -12790 | -454 | -735 | 0 | -171 | -633 | 528 | 0 | 0 | 331 | 52 | 335 | 5784 | 3273 | 431 | 0 | 234 | 0 | 214 | 942 | 0 | 996 | 1200 | 0 | 462 | 0 | 0 | 0 | 0 | 0 | 0 | 0 | 0 | 0
2040-09-26 | 2 | 35.58 | -12575 | -521 | -657 | 0 | 0 | -1016 | 528 | 0 | 0 | 331 | 52 | 335 | 5719 | 3273 | 509 | 0 | 216 | 0 | 210 | 932 | 0 | 1000 | 1200 | 0 | 462 | 0 | 0 | 0 | 0 | 0 | 0 | 0 | 0 | 0
2040-09-26 | 3 | 35.58 | -12475 | -485 | -578 | 0 | -28 | -1056 | 528 | 0 | 0 | 331 | 52 | 335 | 5671 | 3273 | 435 | 0 | 229 | 0 | 204 | 908 | 0 | 992 | 1200 | 0 | 462 | 0 | 0 | 0 | 0 | 0 | 0 | 0 | 0 | 0
2040-09-26 | 4 | 35.58 | -12823 | -521 | -551 | 0 | 0 | -195 | 528 | 0 | 0 | 331 | 52 | 335 | 5671 | 3273 | 409 | 0 | 238 | 0 | 201 | 903 | 0 | 488 | 1200 | 0 | 462 | 0 | 0 | 0 | 0 | 0 | 0 | 0 | 0 | 0
2040-09-26 | 5 | 37.9 | -14023 | -553 | -525 | 0 | 0 | 0 | 528 | 0 | 0 | 472 | 52 | 335 | 6363 | 3273 | 572 | 0 | 263 | 0 | 202 | 903 | 0 | 475 | 1200 | 0 | 462 | 0 | 0 | 0 | 0 | 0 | 0 | 0 | 0 | 0
2040-09-26 | 6 | 41.19 | -16101 | -553 | -551 | 0 | 0 | 0 | 528 | 0 | 0 | 781 | 52 | 335 | 8072 | 3273 | 669 | 0 | 296 | 0 | 201 | 894 | 0 | 441 | 1200 | 0 | 462 | 0 | 0 | 0 | 0 | 0 | 0 | 0 | 0 | 0
2040-09-26 | 7 | 41.23 | -17335 | -553 | -709 | 0 | 0 | 0 | 1083 | 0 | 0 | 848 | 52 | 335 | 8498 | 3273 | 1013 | 0 | 323 | 17 | 209 | 899 | 0 | 384 | 1200 | 0 | 462 | 0 | 0 | 0 | 0 | 0 | 0 | 0 | 0 | 0
2040-09-26 | 8 | 38.88 | -18073 | -553 | -867 | 0 | 0 | 0 | 2018 | 0 | 0 | 740 | 52 | 335 | 7388 | 3273 | 1508 | 0 | 329 | 723 | 218 | 912 | 0 | 334 | 1200 | 0 | 462 | 0 | 0 | 0 | 0 | 0 | 0 | 0 | 0 | 0
2040-09-26 | 9 | 36.08 | -18849 | -427 | -1050 | 0 | 0 | 0 | 2547 | 0 | 0 | 450 | 52 | 335 | 6013 | 3273 | 1481 | 0 | 319 | 2759 | 218 | 914 | 0 | 302 | 1200 | 0 | 462 | 0 | 0 | 0 | 0 | 0 | 0 | 0 | 0 | 0
2040-09-26 | 10 | 35.58 | -19953 | -315 | -1234 | 0 | 0 | -1415 | 3118 | 0 | 0 | 301 | 52 | 335 | 5420 | 3273 | 1624 | 0 | 298 | 5366 | 219 | 963 | 0 | 286 | 1200 | 0 | 462 | 0 | 0 | 0 | 0 | 0 | 0 | 0 | 0 | 0
2040-09-26 | 11 | 34.97 | -20781 | -211 | -1182 | 0 | -610 | -1859 | 3767 | 0 | 0 | 252 | 52 | 335 | 4918 | 3273 | 1496 | 0 | 275 | 7131 | 219 | 980 | 0 | 282 | 1200 | 0 | 462 | 0 | 0 | 0 | 0 | 0 | 0 | 0 | 0 | 0
2040-09-26 | 12 | 32.98 | -21052 | -144 | -1024 | -501 | -610 | -1859 | 4180 | 0 | 0 | 252 | 52 | 335 | 3611 | 3273 | 1264 | 0 | 277 | 8796 | 219 | 977 | 0 | 292 | 1200 | 0 | 462 | 0 | 0 | 0 | 0 | 0 | 0 | 0 | 0 | 0
2040-09-26 | 13 | 35.58 | -21416 | -112 | -1339 | 0 | 0 | -957 | 4534 | 0 | 0 | 252 | 52 | 335 | 1444 | 3273 | 1471 | 0 | 345 | 8945 | 218 | 984 | 0 | 309 | 1200 | 0 | 462 | 0 | 0 | 0 | 0 | 0 | 0 | 0 | 0 | 0
2040-09-26 | 14 | 48.08 | -21404 | -94 | -1313 | 0 | 0 | 38 | 4756 | 0 | 0 | 252 | 52 | 335 | 2509 | 3273 | 1949 | 0 | 379 | 6056 | 217 | 998 | 0 | 335 | 1200 | 0 | 462 | 0 | 0 | 0 | 0 | 0 | 0 | 0 | 0 | 0
2040-09-26 | 15 | 48.08 | -20840 | -112 | -1182 | 0 | 102 | 1594 | 4666 | 0 | 0 | 312 | 52 | 335 | 2257 | 3273 | 2179 | 0 | 425 | 3730 | 218 | 990 | 0 | 338 | 1200 | 0 | 462 | 0 | 0 | 0 | 0 | 0 | 0 | 0 | 0 | 0
2040-09-26 | 16 | 48.08 | -20185 | -103 | -1549 | 190 | 508 | 1603 | 4507 | 0 | 0 | 331 | 52 | 335 | 2343 | 3273 | 2887 | 0 | 471 | 2123 | 219 | 996 | 0 | 337 | 1200 | 0 | 462 | 0 | 0 | 0 | 0 | 0 | 0 | 0 | 0 | 0
2040-09-26 | 17 | 48.08 | -19669 | -162 | -1996 | 241 | 508 | 1583 | 4396 | 0 | 220 | 459 | 52 | 335 | 2680 | 3273 | 3126 | 0 | 489 | 1235 | 219 | 992 | 0 | 356 | 1200 | 0 | 462 | 0 | 0 | 0 | 0 | 0 | 0 | 0 | 0 | 0
2040-09-26 | 18 | 48.08 | -19430 | -229 | -2390 | 0 | 102 | 1835 | 4354 | 0 | 220 | 608 | 52 | 335 | 3123 | 3273 | 3852 | 0 | 479 | 555 | 219 | 989 | 0 | 390 | 1200 | 0 | 462 | 0 | 0 | 0 | 0 | 0 | 0 | 0 | 0 | 0
2040-09-26 | 19 | 40.26 | -19598 | -292 | -2285 | 0 | 0 | 0 | 4174 | 0 | 220 | 660 | 52 | 335 | 5321 | 3273 | 4318 | 0 | 472 | 87 | 219 | 987 | 0 | 393 | 1200 | 0 | 462 | 0 | 0 | 0 | 0 | 0 | 0 | 0 | 0 | 0
2040-09-26 | 20 | 31.85 | -18736 | -368 | -1602 | 0 | 0 | 0 | 3900 | 0 | 220 | 437 | 52 | 319 | 4081 | 3273 | 4725 | 0 | 443 | 4 | 219 | 978 | 0 | 392 | 1200 | 0 | 462 | 0 | 0 | 0 | 0 | 0 | 0 | 0 | 0 | 0
2040-09-26 | 21 | 10 | -17364 | -395 | -1471 | 0 | 0 | 0 | 3223 | 0 | 220 | 331 | 52 | 160 | 3571 | 3273 | 4819 | 0 | 457 | 0 | 219 | 981 | 0 | 261 | 1200 | 0 | 462 | 0 | 0 | 0 | 0 | 0 | 0 | 170 | 0 | 0
2040-09-26 | 22 | 5 | -15875 | -427 | -1234 | 0 | 0 | 0 | 2145 | 0 | 220 | 318 | 52 | 157 | 3444 | 3273 | 4653 | 0 | 480 | 0 | 219 | 911 | 0 | 0 | 1200 | 0 | 462 | 0 | 0 | 0 | 0 | 61 | 0 | 465 | 0 | 0
2040-09-26 | 23 | 5 | -14341 | -454 | -1024 | 0 | 0 | 0 | 1015 | 0 | 220 | 312 | 52 | 157 | 3444 | 3273 | 4348 | 0 | 476 | 0 | 219 | 640 | 0 | 0 | 1200 | 0 | 462 | 0 | 0 | 0 | 0 | 316 | 0 | 499 | 0 | 0
2040-09-26 | 24 | 5 | -13489 | -485 | -840 | 0 | 0 | 0 | 528 | 0 | 220 | 312 | 52 | 157 | 3412 | 3273 | 3570 | 0 | 560 | 0 | 216 | 850 | 0 | 0 | 1200 | 0 | 462 | 0 | 0 | 0 | 0 | 100 | 0 | 472 | 0 | 0
2040-09-27 | 1 | 27.12 | -12748 | -521 | -735 | 0 | 0 | -1859 | 528 | 0 | 220 | 301 | 52 | 317 | 3849 | 3273 | 2927 | 0 | 582 | 0 | 214 | 942 | 0 | 996 | 1200 | 0 | 462 | 0 | 0 | 0 | 0 | 0 | 0 | 0 | 0 | 0
2040-09-27 | 2 | 27.12 | -12440 | -521 | -657 | 0 | 0 | -1306 | 528 | 0 | 220 | 301 | 52 | 332 | 3557 | 3273 | 2283 | 0 | 573 | 0 | 210 | 932 | 0 | 1000 | 1200 | 0 | 462 | 0 | 0 | 0 | 0 | 0 | 0 | 0 | 0 | 0
2040-09-27 | 3 | 27.12 | -12350 | -553 | -578 | 0 | 0 | -1000 | 528 | 0 | 220 | 301 | 52 | 335 | 3495 | 3273 | 1937 | 0 | 573 | 0 | 204 | 908 | 0 | 992 | 1200 | 0 | 462 | 0 | 0 | 0 | 0 | 0 | 0 | 0 | 0 | 0
2040-09-27 | 4 | 27.12 | -12610 | -589 | -551 | 0 | 0 | -358 | 528 | 0 | 220 | 301 | 52 | 335 | 3715 | 3273 | 1888 | 0 | 542 | 0 | 201 | 903 | 0 | 488 | 1200 | 0 | 462 | 0 | 0 | 0 | 0 | 0 | 0 | 0 | 0 | 0
2040-09-27 | 5 | 27.12 | -13602 | -625 | -525 | 0 | 0 | -114 | 528 | 0 | 300 | 331 | 52 | 335 | 4087 | 3273 | 2181 | 0 | 537 | 0 | 202 | 903 | 0 | 475 | 1200 | 0 | 462 | 0 | 0 | 0 | 0 | 0 | 0 | 0 | 0 | 0
2040-09-27 | 6 | 36.65 | -15521 | -665 | -551 | 0 | 0 | 655 | 528 | 0 | 300 | 660 | 52 | 335 | 5280 | 3273 | 1914 | 0 | 541 | 0 | 201 | 894 | 0 | 441 | 1200 | 0 | 462 | 0 | 0 | 0 | 0 | 0 | 0 | 0 | 0 | 0
2040-09-27 | 7 | 36.65 | -16736 | -705 | -709 | 0 | 0 | 1442 | 1807 | 0 | 300 | 699 | 52 | 335 | 5280 | 3273 | 1258 | 0 | 537 | 14 | 209 | 899 | 0 | 384 | 1200 | 0 | 462 | 0 | 0 | 0 | 0 | 0 | 0 | 0 | 0 | 0
2040-09-27 | 8 | 36.65 | -17232 | -665 | -867 | 0 | 0 | 293 | 2774 | 0 | 300 | 551 | 52 | 335 | 5774 | 3273 | 1026 | 0 | 508 | 751 | 218 | 912 | 0 | 334 | 1200 | 0 | 462 | 0 | 0 | 0 | 0 | 0 | 0 | 0 | 0 | 0
2040-09-27 | 9 | 27.12 | -17688 | -553 | -1050 | 0 | 0 | -153 | 3176 | 0 | 300 | 312 | 52 | 335 | 4546 | 3273 | 779 | 0 | 422 | 3152 | 218 | 914 | 0 | 302 | 1200 | 0 | 462 | 0 | 0 | 0 | 0 | 0 | 0 | 0 | 0 | 0
2040-09-27 | 10 | 27.12 | -18553 | -454 | -1234 | 0 | 0 | -1691 | 3572 | 0 | 300 | 252 | 52 | 335 | 3563 | 3273 | 713 | 0 | 355 | 6386 | 219 | 963 | 0 | 286 | 1200 | 0 | 462 | 0 | 0 | 0 | 0 | 0 | 0 | 0 | 0 | 0
2040-09-27 | 11 | 25.21 | -19292 | -341 | -1182 | 0 | 0 | -1859 | 4095 | 0 | 300 | 252 | 52 | 335 | 1245 | 3273 | 443 | 0 | 347 | 9188 | 219 | 980 | 0 | 282 | 1200 | 0 | 462 | 0 | 0 | 0 | 0 | 0 | 0 | 0 | 0 | 0
2040-09-27 | 12 | 24.99 | -19332 | -270 | -1024 | -810 | -558 | -1859 | 4476 | 0 | 300 | 252 | 52 | 335 | 524 | 3273 | 348 | 0 | 331 | 10812 | 219 | 977 | 0 | 292 | 1200 | 0 | 462 | 0 | 0 | 0 | 0 | 0 | 0 | 0 | 0 | 0
2040-09-27 | 13 | 24.99 | -19487 | -211 | -1339 | -699 | -608 | -1859 | 4671 | 0 | 300 | 252 | 52 | 335 | 389 | 3273 | 238 | 0 | 294 | 11225 | 218 | 984 | 0 | 309 | 1200 | 0 | 462 | 0 | 0 | 0 | 0 | 0 | 0 | 0 | 0 | 0
2040-09-27 | 14 | 24.99 | -19520 | -193 | -1313 | -507 | -251 | -1859 | 4756 | 0 | 300 | 252 | 52 | 335 | 121 | 3273 | 150 | 0 | 241 | 10951 | 217 | 998 | 0 | 335 | 1200 | 0 | 462 | 0 | 0 | 0 | 0 | 0 | 0 | 0 | 0 | 0
2040-09-27 | 15 | 24.99 | -18992 | -162 | -1182 | -61 | -2 | -1763 | 4660 | 0 | 300 | 252 | 52 | 335 | 121 | 3273 | 85 | 0 | 183 | 9690 | 218 | 990 | 0 | 338 | 1200 | 0 | 462 | 0 | 0 | 0 | 0 | 0 | 0 | 0 | 0 | 0
2040-09-27 | 16 | 38.79 | -18473 | -162 | -1549 | 412 | 108 | 96 | 4518 | 0 | 300 | 252 | 52 | 335 | 173 | 3273 | 61 | 0 | 148 | 7241 | 219 | 996 | 0 | 337 | 1200 | 0 | 462 | 0 | 0 | 0 | 0 | 0 | 0 | 0 | 0 | 0
2040-09-27 | 17 | 36.65 | -17994 | -162 | -1996 | 0 | 0 | 1669 | 4454 | 0 | 300 | 301 | 52 | 335 | 2297 | 3273 | 48 | 0 | 96 | 4097 | 219 | 992 | 0 | 356 | 1200 | 0 | 462 | 0 | 0 | 0 | 0 | 0 | 0 | 0 | 0 | 0
2040-09-27 | 18 | 38.79 | -17808 | -162 | -2390 | 465 | 502 | 1859 | 4386 | 0 | 300 | 609 | 52 | 335 | 3827 | 3273 | 40 | 0 | 72 | 1380 | 219 | 989 | 0 | 390 | 1200 | 0 | 462 | 0 | 0 | 0 | 0 | 0 | 0 | 0 | 0 | 0
2040-09-27 | 19 | 39.54 | -18272 | -211 | -2285 | 908 | 610 | 1859 | 4217 | 0 | 300 | 781 | 52 | 335 | 4894 | 3273 | 41 | 0 | 100 | 136 | 219 | 987 | 0 | 393 | 1200 | 0 | 462 | 0 | 0 | 0 | 0 | 0 | 0 | 0 | 0 | 0
2040-09-27 | 20 | 37.9 | -17516 | -292 | -1602 | 0 | 0 | 1859 | 4143 | 0 | 300 | 699 | 52 | 335 | 5268 | 3273 | 72 | 0 | 154 | 4 | 219 | 978 | 0 | 392 | 1200 | 0 | 462 | 0 | 0 | 0 | 0 | 0 | 0 | 0 | 0 | 0
2040-09-27 | 21 | 36.65 | -16562 | -341 | -1471 | 0 | 0 | 1369 | 3503 | 0 | 300 | 639 | 52 | 335 | 5266 | 3273 | 120 | 0 | 222 | 0 | 219 | 981 | 0 | 431 | 1200 | 0 | 462 | 0 | 0 | 0 | 0 | 0 | 0 | 0 | 0 | 0
2040-09-27 | 22 | 36.65 | -15312 | -368 | -1234 | 0 | 0 | 502 | 2647 | 0 | 300 | 472 | 52 | 335 | 5568 | 3273 | 153 | 0 | 295 | 0 | 219 | 972 | 0 | 465 | 1200 | 0 | 462 | 0 | 0 | 0 | 0 | 0 | 0 | 0 | 0 | 0
2040-09-27 | 23 | 36.08 | -13991 | -427 | -1024 | 0 | 0 | 0 | 1606 | 0 | 300 | 425 | 52 | 335 | 5542 | 3273 | 225 | 0 | 348 | 0 | 219 | 956 | 0 | 499 | 1200 | 0 | 462 | 0 | 0 | 0 | 0 | 0 | 0 | 0 | 0 | 0
2040-09-27 | 24 | 35.98 | -13028 | -454 | -840 | 0 | 0 | 0 | 528 | 0 | 300 | 407 | 52 | 335 | 5446 | 3273 | 293 | 0 | 388 | 0 | 216 | 950 | 0 | 472 | 1200 | 0 | 462 | 0 | 0 | 0 | 0 | 0 | 0 | 0 | 0 | 0
2040-09-28 | 1 | 29.27 | -12517 | -485 | -735 | 0 | 0 | -359 | 528 | 0 | 300 | 331 | 52 | 335 | 4738 | 3273 | 341 | 0 | 383 | 0 | 214 | 942 | 0 | 996 | 1200 | 0 | 462 | 0 | 0 | 0 | 0 | 0 | 0 | 0 | 0 | 0
2040-09-28 | 2 | 29.27 | -12067 | -485 | -657 | 0 | 0 | -589 | 528 | 0 | 300 | 312 | 52 | 335 | 4437 | 3273 | 372 | 0 | 383 | 0 | 210 | 932 | 0 | 1000 | 1200 | 0 | 462 | 0 | 0 | 0 | 0 | 0 | 0 | 0 | 0 | 0
2040-09-28 | 3 | 29.27 | -11961 | -521 | -578 | 0 | 0 | -703 | 528 | 0 | 300 | 312 | 52 | 335 | 4405 | 3273 | 401 | 0 | 389 | 0 | 204 | 908 | 0 | 992 | 1200 | 0 | 462 | 0 | 0 | 0 | 0 | 0 | 0 | 0 | 0 | 0
2040-09-28 | 4 | 29.27 | -12019 | -521 | -551 | 0 | 0 | -77 | 528 | 0 | 300 | 312 | 52 | 335 | 4405 | 3273 | 308 | 0 | 400 | 0 | 201 | 903 | 0 | 488 | 1200 | 0 | 462 | 0 | 0 | 0 | 0 | 0 | 0 | 0 | 0 | 0
2040-09-28 | 5 | 35.69 | -12483 | -521 | -525 | 0 | 0 | 0 | 528 | 0 | 300 | 331 | 52 | 335 | 4872 | 3273 | 227 | 0 | 369 | 0 | 202 | 903 | 0 | 475 | 1200 | 0 | 462 | 0 | 0 | 0 | 0 | 0 | 0 | 0 | 0 | 0
2040-09-28 | 6 | 38.34 | -13139 | -521 | -551 | 0 | 0 | 0 | 528 | 0 | 300 | 407 | 52 | 335 | 5596 | 3273 | 145 | 0 | 377 | 0 | 201 | 894 | 0 | 441 | 1200 | 0 | 462 | 0 | 0 | 0 | 0 | 0 | 0 | 0 | 0 | 0
2040-09-28 | 7 | 39.55 | -14109 | -521 | -709 | 0 | 0 | 598 | 528 | 0 | 300 | 587 | 52 | 335 | 5954 | 3273 | 140 | 0 | 398 | 18 | 209 | 899 | 0 | 384 | 1200 | 0 | 462 | 0 | 0 | 0 | 0 | 0 | 0 | 0 | 0 | 0
2040-09-28 | 8 | 39.55 | -15406 | -521 | -867 | 0 | 0 | 680 | 1073 | 0 | 300 | 608 | 52 | 335 | 6053 | 3273 | 189 | 0 | 400 | 705 | 218 | 912 | 0 | 334 | 1200 | 0 | 462 | 0 | 0 | 0 | 0 | 0 | 0 | 0 | 0 | 0
2040-09-28 | 9 | 35.98 | -16447 | -395 | -1050 | 0 | 0 | 0 | 2108 | 0 | 300 | 331 | 52 | 332 | 5037 | 3273 | 199 | 0 | 386 | 2778 | 218 | 914 | 0 | 302 | 1200 | 0 | 462 | 0 | 0 | 0 | 0 | 0 | 0 | 0 | 0 | 0
2040-09-28 | 10 | 17.91 | -17400 | -315 | -1234 | 0 | 0 | -246 | 2970 | 0 | 0 | 252 | 52 | 173 | 3012 | 3273 | 279 | 0 | 370 | 5684 | 219 | 963 | 0 | 286 | 1200 | 0 | 462 | 0 | 0 | 0 | 0 | 0 | 0 | 0 | 0 | 0
2040-09-28 | 11 | 17.91 | -18140 | -211 | -1182 | 0 | 0 | -380 | 3577 | 0 | 0 | 252 | 52 | 157 | 224 | 3273 | 444 | 0 | 387 | 8403 | 219 | 980 | 0 | 282 | 1200 | 0 | 462 | 0 | 0 | 0 | 0 | 0 | 0 | 0 | 0 | 0
2040-09-28 | 12 | 12.45 | -18152 | -144 | -1024 | -838 | -232 | -1859 | 3968 | 0 | 0 | 252 | 52 | 157 | 132 | 3273 | 604 | 0 | 422 | 10238 | 219 | 977 | 0 | 292 | 1200 | 0 | 462 | 0 | 0 | 0 | 0 | 0 | 0 | 0 | 0 | 0
2040-09-28 | 13 | 10 | -18276 | -121 | -1339 | -908 | -610 | -1859 | 4174 | 0 | 0 | 252 | 52 | 157 | 132 | 3273 | 846 | 0 | 441 | 10731 | 218 | 984 | 0 | 191 | 1200 | 0 | 462 | 0 | 0 | 0 | 0 | 0 | 0 | 118 | 0 | 0
2040-09-28 | 14 | 12.45 | -18571 | -103 | -1313 | -734 | -540 | -1859 | 4238 | 0 | 0 | 252 | 52 | 157 | 32 | 3273 | 1045 | 0 | 475 | 10383 | 217 | 998 | 0 | 335 | 1200 | 0 | 462 | 0 | 0 | 0 | 0 | 0 | 0 | 0 | 0 | 0
2040-09-28 | 15 | 12.45 | -18387 | -94 | -1182 | -308 | -36 | -1859 | 4365 | 0 | 0 | 252 | 52 | 157 | 0 | 3273 | 1159 | 0 | 501 | 8898 | 218 | 990 | 0 | 338 | 1200 | 0 | 462 | 0 | 0 | 0 | 0 | 0 | 0 | 0 | 0 | 0
2040-09-28 | 16 | 17.91 | -18098 | -90 | -1549 | 0 | 0 | -328 | 4481 | 0 | 0 | 252 | 52 | 157 | 0 | 3273 | 1702 | 0 | 502 | 6432 | 219 | 996 | 0 | 337 | 1200 | 0 | 462 | 0 | 0 | 0 | 0 | 0 | 0 | 0 | 0 | 0
2040-09-28 | 17 | 24.21 | -17822 | -94 | -1996 | 258 | 0 | 267 | 4592 | 0 | 0 | 252 | 52 | 257 | 1497 | 3273 | 2207 | 0 | 497 | 3530 | 219 | 992 | 0 | 356 | 1200 | 0 | 462 | 0 | 0 | 0 | 0 | 0 | 0 | 0 | 0 | 0
2040-09-28 | 18 | 24.21 | -17947 | -103 | -2390 | 294 | 375 | 1549 | 4682 | 0 | 0 | 331 | 52 | 258 | 2246 | 3273 | 2569 | 0 | 473 | 1078 | 219 | 989 | 0 | 390 | 1200 | 0 | 462 | 0 | 0 | 0 | 0 | 0 | 0 | 0 | 0 | 0
2040-09-28 | 19 | 24.21 | -18601 | -121 | -2285 | 908 | 508 | 1633 | 4719 | 0 | 0 | 586 | 52 | 258 | 2575 | 3273 | 2665 | 0 | 462 | 107 | 219 | 987 | 0 | 393 | 1200 | 0 | 462 | 0 | 0 | 0 | 0 | 0 | 0 | 0 | 0 | 0
2040-09-28 | 20 | 24.21 | -18057 | -162 | -1602 | 588 | 167 | 879 | 4756 | 0 | 0 | 331 | 52 | 257 | 2987 | 3273 | 2784 | 0 | 491 | 4 | 219 | 978 | 0 | 392 | 1200 | 0 | 462 | 0 | 0 | 0 | 0 | 0 | 0 | 0 | 0 | 0
2040-09-28 | 21 | 24.21 | -17390 | -175 | -1471 | 302 | 0 | 885 | 4232 | 0 | 0 | 331 | 52 | 257 | 2987 | 3273 | 2922 | 0 | 500 | 0 | 219 | 981 | 0 | 431 | 1200 | 0 | 462 | 0 | 0 | 0 | 0 | 0 | 0 | 0 | 0 | 0
2040-09-28 | 22 | 24.21 | -16396 | -193 | -1234 | 46 | 68 | 756 | 3561 | 0 | 0 | 312 | 52 | 257 | 2987 | 3273 | 2736 | 0 | 455 | 0 | 219 | 972 | 0 | 465 | 1200 | 0 | 462 | 0 | 0 | 0 | 0 | 0 | 0 | 0 | 0 | 0
2040-09-28 | 23 | 24.21 | -15329 | -211 | -1024 | 0 | 102 | 239 | 2653 | 0 | 0 | 301 | 52 | 254 | 2987 | 3273 | 2925 | 0 | 443 | 0 | 219 | 956 | 0 | 499 | 1200 | 0 | 462 | 0 | 0 | 0 | 0 | 0 | 0 | 0 | 0 | 0
2040-09-28 | 24 | 19.46 | -14285 | -211 | -840 | 0 | 0 | 0 | 1701 | 0 | 0 | 301 | 52 | 157 | 2860 | 3273 | 3263 | 0 | 428 | 0 | 216 | 950 | 0 | 472 | 1200 | 0 | 462 | 0 | 0 | 0 | 0 | 0 | 0 | 0 | 0 | 0
2040-09-29 | 1 | 23.57 | -13690 | -211 | -972 | 0 | 0 | -560 | 1268 | 0 | 0 | 301 | 52 | 209 | 3307 | 3273 | 2801 | 0 | 406 | 0 | 214 | 942 | 0 | 996 | 1200 | 0 | 462 | 0 | 0 | 0 | 0 | 0 | 0 | 0 | 0 | 0
2040-09-29 | 2 | 23.57 | -13310 | -211 | -840 | 0 | 0 | -201 | 708 | 0 | 0 | 312 | 52 | 209 | 3307 | 3273 | 2455 | 0 | 441 | 0 | 210 | 932 | 0 | 1000 | 1200 | 0 | 462 | 0 | 0 | 0 | 0 | 0 | 0 | 0 | 0 | 0
2040-09-29 | 3 | 23.57 | -13121 | -229 | -762 | 0 | 0 | -408 | 528 | 0 | 0 | 301 | 52 | 209 | 3307 | 3273 | 2617 | 0 | 466 | 0 | 204 | 908 | 0 | 992 | 1200 | 0 | 462 | 0 | 0 | 0 | 0 | 0 | 0 | 0 | 0 | 0
2040-09-29 | 4 | 23.57 | -13092 | -247 | -683 | 0 | 0 | -14 | 528 | 0 | 0 | 301 | 52 | 211 | 3487 | 3273 | 2426 | 0 | 502 | 0 | 201 | 903 | 0 | 488 | 1200 | 0 | 462 | 0 | 0 | 0 | 0 | 0 | 0 | 0 | 0 | 0
2040-09-29 | 5 | 23.57 | -13224 | -247 | -683 | 0 | 0 | -82 | 528 | 0 | 0 | 312 | 52 | 227 | 3822 | 3273 | 2268 | 0 | 510 | 0 | 202 | 903 | 0 | 475 | 1200 | 0 | 462 | 0 | 0 | 0 | 0 | 0 | 0 | 0 | 0 | 0
2040-09-29 | 6 | 31.75 | -13527 | -292 | -709 | 0 | 0 | 0 | 528 | 0 | 0 | 331 | 52 | 335 | 4319 | 3273 | 1968 | 0 | 524 | 0 | 201 | 894 | 0 | 441 | 1200 | 0 | 462 | 0 | 0 | 0 | 0 | 0 | 0 | 0 | 0 | 0
2040-09-29 | 7 | 31.85 | -14363 | -292 | -788 | 0 | 0 | 591 | 624 | 0 | 0 | 401 | 52 | 335 | 4591 | 3273 | 1857 | 0 | 550 | 14 | 209 | 899 | 0 | 384 | 1200 | 0 | 462 | 0 | 0 | 0 | 0 | 0 | 0 | 0 | 0 | 0
2040-09-29 | 8 | 31.85 | -15240 | -270 | -919 | 0 | 0 | 345 | 1369 | 0 | 0 | 331 | 52 | 319 | 4397 | 3273 | 1973 | 0 | 560 | 683 | 218 | 912 | 0 | 334 | 1200 | 0 | 462 | 0 | 0 | 0 | 0 | 0 | 0 | 0 | 0 | 0
2040-09-29 | 9 | 14.93 | -16237 | -270 | -1103 | 0 | 0 | -470 | 2193 | 0 | 0 | 252 | 52 | 160 | 3343 | 3273 | 2321 | 0 | 538 | 2859 | 218 | 914 | 0 | 302 | 1200 | 0 | 453 | 0 | 0 | 0 | 0 | 0 | 0 | 0 | 0 | 0
2040-09-29 | 10 | 10 | -17087 | -229 | -1313 | 0 | 0 | -1244 | 3102 | 0 | 0 | 252 | 52 | 157 | 789 | 3273 | 3003 | 0 | 504 | 5841 | 219 | 963 | 0 | 103 | 1200 | 0 | 413 | 0 | 0 | 0 | 0 | 0 | 0 | 183 | 0 | 0
2040-09-29 | 11 | -30 | -17619 | -211 | -1182 | -496 | 0 | -1859 | 3651 | 0 | 0 | 158 | 48 | 157 | 789 | 3273 | 4111 | 0 | 362 | 8536 | 0 | 0 | 0 | 0 | 0 | 0 | 282 | 0 | 92 | 0 | 219 | 980 | 0 | 282 | 1200 | 0
2040-09-29 | 12 | -40 | -18072 | -193 | -1313 | -908 | -505 | -1859 | 4143 | 0 | 0 | 0 | 48 | 157 | 604 | 3273 | 4104 | 0 | 0 | 10240 | 0 | 0 | 0 | 0 | 0 | 0 | 282 | 0 | 394 | 0 | 219 | 977 | 0 | 292 | 1200 | 0
2040-09-29 | 13 | -40 | -18112 | -175 | -1418 | -908 | -610 | -1859 | 4560 | 0 | 0 | 0 | 48 | 157 | 509 | 3273 | 3427 | 0 | 0 | 10827 | 0 | 0 | 0 | 0 | 0 | 0 | 282 | 1074 | 1458 | 0 | 218 | 984 | 0 | 309 | 1200 | 0
2040-09-29 | 14 | -40 | -17979 | -162 | -1471 | -908 | -303 | -1859 | 4613 | 0 | 0 | 0 | 48 | 157 | 509 | 3273 | 3297 | 0 | 0 | 10503 | 0 | 0 | 0 | 0 | 0 | 0 | 282 | 1160 | 1527 | 0 | 217 | 998 | 0 | 335 | 1200 | 0
2040-09-29 | 15 | -30 | -17966 | -162 | -1523 | -853 | 0 | -1859 | 4544 | 0 | 0 | 0 | 48 | 157 | 509 | 3273 | 4381 | 0 | 0 | 9168 | 0 | 0 | 0 | 0 | 0 | 0 | 282 | 0 | 372 | 0 | 218 | 990 | 0 | 338 | 1200 | 0
2040-09-29 | 16 | 5 | -18007 | -144 | -1444 | 0 | 0 | -1853 | 4465 | 0 | 0 | 252 | 52 | 157 | 509 | 3273 | 4093 | 0 | 385 | 6641 | 7 | 0 | 0 | 0 | 1200 | 0 | 413 | 0 | 0 | 0 | 212 | 996 | 0 | 337 | 0 | 0
2040-09-29 | 17 | 14.93 | -18144 | -162 | -1444 | 0 | 0 | -119 | 4513 | 0 | 0 | 252 | 52 | 157 | 622 | 3273 | 3778 | 0 | 367 | 3634 | 219 | 992 | 0 | 356 | 1200 | 0 | 453 | 0 | 0 | 0 | 0 | 0 | 0 | 0 | 0 | 0
2040-09-29 | 18 | 20.17 | -18159 | -193 | -1471 | 419 | 8 | 972 | 4666 | 0 | 220 | 312 | 52 | 157 | 1642 | 3273 | 3370 | 0 | 356 | 1114 | 219 | 989 | 0 | 390 | 1200 | 0 | 462 | 0 | 0 | 0 | 0 | 0 | 0 | 0 | 0 | 0
2040-09-29 | 19 | 20.17 | -18145 | -247 | -1523 | 743 | 222 | 1549 | 4756 | 0 | 220 | 363 | 52 | 157 | 1883 | 3273 | 2991 | 0 | 346 | 97 | 219 | 987 | 0 | 393 | 1200 | 0 | 462 | 0 | 0 | 0 | 0 | 0 | 0 | 0 | 0 | 0
2040-09-29 | 20 | 20.17 | -17172 | -341 | -1418 | 561 | 74 | 1521 | 4740 | 0 | 220 | 331 | 52 | 157 | 1883 | 3273 | 2518 | 0 | 344 | 4 | 219 | 978 | 0 | 392 | 1200 | 0 | 462 | 0 | 0 | 0 | 0 | 0 | 0 | 0 | 0 | 0
2040-09-29 | 21 | 20.17 | -15934 | -427 | -1339 | 521 | 407 | 1273 | 3968 | 0 | 220 | 331 | 52 | 157 | 1883 | 3273 | 1914 | 0 | 406 | 0 | 219 | 981 | 0 | 431 | 1200 | 0 | 462 | 0 | 0 | 0 | 0 | 0 | 0 | 0 | 0 | 0
2040-09-29 | 22 | 20.17 | -14261 | -427 | -1208 | 260 | 342 | 1306 | 2901 | 0 | 220 | 312 | 52 | 157 | 1883 | 3273 | 1458 | 0 | 413 | 0 | 219 | 972 | 0 | 465 | 1200 | 0 | 462 | 0 | 0 | 0 | 0 | 0 | 0 | 0 | 0 | 0
2040-09-29 | 23 | 20.17 | -12953 | -485 | -1208 | 542 | 62 | 1526 | 1633 | 0 | 220 | 312 | 52 | 157 | 1883 | 3273 | 1253 | 0 | 395 | 0 | 219 | 956 | 0 | 499 | 1200 | 0 | 462 | 0 | 0 | 0 | 0 | 0 | 0 | 0 | 0 | 0
2040-09-29 | 24 | 20.17 | -12061 | -521 | -1103 | 458 | 103 | 1460 | 565 | 0 | 220 | 312 | 52 | 157 | 2261 | 3273 | 1178 | 0 | 343 | 0 | 216 | 950 | 0 | 472 | 1200 | 0 | 462 | 0 | 0 | 0 | 0 | 0 | 0 | 0 | 0 | 0
2040-09-30 | 1 | 25.71 | -11630 | -589 | -972 | 0 | -92 | -399 | 528 | 0 | 220 | 312 | 52 | 317 | 3794 | 3273 | 1054 | 0 | 316 | 0 | 214 | 942 | 0 | 996 | 1200 | 0 | 462 | 0 | 0 | 0 | 0 | 0 | 0 | 0 | 0 | 0
2040-09-30 | 2 | 26.92 | -11438 | -589 | -840 | 0 | 0 | -1082 | 528 | 0 | 220 | 301 | 52 | 332 | 3974 | 3273 | 1178 | 0 | 286 | 0 | 210 | 932 | 0 | 1000 | 1200 | 0 | 462 | 0 | 0 | 0 | 0 | 0 | 0 | 0 | 0 | 0
2040-09-30 | 3 | 26.92 | -11406 | -625 | -762 | 0 | 0 | -1241 | 528 | 0 | 220 | 301 | 52 | 335 | 3974 | 3273 | 1310 | 0 | 274 | 0 | 204 | 908 | 0 | 992 | 1200 | 0 | 462 | 0 | 0 | 0 | 0 | 0 | 0 | 0 | 0 | 0
2040-09-30 | 4 | 26.92 | -11666 | -665 | -683 | 0 | 0 | -779 | 528 | 0 | 220 | 301 | 52 | 335 | 4173 | 3273 | 1412 | 0 | 245 | 0 | 201 | 903 | 0 | 488 | 1200 | 0 | 462 | 0 | 0 | 0 | 0 | 0 | 0 | 0 | 0 | 0
2040-09-30 | 5 | 31.85 | -12939 | -705 | -683 | 0 | 0 | 0 | 528 | 0 | 300 | 331 | 52 | 335 | 4535 | 3273 | 1494 | 0 | 237 | 0 | 202 | 903 | 0 | 475 | 1200 | 0 | 462 | 0 | 0 | 0 | 0 | 0 | 0 | 0 | 0 | 0
2040-09-30 | 6 | 36.38 | -14842 | -746 | -709 | 0 | 0 | 630 | 528 | 0 | 300 | 664 | 52 | 335 | 5654 | 3273 | 1447 | 0 | 215 | 0 | 201 | 894 | 0 | 441 | 1200 | 0 | 462 | 0 | 0 | 0 | 0 | 0 | 0 | 0 | 0 | 0
2040-09-30 | 7 | 36.38 | -15961 | -786 | -788 | 0 | 79 | 721 | 1749 | 0 | 300 | 664 | 52 | 335 | 5654 | 3273 | 1341 | 0 | 203 | 10 | 209 | 899 | 0 | 384 | 1200 | 0 | 462 | 0 | 0 | 0 | 0 | 0 | 0 | 0 | 0 | 0
2040-09-30 | 8 | 35.98 | -16456 | -831 | -919 | 0 | 0 | 0 | 2716 | 0 | 300 | 463 | 52 | 335 | 5535 | 3273 | 1570 | 0 | 176 | 661 | 218 | 912 | 0 | 334 | 1200 | 0 | 462 | 0 | 0 | 0 | 0 | 0 | 0 | 0 | 0 | 0
2040-09-30 | 9 | 26.92 | -16839 | -746 | -1103 | 0 | 0 | -742 | 3155 | 0 | 300 | 312 | 52 | 335 | 4418 | 3273 | 1605 | 0 | 124 | 2758 | 218 | 914 | 0 | 302 | 1200 | 0 | 462 | 0 | 0 | 0 | 0 | 0 | 0 | 0 | 0 | 0
2040-09-30 | 10 | 26.92 | -17671 | -625 | -1313 | 0 | 0 | -1576 | 3503 | 0 | 300 | 252 | 52 | 335 | 3116 | 3273 | 1391 | 0 | 79 | 5753 | 219 | 963 | 0 | 286 | 1200 | 0 | 462 | 0 | 0 | 0 | 0 | 0 | 0 | 0 | 0 | 0
2040-09-30 | 11 | 22.92 | -17984 | -521 | -1182 | -615 | -297 | -1859 | 3968 | 0 | 300 | 252 | 52 | 186 | 1641 | 3273 | 1389 | 0 | 51 | 8200 | 219 | 980 | 0 | 282 | 1200 | 0 | 462 | 0 | 0 | 0 | 0 | 0 | 0 | 0 | 0 | 0
2040-09-30 | 12 | 22.92 | -18058 | -454 | -1313 | -785 | -610 | -1859 | 4238 | 0 | 300 | 252 | 52 | 171 | 1234 | 3273 | 1224 | 0 | 41 | 9143 | 219 | 977 | 0 | 292 | 1200 | 0 | 462 | 0 | 0 | 0 | 0 | 0 | 0 | 0 | 0 | 0
2040-09-30 | 13 | 22.92 | -18172 | -395 | -1418 | -483 | -106 | -1859 | 4322 | 0 | 300 | 252 | 52 | 171 | 591 | 3273 | 1187 | 0 | 27 | 9084 | 218 | 984 | 0 | 309 | 1200 | 0 | 462 | 0 | 0 | 0 | 0 | 0 | 0 | 0 | 0 | 0
2040-09-30 | 14 | 22.92 | -17990 | -341 | -1471 | -481 | -406 | -1859 | 4407 | 0 | 300 | 252 | 52 | 186 | 379 | 3273 | 1012 | 0 | 17 | 9456 | 217 | 998 | 0 | 335 | 1200 | 0 | 462 | 0 | 0 | 0 | 0 | 0 | 0 | 0 | 0 | 0
2040-09-30 | 15 | 26.92 | -17865 | -341 | -1523 | 0 | 0 | -1704 | 4301 | 0 | 300 | 252 | 52 | 335 | 379 | 3273 | 889 | 0 | 21 | 8422 | 218 | 990 | 0 | 338 | 1200 | 0 | 462 | 0 | 0 | 0 | 0 | 0 | 0 | 0 | 0 | 0
2040-09-30 | 16 | 36.38 | -17886 | -315 | -1444 | 533 | 120 | 155 | 4127 | 0 | 300 | 252 | 52 | 335 | 173 | 3273 | 899 | 0 | 22 | 6188 | 219 | 996 | 0 | 337 | 1200 | 0 | 462 | 0 | 0 | 0 | 0 | 0 | 0 | 0 | 0 | 0
2040-09-30 | 17 | 36.38 | -18204 | -315 | -1444 | 0 | 0 | 1697 | 4143 | 0 | 300 | 312 | 52 | 335 | 2443 | 3273 | 754 | 0 | 25 | 3399 | 219 | 992 | 0 | 356 | 1200 | 0 | 462 | 0 | 0 | 0 | 0 | 0 | 0 | 0 | 0 | 0
2040-09-30 | 18 | 36.38 | -18545 | -341 | -1471 | 611 | 490 | 1859 | 4433 | 0 | 300 | 660 | 52 | 335 | 3505 | 3273 | 627 | 0 | 40 | 911 | 219 | 989 | 0 | 390 | 1200 | 0 | 462 | 0 | 0 | 0 | 0 | 0 | 0 | 0 | 0 | 0
2040-09-30 | 19 | 36.38 | -18632 | -368 | -1523 | 857 | 508 | 1859 | 4750 | 0 | 300 | 740 | 52 | 335 | 3910 | 3273 | 543 | 0 | 56 | 77 | 219 | 987 | 0 | 393 | 1200 | 0 | 462 | 0 | 0 | 0 | 0 | 0 | 0 | 0 | 0 | 0
2040-09-30 | 20 | 36.38 | -17669 | -395 | -1418 | 31 | 76 | 1859 | 4756 | 0 | 300 | 608 | 52 | 335 | 4325 | 3273 | 514 | 0 | 101 | 0 | 219 | 978 | 0 | 392 | 1200 | 0 | 462 | 0 | 0 | 0 | 0 | 0 | 0 | 0 | 0 | 0
2040-09-30 | 21 | 36.38 | -16390 | -427 | -1339 | 0 | 0 | 1227 | 3968 | 0 | 300 | 452 | 52 | 335 | 4464 | 3273 | 650 | 0 | 142 | 0 | 219 | 981 | 0 | 431 | 1200 | 0 | 462 | 0 | 0 | 0 | 0 | 0 | 0 | 0 | 0 | 0
2040-09-30 | 22 | 36.38 | -14750 | -427 | -1208 | 0 | 0 | 541 | 2896 | 0 | 300 | 331 | 52 | 335 | 4464 | 3273 | 694 | 0 | 182 | 0 | 219 | 972 | 0 | 465 | 1200 | 0 | 462 | 0 | 0 | 0 | 0 | 0 | 0 | 0 | 0 | 0
2040-09-30 | 23 | 36.38 | -13279 | -454 | -1208 | 0 | 0 | 404 | 1664 | 0 | 300 | 331 | 52 | 335 | 4464 | 3273 | 549 | 0 | 233 | 0 | 219 | 956 | 0 | 499 | 1200 | 0 | 462 | 0 | 0 | 0 | 0 | 0 | 0 | 0 | 0 | 0
2040-09-30 | 24 | 36.38 | -12719 | -454 | -1103 | 0 | 25 | 120 | 528 | 0 | 300 | 418 | 52 | 335 | 5251 | 3273 | 408 | 0 | 264 | 0 | 216 | 950 | 0 | 472 | 1200 | 0 | 462 | 0 | 0 | 0 | 0 | 0 | 0 | 0 | 0 | 0
2040-10-01 | 1 | 29.8 | -12232 | -485 | -735 | 0 | 0 | -466 | 528 | 0 | 300 | 511 | 52 | 335 | 4603 | 3273 | 425 | 0 | 276 | 0 | 212 | 950 | 0 | 790 | 1200 | 0 | 462 | 0 | 0 | 0 | 0 | 0 | 0 | 0 | 0 | 0
2040-10-01 | 2 | 29.8 | -12034 | -485 | -657 | 0 | 0 | -413 | 528 | 0 | 300 | 496 | 52 | 335 | 4448 | 3273 | 315 | 0 | 258 | 0 | 200 | 938 | 0 | 783 | 1200 | 0 | 462 | 0 | 0 | 0 | 0 | 0 | 0 | 0 | 0 | 0
2040-10-01 | 3 | 29.8 | -11983 | -485 | -578 | 0 | 0 | -299 | 528 | 0 | 300 | 483 | 52 | 335 | 4448 | 3273 | 121 | 0 | 235 | 0 | 205 | 935 | 0 | 767 | 1200 | 0 | 462 | 0 | 0 | 0 | 0 | 0 | 0 | 0 | 0 | 0
2040-10-01 | 4 | 33.46 | -12414 | -521 | -551 | 0 | 0 | 0 | 528 | 0 | 300 | 592 | 52 | 335 | 4938 | 3273 | 75 | 0 | 232 | 0 | 198 | 935 | 0 | 366 | 1200 | 0 | 462 | 0 | 0 | 0 | 0 | 0 | 0 | 0 | 0 | 0
2040-10-01 | 5 | 37 | -13674 | -485 | -525 | 0 | 0 | 0 | 528 | 0 | 300 | 914 | 52 | 335 | 5846 | 3273 | 71 | 0 | 224 | 0 | 195 | 932 | 0 | 352 | 1200 | 0 | 462 | 0 | 0 | 0 | 0 | 0 | 0 | 0 | 0 | 0
2040-10-01 | 6 | 40.27 | -15811 | -485 | -551 | 0 | 0 | 245 | 528 | 0 | 300 | 1158 | 52 | 335 | 7502 | 3273 | 77 | 0 | 252 | 0 | 209 | 930 | 0 | 323 | 1200 | 0 | 462 | 0 | 0 | 0 | 0 | 0 | 0 | 0 | 0 | 0
2040-10-01 | 7 | 40.27 | -17201 | -485 | -709 | 0 | 0 | 495 | 1379 | 0 | 300 | 1158 | 52 | 335 | 7890 | 3273 | 157 | 0 | 274 | 0 | 212 | 935 | 0 | 273 | 1200 | 0 | 462 | 0 | 0 | 0 | 0 | 0 | 0 | 0 | 0 | 0
2040-10-01 | 8 | 40.15 | -17749 | -485 | -867 | 0 | 0 | 0 | 2351 | 0 | 300 | 1158 | 52 | 335 | 7831 | 3273 | 288 | 0 | 264 | 191 | 213 | 942 | 0 | 238 | 1200 | 0 | 462 | 0 | 0 | 0 | 0 | 0 | 0 | 0 | 0 | 0
2040-10-01 | 9 | 39.16 | -18052 | -454 | -1050 | 0 | 0 | 0 | 2790 | 0 | 300 | 1158 | 52 | 335 | 7380 | 3273 | 408 | 0 | 272 | 538 | 213 | 942 | 0 | 232 | 1200 | 0 | 462 | 0 | 0 | 0 | 0 | 0 | 0 | 0 | 0 | 0
2040-10-01 | 10 | 38.78 | -18553 | -427 | -1234 | 0 | 0 | 0 | 3075 | 0 | 300 | 1158 | 52 | 335 | 7182 | 3273 | 531 | 0 | 236 | 987 | 213 | 974 | 0 | 235 | 1200 | 0 | 462 | 0 | 0 | 0 | 0 | 0 | 0 | 0 | 0 | 0
2040-10-01 | 11 | 36.36 | -18983 | -368 | -1182 | 0 | 0 | 0 | 3329 | 0 | 300 | 1137 | 52 | 335 | 6066 | 3273 | 734 | 0 | 247 | 1966 | 212 | 990 | 0 | 229 | 1200 | 0 | 462 | 0 | 0 | 0 | 0 | 0 | 0 | 0 | 0 | 0
2040-10-01 | 12 | 34.35 | -18825 | -341 | -1024 | 0 | 0 | 0 | 3487 | 0 | 300 | 754 | 52 | 335 | 5306 | 3273 | 887 | 0 | 247 | 2438 | 213 | 992 | 0 | 243 | 1200 | 0 | 462 | 0 | 0 | 0 | 0 | 0 | 0 | 0 | 0 | 0
2040-10-01 | 13 | 29.8 | -19131 | -315 | -1339 | 0 | 0 | -334 | 3556 | 0 | 300 | 507 | 52 | 335 | 4618 | 3273 | 1297 | 0 | 264 | 3800 | 212 | 987 | 0 | 255 | 1200 | 0 | 462 | 0 | 0 | 0 | 0 | 0 | 0 | 0 | 0 | 0
2040-10-01 | 14 | 29.8 | -19287 | -270 | -1313 | 0 | 0 | -1037 | 3715 | 0 | 220 | 333 | 52 | 335 | 3974 | 3273 | 1798 | 0 | 288 | 4797 | 211 | 990 | 0 | 260 | 1200 | 0 | 462 | 0 | 0 | 0 | 0 | 0 | 0 | 0 | 0 | 0
2040-10-01 | 15 | 29.8 | -19040 | -229 | -1182 | 0 | 0 | -911 | 3704 | 0 | 0 | 333 | 52 | 335 | 3280 | 3273 | 2045 | 0 | 320 | 4898 | 213 | 992 | 0 | 254 | 1200 | 0 | 462 | 0 | 0 | 0 | 0 | 0 | 0 | 0 | 0 | 0
2040-10-01 | 16 | 34.35 | -18813 | -193 | -1549 | 0 | 0 | 0 | 3741 | 0 | 0 | 359 | 52 | 335 | 3474 | 3273 | 2207 | 0 | 343 | 3648 | 213 | 996 | 0 | 252 | 1200 | 0 | 462 | 0 | 0 | 0 | 0 | 0 | 0 | 0 | 0 | 0
2040-10-01 | 17 | 38.7 | -18676 | -175 | -1996 | 0 | 0 | 0 | 3863 | 0 | 0 | 580 | 52 | 335 | 4187 | 3273 | 2661 | 0 | 411 | 2323 | 213 | 1010 | 0 | 277 | 1200 | 0 | 462 | 0 | 0 | 0 | 0 | 0 | 0 | 0 | 0 | 0
2040-10-01 | 18 | 40.27 | -19021 | -175 | -2390 | 0 | 0 | 812 | 4021 | 0 | 0 | 1137 | 52 | 335 | 4420 | 3273 | 3000 | 0 | 468 | 881 | 215 | 1011 | 0 | 297 | 1200 | 0 | 462 | 0 | 0 | 0 | 0 | 0 | 0 | 0 | 0 | 0
2040-10-01 | 19 | 40.27 | -19719 | -175 | -2285 | 0 | 0 | 1009 | 4185 | 0 | 0 | 1157 | 52 | 335 | 4583 | 3273 | 3835 | 0 | 511 | 46 | 215 | 1020 | 0 | 296 | 1200 | 0 | 462 | 0 | 0 | 0 | 0 | 0 | 0 | 0 | 0 | 0
2040-10-01 | 20 | 35.16 | -19030 | -193 | -1602 | 0 | 0 | 0 | 4227 | 0 | 0 | 754 | 52 | 332 | 4024 | 3273 | 4363 | 0 | 588 | 0 | 216 | 1023 | 0 | 310 | 1200 | 0 | 462 | 0 | 0 | 0 | 0 | 0 | 0 | 0 | 0 | 0
2040-10-01 | 21 | 20.17 | -17863 | -211 | -1471 | 0 | 0 | 0 | 3688 | 0 | 0 | 595 | 52 | 173 | 3502 | 3273 | 4458 | 0 | 556 | 0 | 218 | 1026 | 0 | 341 | 1200 | 0 | 462 | 0 | 0 | 0 | 0 | 0 | 0 | 0 | 0 | 0
2040-10-01 | 22 | 10 | -16384 | -211 | -1234 | 0 | 0 | -177 | 2790 | 0 | 0 | 424 | 52 | 157 | 2826 | 3273 | 4654 | 0 | 566 | 0 | 218 | 1023 | 0 | 361 | 1200 | 0 | 462 | 0 | 0 | 0 | 0 | 0 | 0 | 0 | 0 | 0
2040-10-01 | 23 | 10 | -15123 | -211 | -1024 | 0 | 0 | -136 | 1701 | 0 | 0 | 334 | 52 | 157 | 2368 | 3273 | 4768 | 0 | 603 | 0 | 218 | 1020 | 0 | 336 | 1200 | 0 | 462 | 0 | 0 | 0 | 0 | 0 | 0 | 48 | 0 | 0
2040-10-01 | 24 | 13.52 | -14266 | -211 | -840 | 0 | 0 | 232 | 782 | 0 | 0 | 333 | 52 | 157 | 1817 | 3273 | 4811 | 0 | 620 | 0 | 215 | 993 | 0 | 369 | 1200 | 0 | 462 | 0 | 0 | 0 | 0 | 0 | 0 | 0 | 0 | 0
2040-10-02 | 1 | 28.45 | -13794 | -193 | -735 | 0 | 0 | -922 | 528 | 0 | 0 | 333 | 53 | 319 | 2102 | 3288 | 4790 | 0 | 613 | 0 | 212 | 950 | 0 | 790 | 1200 | 0 | 465 | 0 | 0 | 0 | 0 | 0 | 0 | 0 | 0 | 0
2040-10-02 | 2 | 28.45 | -13590 | -193 | -657 | 0 | 0 | -833 | 528 | 0 | 0 | 333 | 53 | 335 | 1750 | 3288 | 4783 | 0 | 616 | 0 | 200 | 938 | 0 | 783 | 1200 | 0 | 465 | 0 | 0 | 0 | 0 | 0 | 0 | 0 | 0 | 0
2040-10-02 | 3 | 28.45 | -13610 | -193 | -578 | 0 | 0 | -853 | 528 | 0 | 0 | 333 | 53 | 341 | 1750 | 3288 | 4778 | 0 | 590 | 0 | 205 | 935 | 0 | 767 | 1200 | 0 | 465 | 0 | 0 | 0 | 0 | 0 | 0 | 0 | 0 | 0
2040-10-02 | 4 | 28.45 | -14010 | -193 | -551 | 0 | 0 | -72 | 528 | 0 | 0 | 333 | 53 | 341 | 1655 | 3288 | 4783 | 0 | 681 | 0 | 198 | 935 | 0 | 366 | 1200 | 0 | 465 | 0 | 0 | 0 | 0 | 0 | 0 | 0 | 0 | 0
2040-10-02 | 5 | 35.98 | -15404 | -193 | -525 | 0 | 0 | 0 | 528 | 0 | 0 | 459 | 53 | 341 | 2814 | 3288 | 4783 | 0 | 712 | 0 | 195 | 932 | 0 | 352 | 1200 | 0 | 465 | 0 | 0 | 0 | 0 | 0 | 0 | 0 | 0 | 0
2040-10-02 | 6 | 38.45 | -17700 | -193 | -551 | 0 | 0 | 146 | 528 | 0 | 0 | 1126 | 53 | 341 | 4311 | 3288 | 4806 | 0 | 718 | 0 | 209 | 930 | 0 | 323 | 1200 | 0 | 465 | 0 | 0 | 0 | 0 | 0 | 0 | 0 | 0 | 0
2040-10-02 | 7 | 38.45 | -19095 | -175 | -709 | 0 | 0 | 53 | 1464 | 0 | 0 | 1157 | 53 | 341 | 5028 | 3288 | 4791 | 0 | 718 | 0 | 212 | 935 | 0 | 273 | 1200 | 0 | 465 | 0 | 0 | 0 | 0 | 0 | 0 | 0 | 0 | 0
2040-10-02 | 8 | 35.32 | -19739 | -193 | -867 | 0 | 0 | 0 | 2378 | 0 | 0 | 1137 | 53 | 341 | 4773 | 3288 | 4781 | 0 | 738 | 251 | 213 | 942 | 0 | 238 | 1200 | 0 | 465 | 0 | 0 | 0 | 0 | 0 | 0 | 0 | 0 | 0
2040-10-02 | 9 | 28.45 | -20532 | -175 | -1050 | 0 | 0 | -60 | 2843 | 0 | 0 | 914 | 53 | 341 | 4356 | 3288 | 4750 | 0 | 705 | 1516 | 213 | 942 | 0 | 232 | 1200 | 0 | 465 | 0 | 0 | 0 | 0 | 0 | 0 | 0 | 0 | 0
2040-10-02 | 10 | 28.45 | -21166 | -144 | -1234 | 0 | 0 | -371 | 3403 | 0 | 0 | 801 | 53 | 341 | 4451 | 3288 | 4748 | 0 | 694 | 2049 | 213 | 974 | 0 | 235 | 1200 | 0 | 465 | 0 | 0 | 0 | 0 | 0 | 0 | 0 | 0 | 0
2040-10-02 | 11 | 28.45 | -21592 | -144 | -1182 | 0 | 0 | -308 | 3746 | 0 | 0 | 909 | 53 | 341 | 4451 | 3288 | 4627 | 0 | 646 | 2067 | 212 | 990 | 0 | 229 | 1200 | 0 | 465 | 0 | 0 | 0 | 0 | 0 | 0 | 0 | 0 | 0
2040-10-02 | 12 | 28.45 | -21541 | -135 | -1024 | 0 | 0 | -287 | 3900 | 0 | 0 | 713 | 53 | 341 | 4125 | 3288 | 4407 | 0 | 564 | 2483 | 213 | 992 | 0 | 243 | 1200 | 0 | 465 | 0 | 0 | 0 | 0 | 0 | 0 | 0 | 0 | 0
2040-10-02 | 13 | 28.45 | -21880 | -135 | -1339 | 0 | 0 | -173 | 4042 | 0 | 0 | 713 | 53 | 341 | 4125 | 3288 | 4154 | 0 | 516 | 3175 | 212 | 987 | 0 | 255 | 1200 | 0 | 465 | 0 | 0 | 0 | 0 | 0 | 0 | 0 | 0 | 0
2040-10-02 | 14 | 28.45 | -21949 | -121 | -1313 | 0 | 0 | -40 | 4227 | 0 | 0 | 754 | 53 | 341 | 4093 | 3288 | 4008 | 0 | 544 | 2988 | 211 | 990 | 0 | 260 | 1200 | 0 | 465 | 0 | 0 | 0 | 0 | 0 | 0 | 0 | 0 | 0
2040-10-02 | 15 | 31.99 | -21202 | -121 | -1182 | 0 | 0 | 0 | 4190 | 0 | 0 | 909 | 53 | 341 | 4338 | 3288 | 3622 | 0 | 536 | 2104 | 213 | 992 | 0 | 254 | 1200 | 0 | 465 | 0 | 0 | 0 | 0 | 0 | 0 | 0 | 0 | 0
2040-10-02 | 16 | 37.13 | -20531 | -144 | -1549 | 0 | 0 | 0 | 3958 | 0 | 0 | 1137 | 53 | 341 | 4948 | 3288 | 3088 | 0 | 536 | 1749 | 213 | 996 | 0 | 252 | 1200 | 0 | 465 | 0 | 0 | 0 | 0 | 0 | 0 | 0 | 0 | 0
2040-10-02 | 17 | 38.45 | -19932 | -175 | -1996 | 0 | 0 | 58 | 3836 | 0 | 0 | 1158 | 53 | 341 | 5776 | 3288 | 2702 | 0 | 505 | 1220 | 213 | 1010 | 0 | 277 | 1200 | 0 | 465 | 0 | 0 | 0 | 0 | 0 | 0 | 0 | 0 | 0
2040-10-02 | 18 | 38.45 | -19898 | -270 | -2390 | 0 | 0 | 1609 | 3767 | 0 | 0 | 1158 | 53 | 341 | 6102 | 3288 | 2182 | 0 | 471 | 397 | 215 | 1011 | 0 | 297 | 1200 | 0 | 465 | 0 | 0 | 0 | 0 | 0 | 0 | 0 | 0 | 0
2040-10-02 | 19 | 38.45 | -20086 | -292 | -2285 | 0 | 0 | 1033 | 3709 | 0 | 0 | 1158 | 53 | 341 | 6179 | 3288 | 3198 | 0 | 472 | 36 | 215 | 1020 | 0 | 296 | 1200 | 0 | 465 | 0 | 0 | 0 | 0 | 0 | 0 | 0 | 0 | 0
2040-10-02 | 20 | 35.69 | -19030 | -341 | -1602 | 0 | 0 | 0 | 3461 | 0 | 0 | 1158 | 53 | 341 | 5828 | 3288 | 3154 | 0 | 476 | 0 | 216 | 1023 | 0 | 310 | 1200 | 0 | 465 | 0 | 0 | 0 | 0 | 0 | 0 | 0 | 0 | 0
2040-10-02 | 21 | 27.12 | -17576 | -368 | -1471 | 0 | 0 | 0 | 2758 | 0 | 0 | 1137 | 53 | 325 | 4668 | 3288 | 3487 | 0 | 447 | 0 | 218 | 1026 | 0 | 341 | 1200 | 0 | 465 | 0 | 0 | 0 | 0 | 0 | 0 | 0 | 0 | 0
2040-10-02 | 22 | 13.43 | -15724 | -427 | -1234 | 0 | 0 | -58 | 1786 | 0 | 220 | 742 | 53 | 166 | 4149 | 3288 | 3397 | 0 | 374 | 0 | 218 | 1023 | 0 | 361 | 1200 | 0 | 465 | 0 | 0 | 0 | 0 | 0 | 0 | 0 | 0 | 0
2040-10-02 | 23 | 13.43 | -14148 | -485 | -1024 | 0 | 0 | -244 | 602 | 0 | 220 | 515 | 53 | 160 | 3503 | 3288 | 3933 | 0 | 340 | 0 | 218 | 1020 | 0 | 384 | 1200 | 0 | 465 | 0 | 0 | 0 | 0 | 0 | 0 | 0 | 0 | 0
2040-10-02 | 24 | 18.15 | -13025 | -589 | -840 | 0 | 0 | 224 | 528 | 0 | 220 | 369 | 53 | 160 | 2286 | 3288 | 3767 | 0 | 317 | 0 | 215 | 993 | 0 | 369 | 1200 | 0 | 465 | 0 | 0 | 0 | 0 | 0 | 0 | 0 | 0 | 0
2040-10-03 | 1 | 28.45 | -12354 | -589 | -735 | 0 | 0 | -1169 | 528 | 0 | 220 | 333 | 53 | 319 | 2459 | 3288 | 3732 | 0 | 296 | 0 | 212 | 950 | 0 | 790 | 1200 | 0 | 465 | 0 | 0 | 0 | 0 | 0 | 0 | 0 | 0 | 0
2040-10-03 | 2 | 28.45 | -11985 | -665 | -657 | 0 | 0 | -605 | 528 | 0 | 220 | 333 | 53 | 335 | 1551 | 3288 | 3744 | 0 | 273 | 0 | 200 | 938 | 0 | 783 | 1200 | 0 | 465 | 0 | 0 | 0 | 0 | 0 | 0 | 0 | 0 | 0
2040-10-03 | 3 | 28.45 | -11890 | -705 | -578 | 0 | 0 | -604 | 528 | 0 | 220 | 333 | 53 | 341 | 1547 | 3288 | 3624 | 0 | 270 | 0 | 205 | 935 | 0 | 767 | 1200 | 0 | 465 | 0 | 0 | 0 | 0 | 0 | 0 | 0 | 0 | 0
2040-10-03 | 4 | 32.43 | -12166 | -705 | -551 | 0 | 0 | 0 | 528 | 0 | 220 | 333 | 53 | 341 | 1759 | 3288 | 3477 | 0 | 260 | 0 | 198 | 935 | 0 | 366 | 1200 | 0 | 465 | 0 | 0 | 0 | 0 | 0 | 0 | 0 | 0 | 0
2040-10-03 | 5 | 38.45 | -13329 | -746 | -525 | 0 | 0 | 363 | 528 | 0 | 220 | 438 | 53 | 341 | 2587 | 3288 | 3420 | 0 | 217 | 0 | 195 | 932 | 0 | 352 | 1200 | 0 | 465 | 0 | 0 | 0 | 0 | 0 | 0 | 0 | 0 | 0
2040-10-03 | 6 | 38.45 | -15365 | -786 | -551 | 0 | 0 | 680 | 528 | 0 | 300 | 1021 | 53 | 341 | 3738 | 3288 | 3414 | 0 | 213 | 0 | 209 | 930 | 0 | 323 | 1200 | 0 | 465 | 0 | 0 | 0 | 0 | 0 | 0 | 0 | 0 | 0
2040-10-03 | 7 | 38.45 | -16587 | -831 | -709 | 0 | 0 | 716 | 2050 | 0 | 300 | 1012 | 53 | 341 | 3928 | 3288 | 3149 | 0 | 203 | 1 | 212 | 935 | 0 | 273 | 1200 | 0 | 465 | 0 | 0 | 0 | 0 | 0 | 0 | 0 | 0 | 0
2040-10-03 | 8 | 31.99 | -16910 | -831 | -867 | 0 | 0 | 0 | 2980 | 0 | 300 | 713 | 53 | 341 | 3791 | 3288 | 3571 | 0 | 204 | 308 | 213 | 942 | 0 | 238 | 1200 | 0 | 465 | 0 | 0 | 0 | 0 | 0 | 0 | 0 | 0 | 0
2040-10-03 | 9 | 24.21 | -17020 | -831 | -1050 | 0 | 0 | 0 | 3308 | 0 | 300 | 565 | 53 | 302 | 3673 | 3288 | 3004 | 0 | 172 | 1183 | 213 | 942 | 0 | 232 | 1200 | 0 | 465 | 0 | 0 | 0 | 0 | 0 | 0 | 0 | 0 | 0
2040-10-03 | 10 | 23.36 | -17292 | -786 | -1234 | 0 | 0 | -602 | 3472 | 0 | 300 | 369 | 53 | 197 | 3453 | 3288 | 3110 | 0 | 142 | 2443 | 213 | 974 | 0 | 235 | 1200 | 0 | 465 | 0 | 0 | 0 | 0 | 0 | 0 | 0 | 0 | 0
2040-10-03 | 11 | 23.36 | -17555 | -746 | -1182 | 0 | 0 | -1315 | 3598 | 0 | 300 | 333 | 53 | 191 | 3563 | 3288 | 2977 | 0 | 106 | 3291 | 212 | 990 | 0 | 229 | 1200 | 0 | 465 | 0 | 0 | 0 | 0 | 0 | 0 | 0 | 0 | 0
2040-10-03 | 12 | 23.36 | -17250 | -705 | -1024 | 0 | 0 | -1710 | 3646 | 0 | 300 | 333 | 53 | 191 | 3563 | 3288 | 2378 | 0 | 74 | 3749 | 213 | 992 | 0 | 243 | 1200 | 0 | 465 | 0 | 0 | 0 | 0 | 0 | 0 | 0 | 0 | 0
2040-10-03 | 13 | 23.36 | -17207 | -665 | -1339 | 0 | 0 | -816 | 3609 | 0 | 300 | 333 | 53 | 191 | 3537 | 3288 | 2604 | 0 | 53 | 2939 | 212 | 987 | 0 | 255 | 1200 | 0 | 465 | 0 | 0 | 0 | 0 | 0 | 0 | 0 | 0 | 0
2040-10-03 | 14 | 23.36 | -17132 | -705 | -1313 | 0 | 0 | -298 | 3593 | 0 | 300 | 338 | 53 | 191 | 3410 | 3288 | 2285 | 0 | 43 | 2821 | 211 | 990 | 0 | 260 | 1200 | 0 | 465 | 0 | 0 | 0 | 0 | 0 | 0 | 0 | 0 | 0
2040-10-03 | 15 | 23.36 | -16729 | -705 | -1182 | 0 | 0 | -119 | 3456 | 0 | 300 | 369 | 53 | 197 | 3410 | 3288 | 2268 | 0 | 37 | 2232 | 213 | 992 | 0 | 254 | 1200 | 0 | 465 | 0 | 0 | 0 | 0 | 0 | 0 | 0 | 0 | 0
2040-10-03 | 16 | 23.36 | -16417 | -665 | -1549 | 0 | 0 | -18 | 3387 | 0 | 300 | 460 | 53 | 207 | 3630 | 3288 | 2397 | 0 | 42 | 1759 | 213 | 996 | 0 | 252 | 1200 | 0 | 465 | 0 | 0 | 0 | 0 | 0 | 0 | 0 | 0 | 0
2040-10-03 | 17 | 31.57 | -16486 | -705 | -1996 | 0 | 0 | 594 | 3498 | 0 | 300 | 754 | 53 | 341 | 4251 | 3288 | 1705 | 0 | 49 | 1189 | 213 | 1010 | 0 | 277 | 1200 | 0 | 465 | 0 | 0 | 0 | 0 | 0 | 0 | 0 | 0 | 0
2040-10-03 | 18 | 31.57 | -17171 | -705 | -2390 | 0 | 0 | 1307 | 3815 | 0 | 300 | 1157 | 53 | 341 | 4706 | 3288 | 1537 | 0 | 76 | 499 | 215 | 1011 | 0 | 297 | 1200 | 0 | 465 | 0 | 0 | 0 | 0 | 0 | 0 | 0 | 0 | 0
2040-10-03 | 19 | 31.57 | -17681 | -705 | -2285 | 0 | 0 | 1459 | 4227 | 0 | 300 | 1158 | 53 | 341 | 4706 | 3288 | 1821 | 0 | 100 | 22 | 215 | 1020 | 0 | 296 | 1200 | 0 | 465 | 0 | 0 | 0 | 0 | 0 | 0 | 0 | 0 | 0
2040-10-03 | 20 | 31.57 | -16994 | -746 | -1602 | 0 | 0 | 250 | 4148 | 0 | 300 | 1021 | 53 | 335 | 4908 | 3288 | 1689 | 0 | 136 | 0 | 216 | 1023 | 0 | 310 | 1200 | 0 | 465 | 0 | 0 | 0 | 0 | 0 | 0 | 0 | 0 | 0
2040-10-03 | 21 | 23.37 | -15928 | -746 | -1471 | 0 | 0 | 0 | 3567 | 0 | 300 | 713 | 53 | 224 | 4498 | 3288 | 2046 | 0 | 205 | 0 | 218 | 1026 | 0 | 341 | 1200 | 0 | 465 | 0 | 0 | 0 | 0 | 0 | 0 | 0 | 0 | 0
2040-10-03 | 22 | 13.43 | -14475 | -746 | -1234 | 0 | 0 | -197 | 2674 | 0 | 300 | 592 | 53 | 160 | 4157 | 3288 | 1949 | 0 | 213 | 0 | 218 | 1023 | 0 | 361 | 1200 | 0 | 465 | 0 | 0 | 0 | 0 | 0 | 0 | 0 | 0 | 0
2040-10-03 | 23 | 13.43 | -13223 | -786 | -1024 | 0 | 0 | -145 | 1559 | 0 | 300 | 511 | 53 | 160 | 4057 | 3288 | 1764 | 0 | 199 | 0 | 218 | 1020 | 0 | 384 | 1200 | 0 | 465 | 0 | 0 | 0 | 0 | 0 | 0 | 0 | 0 | 0
2040-10-03 | 24 | 18.15 | -12379 | -786 | -840 | 0 | 0 | 253 | 581 | 0 | 300 | 483 | 53 | 160 | 3591 | 3288 | 1865 | 0 | 190 | 0 | 215 | 993 | 0 | 369 | 1200 | 0 | 465 | 0 | 0 | 0 | 0 | 0 | 0 | 0 | 0 | 0
2040-10-04 | 1 | 23.5 | -11906 | -786 | -735 | 0 | 0 | -681 | 528 | 0 | 300 | 369 | 53 | 212 | 3871 | 3288 | 1711 | 0 | 158 | 0 | 212 | 950 | 0 | 790 | 1200 | 0 | 465 | 0 | 0 | 0 | 0 | 0 | 0 | 0 | 0 | 0
2040-10-04 | 2 | 23.5 | -11723 | -786 | -657 | 0 | 0 | -250 | 528 | 0 | 300 | 369 | 53 | 218 | 3487 | 3288 | 1452 | 0 | 134 | 0 | 200 | 938 | 0 | 783 | 1200 | 0 | 465 | 0 | 0 | 0 | 0 | 0 | 0 | 0 | 0 | 0
2040-10-04 | 3 | 23.5 | -11717 | -786 | -578 | 0 | 0 | -238 | 528 | 0 | 300 | 407 | 53 | 233 | 3461 | 3288 | 1364 | 0 | 112 | 0 | 205 | 935 | 0 | 767 | 1200 | 0 | 465 | 0 | 0 | 0 | 0 | 0 | 0 | 0 | 0 | 0
2040-10-04 | 4 | 31.75 | -12095 | -746 | -551 | 0 | 0 | 0 | 528 | 0 | 300 | 438 | 53 | 341 | 3554 | 3288 | 1608 | 0 | 118 | 0 | 198 | 935 | 0 | 366 | 1200 | 0 | 465 | 0 | 0 | 0 | 0 | 0 | 0 | 0 | 0 | 0
2040-10-04 | 5 | 31.75 | -13318 | -746 | -525 | 0 | 0 | 463 | 528 | 0 | 300 | 674 | 53 | 341 | 3482 | 3288 | 2181 | 0 | 134 | 0 | 195 | 932 | 0 | 352 | 1200 | 0 | 465 | 0 | 0 | 0 | 0 | 0 | 0 | 0 | 0 | 0
2040-10-04 | 6 | 31.75 | -15358 | -746 | -551 | 0 | 0 | 402 | 729 | 0 | 300 | 914 | 53 | 341 | 3663 | 3288 | 3681 | 0 | 158 | 0 | 209 | 930 | 0 | 323 | 1200 | 0 | 465 | 0 | 0 | 0 | 0 | 0 | 0 | 0 | 0 | 0
2040-10-04 | 7 | 23.29 | -16583 | -746 | -709 | 0 | 0 | -48 | 2288 | 0 | 300 | 669 | 53 | 192 | 3497 | 3288 | 4512 | 0 | 202 | 0 | 212 | 935 | 0 | 273 | 1200 | 0 | 465 | 0 | 0 | 0 | 0 | 0 | 0 | 0 | 0 | 0
2040-10-04 | 8 | 23.29 | -16913 | -746 | -867 | 0 | 0 | -297 | 3244 | 0 | 220 | 438 | 53 | 177 | 3137 | 3288 | 4476 | 0 | 238 | 492 | 213 | 942 | 0 | 238 | 1200 | 0 | 465 | 0 | 0 | 0 | 0 | 0 | 0 | 0 | 0 | 0
2040-10-04 | 9 | 23.29 | -17339 | -746 | -1050 | 0 | 0 | -41 | 3583 | 0 | 220 | 333 | 53 | 171 | 1682 | 3288 | 4473 | 0 | 296 | 2027 | 213 | 942 | 0 | 232 | 1200 | 0 | 465 | 0 | 0 | 0 | 0 | 0 | 0 | 0 | 0 | 0
2040-10-04 | 10 | 23.36 | -17909 | -589 | -1234 | 0 | 0 | 0 | 3900 | 0 | 0 | 333 | 53 | 180 | 0 | 3288 | 4481 | 0 | 366 | 4043 | 213 | 974 | 0 | 235 | 1200 | 0 | 465 | 0 | 0 | 0 | 0 | 0 | 0 | 0 | 0 | 0
2040-10-04 | 11 | 11.5 | -18155 | -485 | -1182 | 0 | 0 | -1766 | 4190 | 0 | 0 | 333 | 53 | 160 | 0 | 3288 | 4364 | 0 | 435 | 5669 | 212 | 990 | 0 | 229 | 1200 | 0 | 465 | 0 | 0 | 0 | 0 | 0 | 0 | 0 | 0 | 0
2040-10-04 | 12 | 5 | -17665 | -454 | -1024 | -593 | -468 | -1859 | 4227 | 0 | 0 | 333 | 53 | 160 | 0 | 3288 | 4531 | 0 | 500 | 6101 | 213 | 992 | 0 | 0 | 1200 | 0 | 465 | 0 | 0 | 0 | 0 | 0 | 0 | 243 | 0 | 0
2040-10-04 | 13 | 5 | -17526 | -485 | -1339 | -129 | 0 | -1859 | 4106 | 0 | 0 | 333 | 53 | 160 | 0 | 3288 | 4687 | 0 | 569 | 6100 | 212 | 166 | 0 | 0 | 1200 | 0 | 465 | 0 | 0 | 0 | 0 | 821 | 0 | 255 | 0 | 0
2040-10-04 | 14 | 5 | -17355 | -485 | -1313 | -623 | -252 | -1859 | 4000 | 0 | 0 | 333 | 53 | 160 | 0 | 3288 | 4695 | 0 | 636 | 7057 | 0 | 0 | 0 | 0 | 1200 | 0 | 465 | 0 | 0 | 0 | 211 | 990 | 0 | 260 | 0 | 0
2040-10-04 | 15 | 2 | -16599 | -454 | -1182 | -908 | -610 | -1859 | 3767 | 0 | 0 | 333 | 53 | 160 | 0 | 3288 | 4697 | 0 | 725 | 6940 | 0 | 0 | 0 | 0 | 1184 | 0 | 465 | 0 | 0 | 0 | 213 | 992 | 0 | 254 | 16 | 0
2040-10-04 | 16 | 5 | -16032 | -454 | -1549 | -540 | -88 | -1859 | 3472 | 0 | 0 | 333 | 53 | 160 | 0 | 3288 | 4683 | 0 | 774 | 6095 | 0 | 0 | 0 | 0 | 1200 | 0 | 465 | 0 | 0 | 0 | 213 | 996 | 0 | 252 | 0 | 0
2040-10-04 | 17 | 11.5 | -15917 | -454 | -1996 | 0 | 0 | -896 | 3382 | 0 | 0 | 333 | 53 | 160 | 0 | 3288 | 4685 | 0 | 807 | 3390 | 213 | 1010 | 0 | 277 | 1200 | 0 | 465 | 0 | 0 | 0 | 0 | 0 | 0 | 0 | 0 | 0
2040-10-04 | 18 | 15.55 | -16344 | -521 | -2390 | 735 | 508 | 919 | 3625 | 0 | 0 | 333 | 53 | 160 | 0 | 3288 | 4622 | 0 | 814 | 1010 | 215 | 1011 | 0 | 297 | 1200 | 0 | 465 | 0 | 0 | 0 | 0 | 0 | 0 | 0 | 0 | 0
2040-10-04 | 19 | 24.2 | -16918 | -589 | -2285 | 757 | 508 | 1746 | 3915 | 0 | 0 | 496 | 53 | 202 | 150 | 3288 | 4667 | 0 | 776 | 35 | 215 | 1020 | 0 | 296 | 1200 | 0 | 465 | 0 | 0 | 0 | 0 | 0 | 0 | 0 | 0 | 0
2040-10-04 | 20 | 15.55 | -16279 | -705 | -1602 | 589 | 68 | 1604 | 3937 | 0 | 0 | 334 | 53 | 160 | 0 | 3288 | 4649 | 0 | 691 | 0 | 216 | 1023 | 0 | 310 | 1200 | 0 | 465 | 0 | 0 | 0 | 0 | 0 | 0 | 0 | 0 | 0
2040-10-04 | 21 | 15.55 | -15442 | -786 | -1471 | 275 | 33 | 1603 | 3435 | 0 | 0 | 333 | 53 | 160 | 0 | 3288 | 4608 | 0 | 661 | 0 | 218 | 1026 | 0 | 341 | 1200 | 0 | 465 | 0 | 0 | 0 | 0 | 0 | 0 | 0 | 0 | 0
2040-10-04 | 22 | 15.55 | -14393 | -872 | -1234 | 0 | 0 | 1390 | 2742 | 0 | 0 | 333 | 53 | 160 | 0 | 3288 | 4589 | 0 | 676 | 0 | 218 | 1023 | 0 | 361 | 1200 | 0 | 465 | 0 | 0 | 0 | 0 | 0 | 0 | 0 | 0 | 0
2040-10-04 | 23 | 15.55 | -13108 | -872 | -1024 | 0 | 0 | 924 | 1860 | 0 | 0 | 333 | 53 | 160 | 0 | 3288 | 4429 | 0 | 669 | 0 | 218 | 1020 | 0 | 384 | 1200 | 0 | 465 | 0 | 0 | 0 | 0 | 0 | 0 | 0 | 0 | 0
2040-10-04 | 24 | 15.55 | -12105 | -921 | -840 | 0 | 0 | 862 | 867 | 0 | 0 | 333 | 48 | 160 | 0 | 3288 | 4455 | 0 | 659 | 0 | 215 | 993 | 0 | 369 | 1200 | 0 | 418 | 0 | 0 | 0 | 0 | 0 | 0 | 0 | 0 | 0
2040-10-05 | 1 | 10 | -11632 | -1015 | -735 | 0 | 0 | -221 | 972 | 0 | 0 | 333 | 53 | 160 | 0 | 3288 | 4533 | 0 | 646 | 0 | 212 | 950 | 0 | 790 | 1200 | 0 | 465 | 0 | 0 | 0 | 0 | 0 | 0 | 0 | 0 | 0
2040-10-05 | 2 | 10 | -11310 | -1065 | -657 | 0 | 0 | -172 | 602 | 0 | 0 | 333 | 53 | 160 | 0 | 3288 | 4555 | 0 | 626 | 0 | 200 | 938 | 0 | 783 | 1200 | 0 | 465 | 0 | 0 | 0 | 0 | 0 | 0 | 0 | 0 | 0
2040-10-05 | 3 | 10 | -11137 | -1164 | -578 | 0 | 0 | -198 | 528 | 0 | 0 | 333 | 53 | 160 | 0 | 3288 | 4551 | 0 | 590 | 0 | 205 | 935 | 0 | 767 | 1200 | 0 | 465 | 0 | 0 | 0 | 0 | 0 | 0 | 0 | 0 | 0
2040-10-05 | 4 | 10 | -11328 | -1272 | -551 | 0 | 0 | -363 | 528 | 0 | 0 | 333 | 53 | 160 | 1143 | 3288 | 4290 | 0 | 554 | 0 | 198 | 935 | 0 | 366 | 1200 | 0 | 465 | 0 | 0 | 0 | 0 | 0 | 0 | 0 | 0 | 0
2040-10-05 | 5 | 10 | -11816 | -1272 | -525 | 0 | 0 | -1041 | 528 | 0 | 0 | 333 | 53 | 160 | 2386 | 3288 | 4229 | 0 | 535 | 0 | 195 | 932 | 0 | 350 | 1200 | 0 | 465 | 0 | 0 | 0 | 0 | 0 | 0 | 2 | 0 | 0
2040-10-05 | 6 | 10 | -12641 | -1330 | -551 | 0 | 0 | -18 | 893 | 0 | 0 | 333 | 53 | 160 | 2554 | 3288 | 3771 | 0 | 489 | 0 | 209 | 930 | 0 | 195 | 1200 | 0 | 465 | 0 | 0 | 0 | 0 | 0 | 0 | 128 | 0 | 0
2040-10-05 | 7 | 13.52 | -13565 | -1330 | -709 | 0 | 0 | 246 | 1649 | 0 | 0 | 369 | 53 | 160 | 2554 | 3288 | 3737 | 0 | 463 | 0 | 212 | 935 | 0 | 273 | 1200 | 0 | 465 | 0 | 0 | 0 | 0 | 0 | 0 | 0 | 0 | 0
2040-10-05 | 8 | 13.52 | -14456 | -1384 | -867 | 46 | 102 | 243 | 2510 | 0 | 0 | 334 | 53 | 160 | 2554 | 3288 | 3376 | 0 | 416 | 565 | 213 | 942 | 0 | 238 | 1200 | 0 | 465 | 0 | 0 | 0 | 0 | 0 | 0 | 0 | 0 | 0
2040-10-05 | 9 | 5 | -15109 | -1218 | -1050 | 0 | 0 | -1168 | 3197 | 0 | 0 | 333 | 53 | 160 | 2564 | 3288 | 3114 | 0 | 386 | 2868 | 213 | 713 | 0 | 0 | 1200 | 0 | 456 | 0 | 0 | 0 | 0 | 229 | 0 | 232 | 0 | 0
2040-10-05 | 10 | 0 | -15678 | -966 | -1234 | 0 | 0 | -1853 | 3630 | 0 | 0 | 317 | 48 | 160 | 2564 | 3288 | 2828 | 0 | 332 | 6242 | 0 | 0 | 0 | 0 | 0 | 0 | 323 | 0 | 0 | 0 | 213 | 974 | 0 | 235 | 1200 | 0
2040-10-05 | 11 | -40 | -15991 | -786 | -1182 | -908 | -610 | -1859 | 3884 | 0 | 0 | 0 | 48 | 160 | 2564 | 3288 | 1979 | 0 | 0 | 9133 | 0 | 0 | 0 | 0 | 0 | 0 | 280 | 202 | 474 | 0 | 212 | 990 | 0 | 229 | 1200 | 0
2040-10-05 | 12 | -40 | -15585 | -665 | -1024 | -908 | -534 | -1859 | 3905 | 0 | 0 | 0 | 48 | 160 | 1573 | 3288 | 547 | 0 | 0 | 10775 | 0 | 0 | 0 | 0 | 0 | 0 | 280 | 1330 | 686 | 0 | 213 | 992 | 0 | 243 | 1200 | 0
2040-10-05 | 13 | -40 | -15322 | -625 | -1339 | -908 | -274 | -1859 | 3778 | 0 | 0 | 0 | 48 | 160 | 1283 | 3288 | 0 | 0 | 0 | 11491 | 0 | 0 | 0 | 0 | 0 | 0 | 280 | 1821 | 678 | 0 | 212 | 987 | 0 | 255 | 1200 | 0
2040-10-05 | 14 | -40 | -15070 | -553 | -1313 | -905 | 0 | -1859 | 3509 | 0 | 0 | 0 | 48 | 160 | 963 | 3288 | 398 | 0 | 0 | 11053 | 0 | 0 | 0 | 0 | 0 | 0 | 280 | 1235 | 569 | 0 | 211 | 990 | 0 | 260 | 1200 | 0
2040-10-05 | 15 | -40 | -14518 | -521 | -1182 | -444 | 0 | -1859 | 3197 | 0 | 0 | 0 | 48 | 160 | 963 | 3288 | 1042 | 0 | 0 | 9546 | 0 | 0 | 0 | 0 | 0 | 0 | 280 | 304 | 494 | 0 | 213 | 992 | 0 | 254 | 1200 | 0
2040-10-05 | 16 | 2 | -14199 | -485 | -1549 | 0 | 0 | -1244 | 3012 | 0 | 0 | 333 | 53 | 160 | 963 | 3288 | 1237 | 0 | 172 | 6867 | 0 | 0 | 0 | 0 | 979 | 0 | 414 | 0 | 0 | 0 | 213 | 996 | 0 | 252 | 221 | 0
2040-10-05 | 17 | 23.36 | -14447 | -454 | -1996 | 695 | 0 | 310 | 3075 | 0 | 220 | 333 | 53 | 184 | 953 | 3288 | 833 | 0 | 143 | 3652 | 213 | 1010 | 0 | 277 | 1200 | 0 | 456 | 0 | 0 | 0 | 0 | 0 | 0 | 0 | 0 | 0
2040-10-05 | 18 | 23.36 | -15163 | -485 | -2390 | 796 | 508 | 1744 | 3593 | 0 | 220 | 690 | 53 | 184 | 1968 | 3288 | 665 | 0 | 105 | 1035 | 215 | 1011 | 0 | 297 | 1200 | 0 | 465 | 0 | 0 | 0 | 0 | 0 | 0 | 0 | 0 | 0
2040-10-05 | 19 | 23.36 | -15811 | -553 | -2285 | 908 | 527 | 1859 | 4122 | 0 | 300 | 1050 | 53 | 184 | 2695 | 3288 | 332 | 0 | 101 | 33 | 215 | 1020 | 0 | 296 | 1200 | 0 | 465 | 0 | 0 | 0 | 0 | 0 | 0 | 0 | 0 | 0
2040-10-05 | 20 | 23.36 | -15261 | -705 | -1602 | 523 | 0 | 1744 | 4227 | 0 | 300 | 713 | 53 | 184 | 2987 | 3288 | 219 | 0 | 116 | 0 | 216 | 1023 | 0 | 310 | 1200 | 0 | 465 | 0 | 0 | 0 | 0 | 0 | 0 | 0 | 0 | 0
2040-10-05 | 21 | 23.36 | -14657 | -831 | -1471 | 303 | 50 | 1744 | 3789 | 0 | 300 | 674 | 53 | 182 | 2987 | 3288 | 185 | 0 | 155 | 0 | 218 | 1026 | 0 | 341 | 1200 | 0 | 465 | 0 | 0 | 0 | 0 | 0 | 0 | 0 | 0 | 0
2040-10-05 | 22 | 23.36 | -13703 | -872 | -1234 | 232 | 33 | 1444 | 3186 | 0 | 300 | 511 | 53 | 178 | 2987 | 3288 | 156 | 0 | 174 | 0 | 218 | 1023 | 0 | 361 | 1200 | 0 | 465 | 0 | 0 | 0 | 0 | 0 | 0 | 0 | 0 | 0
2040-10-05 | 23 | 23.36 | -12675 | -966 | -1024 | 47 | 88 | 1283 | 2367 | 0 | 300 | 446 | 53 | 178 | 2987 | 3288 | 156 | 0 | 184 | 0 | 218 | 1020 | 0 | 384 | 1200 | 0 | 465 | 0 | 0 | 0 | 0 | 0 | 0 | 0 | 0 | 0
2040-10-05 | 24 | 23.36 | -11646 | -1065 | -840 | 0 | 14 | 992 | 1522 | 0 | 300 | 414 | 53 | 178 | 3175 | 3288 | 170 | 0 | 204 | 0 | 215 | 993 | 0 | 369 | 1200 | 0 | 465 | 0 | 0 | 0 | 0 | 0 | 0 | 0 | 0 | 0
2040-10-06 | 1 | 26.27 | -11190 | -1065 | -972 | 0 | 0 | -176 | 528 | 0 | 300 | 511 | 53 | 319 | 4413 | 3288 | 155 | 0 | 218 | 0 | 212 | 950 | 0 | 790 | 1200 | 0 | 465 | 0 | 0 | 0 | 0 | 0 | 0 | 0 | 0 | 0
2040-10-06 | 2 | 26.27 | -11036 | -1164 | -840 | 0 | 0 | -355 | 528 | 0 | 300 | 483 | 53 | 335 | 4385 | 3288 | 220 | 0 | 217 | 0 | 200 | 938 | 0 | 783 | 1200 | 0 | 465 | 0 | 0 | 0 | 0 | 0 | 0 | 0 | 0 | 0
2040-10-06 | 3 | 26.27 | -11014 | -1114 | -762 | 0 | 0 | -452 | 528 | 0 | 300 | 444 | 53 | 341 | 4385 | 3288 | 202 | 0 | 228 | 0 | 205 | 935 | 0 | 767 | 1200 | 0 | 465 | 0 | 0 | 0 | 0 | 0 | 0 | 0 | 0 | 0
2040-10-06 | 4 | 26.27 | -11100 | -1114 | -683 | 0 | 0 | -22 | 528 | 0 | 300 | 459 | 53 | 341 | 4385 | 3288 | 172 | 0 | 228 | 0 | 198 | 935 | 0 | 366 | 1200 | 0 | 465 | 0 | 0 | 0 | 0 | 0 | 0 | 0 | 0 | 0
2040-10-06 | 5 | 31.75 | -11520 | -1065 | -683 | 0 | 0 | 0 | 528 | 0 | 300 | 511 | 53 | 341 | 4671 | 3288 | 163 | 0 | 268 | 0 | 195 | 932 | 0 | 352 | 1200 | 0 | 465 | 0 | 0 | 0 | 0 | 0 | 0 | 0 | 0 | 0
2040-10-06 | 6 | 33.72 | -12122 | -1065 | -709 | 0 | 0 | 0 | 528 | 0 | 300 | 674 | 53 | 341 | 5116 | 3288 | 173 | 0 | 295 | 0 | 209 | 930 | 0 | 323 | 1200 | 0 | 465 | 0 | 0 | 0 | 0 | 0 | 0 | 0 | 0 | 0
2040-10-06 | 7 | 35.5 | -12902 | -1065 | -788 | 0 | 0 | 255 | 528 | 0 | 300 | 870 | 53 | 341 | 5474 | 3288 | 221 | 0 | 339 | 0 | 212 | 935 | 0 | 273 | 1200 | 0 | 465 | 0 | 0 | 0 | 0 | 0 | 0 | 0 | 0 | 0
2040-10-06 | 8 | 35.5 | -14008 | -1065 | -919 | 0 | 0 | 489 | 978 | 0 | 300 | 963 | 53 | 341 | 5412 | 3288 | 302 | 0 | 362 | 446 | 213 | 942 | 0 | 238 | 1200 | 0 | 465 | 0 | 0 | 0 | 0 | 0 | 0 | 0 | 0 | 0
2040-10-06 | 9 | 30.45 | -14927 | -921 | -1103 | 0 | 0 | 0 | 1791 | 0 | 300 | 505 | 53 | 341 | 4577 | 3288 | 453 | 0 | 388 | 2202 | 213 | 942 | 0 | 232 | 1200 | 0 | 465 | 0 | 0 | 0 | 0 | 0 | 0 | 0 | 0 | 0
2040-10-06 | 10 | 23.29 | -15755 | -705 | -1313 | 0 | 0 | -796 | 2431 | 0 | 300 | 333 | 53 | 192 | 3663 | 3288 | 821 | 0 | 381 | 4021 | 213 | 974 | 0 | 235 | 1200 | 0 | 465 | 0 | 0 | 0 | 0 | 0 | 0 | 0 | 0 | 0
2040-10-06 | 11 | 23.29 | -16093 | -553 | -1182 | 0 | 0 | -935 | 2811 | 0 | 300 | 333 | 53 | 177 | 3154 | 3288 | 1084 | 0 | 432 | 4034 | 212 | 990 | 0 | 229 | 1200 | 0 | 465 | 0 | 0 | 0 | 0 | 0 | 0 | 0 | 0 | 0
2040-10-06 | 12 | 23.29 | -16217 | -427 | -1313 | 0 | 0 | -576 | 3038 | 0 | 300 | 333 | 53 | 177 | 2709 | 3288 | 1661 | 0 | 474 | 3386 | 213 | 992 | 0 | 243 | 1200 | 0 | 465 | 0 | 0 | 0 | 0 | 0 | 0 | 0 | 0 | 0
2040-10-06 | 13 | 24.2 | -16175 | -395 | -1418 | 0 | 0 | 0 | 3170 | 0 | 300 | 333 | 53 | 242 | 2446 | 3288 | 1964 | 0 | 544 | 2528 | 212 | 987 | 0 | 255 | 1200 | 0 | 465 | 0 | 0 | 0 | 0 | 0 | 0 | 0 | 0 | 0
2040-10-06 | 14 | 31.48 | -16056 | -395 | -1471 | 0 | 0 | 187 | 3170 | 0 | 300 | 334 | 53 | 341 | 2647 | 3288 | 2098 | 0 | 565 | 1813 | 211 | 990 | 0 | 260 | 1200 | 0 | 465 | 0 | 0 | 0 | 0 | 0 | 0 | 0 | 0 | 0
2040-10-06 | 15 | 31.48 | -16307 | -368 | -1523 | 0 | 0 | 554 | 3102 | 0 | 300 | 369 | 53 | 341 | 2647 | 3288 | 2085 | 0 | 560 | 1775 | 213 | 992 | 0 | 254 | 1200 | 0 | 465 | 0 | 0 | 0 | 0 | 0 | 0 | 0 | 0 | 0
2040-10-06 | 16 | 31.48 | -16719 | -315 | -1444 | 0 | 0 | 526 | 3197 | 0 | 300 | 459 | 53 | 341 | 2956 | 3288 | 2523 | 0 | 576 | 1134 | 213 | 996 | 0 | 252 | 1200 | 0 | 465 | 0 | 0 | 0 | 0 | 0 | 0 | 0 | 0 | 0
2040-10-06 | 17 | 31.48 | -17217 | -315 | -1444 | 0 | 0 | 357 | 3487 | 0 | 300 | 511 | 53 | 341 | 3414 | 3288 | 2657 | 0 | 596 | 806 | 213 | 1010 | 0 | 277 | 1200 | 0 | 465 | 0 | 0 | 0 | 0 | 0 | 0 | 0 | 0 | 0
2040-10-06 | 18 | 31.48 | -17707 | -315 | -1471 | 0 | 0 | 83 | 3863 | 0 | 300 | 643 | 53 | 341 | 3794 | 3288 | 2977 | 0 | 591 | 371 | 215 | 1011 | 0 | 297 | 1200 | 0 | 465 | 0 | 0 | 0 | 0 | 0 | 0 | 0 | 0 | 0
2040-10-06 | 19 | 23.29 | -17681 | -292 | -1523 | 0 | 0 | 0 | 4227 | 0 | 300 | 595 | 53 | 192 | 3561 | 3288 | 3449 | 0 | 614 | 20 | 215 | 1020 | 0 | 296 | 1200 | 0 | 465 | 0 | 0 | 0 | 0 | 0 | 0 | 0 | 0 | 0
2040-10-06 | 20 | 20.74 | -16950 | -292 | -1418 | 0 | 0 | 0 | 4127 | 0 | 220 | 438 | 53 | 166 | 2924 | 3288 | 3578 | 0 | 651 | 0 | 216 | 1023 | 0 | 310 | 1200 | 0 | 465 | 0 | 0 | 0 | 0 | 0 | 0 | 0 | 0 | 0
2040-10-06 | 21 | 10 | -15845 | -270 | -1339 | 0 | 0 | -46 | 3524 | 0 | 220 | 334 | 53 | 160 | 2732 | 3288 | 3403 | 0 | 661 | 0 | 218 | 1026 | 0 | 215 | 1200 | 0 | 465 | 0 | 0 | 0 | 0 | 0 | 0 | 126 | 0 | 0
2040-10-06 | 22 | 10 | -14424 | -247 | -1208 | 0 | 0 | -254 | 2631 | 0 | 220 | 333 | 53 | 160 | 2279 | 3288 | 3595 | 0 | 668 | 0 | 218 | 1023 | 0 | 0 | 1200 | 0 | 465 | 0 | 0 | 0 | 0 | 0 | 0 | 361 | 0 | 0
2040-10-06 | 23 | 10 | -13241 | -247 | -1208 | 0 | 0 | -25 | 1622 | 0 | 220 | 333 | 53 | 160 | 1723 | 3288 | 3771 | 0 | 647 | 0 | 218 | 1020 | 0 | 0 | 1200 | 0 | 465 | 0 | 0 | 0 | 0 | 0 | 0 | 384 | 0 | 0
2040-10-06 | 24 | 13.52 | -12532 | -247 | -1103 | 0 | 0 | 241 | 713 | 0 | 0 | 333 | 53 | 160 | 1509 | 3288 | 3738 | 0 | 604 | 0 | 215 | 993 | 0 | 369 | 1200 | 0 | 465 | 0 | 0 | 0 | 0 | 0 | 0 | 0 | 0 | 0
2040-10-07 | 1 | 24.21 | -12223 | -247 | -972 | 0 | 0 | -563 | 528 | 0 | 0 | 333 | 53 | 299 | 1535 | 3288 | 3759 | 0 | 592 | 0 | 212 | 950 | 0 | 790 | 1200 | 0 | 465 | 0 | 0 | 0 | 0 | 0 | 0 | 0 | 0 | 0
2040-10-07 | 2 | 24.21 | -12109 | -247 | -840 | 0 | 0 | -688 | 528 | 0 | 0 | 333 | 53 | 314 | 1245 | 3288 | 3960 | 0 | 577 | 0 | 200 | 938 | 0 | 783 | 1200 | 0 | 465 | 0 | 0 | 0 | 0 | 0 | 0 | 0 | 0 | 0
2040-10-07 | 3 | 24.21 | -12202 | -247 | -762 | 0 | 0 | -611 | 528 | 0 | 0 | 333 | 53 | 314 | 1245 | 3288 | 3936 | 0 | 551 | 0 | 205 | 935 | 0 | 767 | 1200 | 0 | 465 | 0 | 0 | 0 | 0 | 0 | 0 | 0 | 0 | 0
2040-10-07 | 4 | 24.21 | -12651 | -247 | -683 | 0 | 0 | -178 | 528 | 0 | 0 | 333 | 53 | 314 | 1565 | 3288 | 3994 | 0 | 518 | 0 | 198 | 935 | 0 | 366 | 1200 | 0 | 465 | 0 | 0 | 0 | 0 | 0 | 0 | 0 | 0 | 0
2040-10-07 | 5 | 32.72 | -14010 | -247 | -683 | 0 | 0 | 235 | 528 | 0 | 0 | 369 | 53 | 341 | 2261 | 3288 | 4225 | 0 | 495 | 0 | 195 | 932 | 0 | 352 | 1200 | 0 | 465 | 0 | 0 | 0 | 0 | 0 | 0 | 0 | 0 | 0
2040-10-07 | 6 | 32.72 | -16275 | -229 | -709 | 0 | 0 | 656 | 528 | 0 | 0 | 861 | 53 | 341 | 3424 | 3288 | 4450 | 0 | 485 | 0 | 209 | 930 | 0 | 323 | 1200 | 0 | 465 | 0 | 0 | 0 | 0 | 0 | 0 | 0 | 0 | 0
2040-10-07 | 7 | 32.72 | -17733 | -247 | -788 | 0 | 0 | 619 | 1432 | 0 | 0 | 1135 | 53 | 341 | 3858 | 3288 | 4475 | 0 | 481 | 0 | 212 | 935 | 0 | 273 | 1200 | 0 | 465 | 0 | 0 | 0 | 0 | 0 | 0 | 0 | 0 | 0
2040-10-07 | 8 | 28.61 | -18207 | -229 | -919 | 0 | 0 | 0 | 2415 | 0 | 0 | 817 | 53 | 325 | 4063 | 3288 | 4647 | 0 | 463 | 225 | 213 | 942 | 0 | 238 | 1200 | 0 | 465 | 0 | 0 | 0 | 0 | 0 | 0 | 0 | 0 | 0
2040-10-07 | 9 | 17.23 | -18606 | -229 | -1103 | 0 | 0 | -66 | 2811 | 0 | 0 | 674 | 53 | 166 | 3776 | 3288 | 4694 | 0 | 450 | 1040 | 213 | 942 | 0 | 232 | 1200 | 0 | 465 | 0 | 0 | 0 | 0 | 0 | 0 | 0 | 0 | 0
2040-10-07 | 10 | 17.23 | -19252 | -211 | -1313 | 0 | 0 | -298 | 3181 | 0 | 0 | 496 | 53 | 160 | 3446 | 3288 | 4727 | 0 | 457 | 2178 | 213 | 974 | 0 | 235 | 1200 | 0 | 465 | 0 | 0 | 0 | 0 | 0 | 0 | 0 | 0 | 0
2040-10-07 | 11 | 17.23 | -19544 | -193 | -1182 | 0 | 0 | -1712 | 3509 | 0 | 0 | 333 | 53 | 160 | 3388 | 3288 | 4599 | 0 | 432 | 3774 | 212 | 990 | 0 | 229 | 1200 | 0 | 465 | 0 | 0 | 0 | 0 | 0 | 0 | 0 | 0 | 0
2040-10-07 | 12 | 14.45 | -19606 | -162 | -1313 | 0 | -35 | -1859 | 3741 | 0 | 0 | 333 | 53 | 160 | 2572 | 3288 | 4575 | 0 | 415 | 4725 | 213 | 992 | 0 | 243 | 1200 | 0 | 465 | 0 | 0 | 0 | 0 | 0 | 0 | 0 | 0 | 0
2040-10-07 | 13 | 17.23 | -19629 | -135 | -1418 | 0 | 0 | -1508 | 3826 | 0 | 0 | 333 | 53 | 160 | 2572 | 3288 | 4545 | 0 | 410 | 4383 | 212 | 987 | 0 | 255 | 1200 | 0 | 465 | 0 | 0 | 0 | 0 | 0 | 0 | 0 | 0 | 0
2040-10-07 | 14 | 17.23 | -19441 | -135 | -1471 | 0 | 0 | -1237 | 3873 | 0 | 0 | 333 | 53 | 160 | 2477 | 3288 | 4613 | 0 | 368 | 3991 | 211 | 990 | 0 | 260 | 1200 | 0 | 465 | 0 | 0 | 0 | 0 | 0 | 0 | 0 | 0 | 0
2040-10-07 | 15 | 17.23 | -19401 | -121 | -1523 | 0 | 0 | -50 | 3773 | 0 | 0 | 333 | 53 | 160 | 2187 | 3288 | 4611 | 0 | 304 | 3262 | 213 | 992 | 0 | 254 | 1200 | 0 | 465 | 0 | 0 | 0 | 0 | 0 | 0 | 0 | 0 | 0
2040-10-07 | 16 | 23.29 | -19470 | -135 | -1444 | 0 | 0 | 434 | 3709 | 0 | 0 | 438 | 53 | 171 | 2503 | 3288 | 4656 | 0 | 264 | 2406 | 213 | 996 | 0 | 252 | 1200 | 0 | 465 | 0 | 0 | 0 | 0 | 0 | 0 | 0 | 0 | 0
2040-10-07 | 17 | 23.29 | -19733 | -135 | -1444 | 0 | 0 | 1275 | 3757 | 0 | 0 | 766 | 53 | 171 | 2865 | 3288 | 4507 | 0 | 218 | 1246 | 213 | 1010 | 0 | 277 | 1200 | 0 | 465 | 0 | 0 | 0 | 0 | 0 | 0 | 0 | 0 | 0
2040-10-07 | 18 | 23.29 | -20088 | -162 | -1471 | 0 | 0 | 1319 | 3963 | 0 | 0 | 1157 | 53 | 171 | 3608 | 3288 | 4418 | 0 | 197 | 357 | 215 | 1011 | 0 | 297 | 1200 | 0 | 465 | 0 | 0 | 0 | 0 | 0 | 0 | 0 | 0 | 0
2040-10-07 | 19 | 23.29 | -19749 | -175 | -1523 | 0 | 0 | 1244 | 4227 | 0 | 0 | 1137 | 53 | 171 | 3616 | 3288 | 4329 | 0 | 166 | 19 | 215 | 1020 | 0 | 296 | 1200 | 0 | 465 | 0 | 0 | 0 | 0 | 0 | 0 | 0 | 0 | 0
2040-10-07 | 20 | 23.29 | -18628 | -247 | -1418 | 0 | 30 | 707 | 3984 | 0 | 0 | 831 | 53 | 171 | 3564 | 3288 | 4282 | 0 | 168 | 0 | 216 | 1023 | 0 | 310 | 1200 | 0 | 465 | 0 | 0 | 0 | 0 | 0 | 0 | 0 | 0 | 0
2040-10-07 | 21 | 21.38 | -17116 | -315 | -1339 | 0 | 0 | 0 | 3255 | 0 | 0 | 690 | 53 | 160 | 3667 | 3288 | 4229 | 0 | 178 | 0 | 218 | 1026 | 0 | 341 | 1200 | 0 | 465 | 0 | 0 | 0 | 0 | 0 | 0 | 0 | 0 | 0
2040-10-07 | 22 | 10 | -15313 | -368 | -1208 | 0 | 0 | 0 | 2240 | 0 | 0 | 459 | 53 | 160 | 2912 | 3288 | 4365 | 0 | 180 | 0 | 218 | 1023 | 0 | 326 | 1200 | 0 | 465 | 0 | 0 | 0 | 0 | 0 | 0 | 35 | 0 | 0
2040-10-07 | 23 | 10 | -13859 | -427 | -1208 | 0 | 0 | 0 | 1136 | 0 | 0 | 457 | 53 | 160 | 2880 | 3288 | 4115 | 0 | 197 | 0 | 218 | 1020 | 0 | 304 | 1200 | 0 | 465 | 0 | 0 | 0 | 0 | 0 | 0 | 80 | 0 | 0
2040-10-07 | 24 | 10 | -13069 | -427 | -1103 | 0 | 0 | 0 | 528 | 0 | 0 | 369 | 53 | 160 | 2650 | 3288 | 4184 | 0 | 261 | 0 | 215 | 993 | 0 | 232 | 1200 | 0 | 465 | 0 | 0 | 0 | 0 | 0 | 0 | 137 | 0 | 0
2040-10-08 | 1 | 26.33 | -12644 | -454 | -735 | 0 | 0 | -1476 | 528 | 0 | 0 | 333 | 53 | 319 | 2826 | 3288 | 4009 | 0 | 335 | 0 | 212 | 950 | 0 | 790 | 1200 | 0 | 465 | 0 | 0 | 0 | 0 | 0 | 0 | 0 | 0 | 0
2040-10-08 | 2 | 26.33 | -12350 | -427 | -657 | 0 | 0 | -1233 | 528 | 0 | 0 | 333 | 53 | 335 | 2826 | 3288 | 3351 | 0 | 366 | 0 | 200 | 938 | 0 | 783 | 1200 | 0 | 465 | 0 | 0 | 0 | 0 | 0 | 0 | 0 | 0 | 0
2040-10-08 | 3 | 26.33 | -12259 | -454 | -578 | 0 | 0 | -931 | 528 | 0 | 0 | 333 | 53 | 341 | 2826 | 3288 | 2910 | 0 | 370 | 0 | 205 | 935 | 0 | 767 | 1200 | 0 | 465 | 0 | 0 | 0 | 0 | 0 | 0 | 0 | 0 | 0
2040-10-08 | 4 | 26.33 | -12485 | -485 | -551 | 0 | 0 | -22 | 528 | 0 | 0 | 369 | 53 | 341 | 2731 | 3288 | 2685 | 0 | 384 | 0 | 198 | 935 | 0 | 366 | 1200 | 0 | 465 | 0 | 0 | 0 | 0 | 0 | 0 | 0 | 0 | 0
2040-10-08 | 5 | 34.21 | -13692 | -485 | -525 | 0 | 0 | 0 | 528 | 0 | 0 | 594 | 53 | 341 | 3762 | 3288 | 2618 | 0 | 374 | 0 | 195 | 932 | 0 | 352 | 1200 | 0 | 465 | 0 | 0 | 0 | 0 | 0 | 0 | 0 | 0 | 0
2040-10-08 | 6 | 35.59 | -15735 | -521 | -551 | 0 | 0 | 1728 | 528 | 0 | 80 | 1157 | 53 | 341 | 4265 | 3288 | 1878 | 0 | 361 | 0 | 209 | 930 | 0 | 323 | 1200 | 0 | 465 | 0 | 0 | 0 | 0 | 0 | 0 | 0 | 0 | 0
2040-10-08 | 7 | 35.59 | -17058 | -553 | -709 | 0 | 0 | 969 | 2040 | 0 | 300 | 914 | 53 | 341 | 4598 | 3288 | 2370 | 0 | 362 | 0 | 212 | 935 | 0 | 273 | 1200 | 0 | 465 | 0 | 0 | 0 | 0 | 0 | 0 | 0 | 0 | 0
2040-10-08 | 8 | 35.59 | -17421 | -553 | -867 | 0 | 0 | 14 | 3033 | 0 | 300 | 643 | 53 | 325 | 4413 | 3288 | 3162 | 0 | 382 | 168 | 213 | 942 | 0 | 238 | 1200 | 0 | 465 | 0 | 0 | 0 | 0 | 0 | 0 | 0 | 0 | 0
2040-10-08 | 9 | 10 | -17562 | -521 | -1050 | 0 | 0 | -114 | 3366 | 0 | 300 | 496 | 53 | 166 | 3400 | 3288 | 4057 | 0 | 367 | 702 | 213 | 942 | 0 | 232 | 1200 | 0 | 465 | 0 | 0 | 0 | 0 | 0 | 0 | 0 | 0 | 0
2040-10-08 | 10 | 10 | -17890 | -485 | -1234 | 0 | 0 | -420 | 3556 | 0 | 300 | 369 | 53 | 160 | 2920 | 3288 | 4175 | 0 | 341 | 1855 | 213 | 974 | 0 | 160 | 1200 | 0 | 465 | 0 | 0 | 0 | 0 | 0 | 0 | 75 | 0 | 0
2040-10-08 | 11 | 10 | -18178 | -454 | -1182 | 0 | 0 | -718 | 3725 | 0 | 300 | 333 | 53 | 160 | 2142 | 3288 | 4190 | 0 | 293 | 3180 | 212 | 990 | 0 | 0 | 1200 | 0 | 465 | 0 | 0 | 0 | 0 | 0 | 0 | 229 | 0 | 0
2040-10-08 | 12 | 10 | -17850 | -427 | -1024 | 0 | 0 | -1228 | 3799 | 0 | 300 | 333 | 53 | 160 | 941 | 3288 | 4314 | 0 | 293 | 4178 | 213 | 992 | 0 | 0 | 1200 | 0 | 465 | 0 | 0 | 0 | 0 | 0 | 0 | 243 | 0 | 0
2040-10-08 | 13 | 5 | -17862 | -395 | -1339 | 0 | -610 | -1859 | 3752 | 0 | 300 | 333 | 53 | 160 | 773 | 3288 | 4374 | 0 | 302 | 6501 | 212 | 353 | 0 | 0 | 1200 | 0 | 465 | 0 | 0 | 0 | 0 | 634 | 0 | 255 | 0 | 0
2040-10-08 | 14 | 10 | -17811 | -368 | -1313 | 0 | 0 | -1743 | 3731 | 0 | 300 | 333 | 53 | 160 | 773 | 3288 | 4244 | 0 | 300 | 5188 | 211 | 990 | 0 | 0 | 1200 | 0 | 465 | 0 | 0 | 0 | 0 | 0 | 0 | 260 | 0 | 0
2040-10-08 | 15 | 10 | -17296 | -341 | -1182 | 0 | 0 | -1260 | 3588 | 0 | 300 | 333 | 53 | 160 | 763 | 3288 | 4237 | 0 | 305 | 4183 | 213 | 992 | 0 | 0 | 1200 | 0 | 465 | 0 | 0 | 0 | 0 | 0 | 0 | 254 | 0 | 0
2040-10-08 | 16 | 10 | -16954 | -341 | -1549 | 0 | 0 | 0 | 3472 | 0 | 300 | 333 | 53 | 160 | 763 | 3288 | 4540 | 0 | 286 | 2687 | 213 | 996 | 0 | 89 | 1200 | 0 | 465 | 0 | 0 | 0 | 0 | 0 | 0 | 163 | 0 | 0
2040-10-08 | 17 | 13.52 | -16927 | -341 | -1996 | 0 | 0 | 1136 | 3535 | 0 | 300 | 369 | 53 | 160 | 1021 | 3288 | 4659 | 0 | 281 | 1297 | 213 | 1010 | 0 | 277 | 1200 | 0 | 465 | 0 | 0 | 0 | 0 | 0 | 0 | 0 | 0 | 0
2040-10-08 | 18 | 13.52 | -17579 | -368 | -2390 | 0 | 100 | 1576 | 3799 | 0 | 300 | 713 | 53 | 160 | 1840 | 3288 | 4703 | 0 | 259 | 359 | 215 | 1011 | 0 | 297 | 1200 | 0 | 465 | 0 | 0 | 0 | 0 | 0 | 0 | 0 | 0 | 0
2040-10-08 | 19 | 13.52 | -18007 | -427 | -2285 | 0 | 323 | 1565 | 4227 | 0 | 300 | 754 | 53 | 160 | 1844 | 3288 | 4738 | 0 | 261 | 8 | 215 | 1020 | 0 | 296 | 1200 | 0 | 465 | 0 | 0 | 0 | 0 | 0 | 0 | 0 | 0 | 0
2040-10-08 | 20 | 13.52 | -17149 | -485 | -1602 | 0 | 0 | 932 | 4106 | 0 | 300 | 464 | 53 | 160 | 1664 | 3288 | 4760 | 0 | 295 | 0 | 216 | 1023 | 0 | 310 | 1200 | 0 | 465 | 0 | 0 | 0 | 0 | 0 | 0 | 0 | 0 | 0
2040-10-08 | 21 | 13.52 | -16004 | -553 | -1471 | 0 | 102 | 225 | 3456 | 0 | 300 | 369 | 53 | 160 | 1751 | 3288 | 4772 | 0 | 302 | 0 | 218 | 1026 | 0 | 341 | 1200 | 0 | 465 | 0 | 0 | 0 | 0 | 0 | 0 | 0 | 0 | 0
2040-10-08 | 22 | 5 | -14536 | -589 | -1234 | 0 | 0 | 0 | 2547 | 0 | 300 | 333 | 53 | 160 | 1751 | 3288 | 4784 | 0 | 304 | 0 | 218 | 956 | 0 | 0 | 1200 | 0 | 465 | 0 | 0 | 0 | 0 | 67 | 0 | 361 | 0 | 0
2040-10-08 | 23 | 5 | -13260 | -665 | -1024 | 0 | 0 | 0 | 1448 | 0 | 300 | 333 | 53 | 160 | 1363 | 3288 | 4832 | 0 | 309 | 0 | 218 | 980 | 0 | 0 | 1200 | 0 | 465 | 0 | 0 | 0 | 0 | 40 | 0 | 384 | 0 | 0
2040-10-08 | 24 | 5 | -12439 | -665 | -840 | 0 | 0 | 0 | 528 | 0 | 300 | 333 | 53 | 160 | 1473 | 3288 | 4842 | 0 | 298 | 0 | 215 | 789 | 0 | 0 | 1200 | 0 | 465 | 0 | 0 | 0 | 0 | 204 | 0 | 369 | 0 | 0
2040-10-09 | 1 | 22.27 | -11945 | -665 | -735 | 0 | 0 | -1859 | 528 | 0 | 300 | 333 | 53 | 161 | 1774 | 3288 | 4842 | 0 | 306 | 0 | 212 | 950 | 0 | 790 | 1200 | 0 | 465 | 0 | 0 | 0 | 0 | 0 | 0 | 0 | 0 | 0
2040-10-09 | 2 | 22.28 | -11697 | -665 | -657 | 0 | 0 | -1346 | 528 | 0 | 300 | 333 | 53 | 171 | 956 | 3288 | 4839 | 0 | 310 | 0 | 200 | 938 | 0 | 783 | 1200 | 0 | 465 | 0 | 0 | 0 | 0 | 0 | 0 | 0 | 0 | 0
2040-10-09 | 3 | 22.28 | -11642 | -705 | -578 | 0 | 0 | -910 | 528 | 0 | 300 | 333 | 53 | 171 | 433 | 3288 | 4818 | 0 | 339 | 0 | 205 | 935 | 0 | 767 | 1200 | 0 | 465 | 0 | 0 | 0 | 0 | 0 | 0 | 0 | 0 | 0
2040-10-09 | 4 | 22.28 | -12096 | -746 | -551 | 0 | 0 | -47 | 528 | 0 | 300 | 333 | 53 | 176 | 433 | 3288 | 4818 | 0 | 346 | 0 | 198 | 935 | 0 | 366 | 1200 | 0 | 465 | 0 | 0 | 0 | 0 | 0 | 0 | 0 | 0 | 0
2040-10-09 | 5 | 23.36 | -13309 | -705 | -525 | 0 | 0 | 0 | 528 | 0 | 300 | 333 | 53 | 194 | 1514 | 3288 | 4811 | 0 | 374 | 0 | 195 | 932 | 0 | 352 | 1200 | 0 | 465 | 0 | 0 | 0 | 0 | 0 | 0 | 0 | 0 | 0
2040-10-09 | 6 | 30.11 | -15425 | -705 | -551 | 0 | 0 | 1270 | 528 | 0 | 220 | 688 | 53 | 341 | 1981 | 3288 | 4811 | 0 | 374 | 0 | 209 | 930 | 0 | 323 | 1200 | 0 | 465 | 0 | 0 | 0 | 0 | 0 | 0 | 0 | 0 | 0
2040-10-09 | 7 | 30.11 | -16700 | -705 | -709 | 0 | 0 | 1536 | 1723 | 0 | 220 | 713 | 53 | 341 | 1981 | 3288 | 4805 | 0 | 370 | 0 | 212 | 935 | 0 | 273 | 1200 | 0 | 465 | 0 | 0 | 0 | 0 | 0 | 0 | 0 | 0 | 0
2040-10-09 | 8 | 30.11 | -17126 | -705 | -867 | 0 | 0 | 274 | 2658 | 0 | 220 | 595 | 53 | 325 | 2855 | 3288 | 4806 | 0 | 337 | 228 | 213 | 942 | 0 | 238 | 1200 | 0 | 465 | 0 | 0 | 0 | 0 | 0 | 0 | 0 | 0 | 0
2040-10-09 | 9 | 17.23 | -17354 | -665 | -1050 | 0 | 0 | -296 | 3022 | 0 | 220 | 438 | 53 | 166 | 3037 | 3288 | 4790 | 0 | 271 | 1027 | 213 | 942 | 0 | 232 | 1200 | 0 | 465 | 0 | 0 | 0 | 0 | 0 | 0 | 0 | 0 | 0
2040-10-09 | 10 | 17.23 | -17750 | -625 | -1234 | 0 | 0 | -330 | 3266 | 0 | 0 | 369 | 53 | 160 | 2822 | 3288 | 4798 | 0 | 226 | 1870 | 213 | 974 | 0 | 235 | 1200 | 0 | 465 | 0 | 0 | 0 | 0 | 0 | 0 | 0 | 0 | 0
2040-10-09 | 11 | 17.23 | -18126 | -625 | -1182 | 0 | 0 | -297 | 3498 | 0 | 0 | 369 | 53 | 160 | 2822 | 3288 | 4800 | 0 | 188 | 1956 | 212 | 990 | 0 | 229 | 1200 | 0 | 465 | 0 | 0 | 0 | 0 | 0 | 0 | 0 | 0 | 0
2040-10-09 | 12 | 17.23 | -17859 | -553 | -1024 | 0 | 0 | -1191 | 3598 | 0 | 0 | 333 | 53 | 160 | 2722 | 3288 | 4801 | 0 | 171 | 2388 | 213 | 992 | 0 | 243 | 1200 | 0 | 465 | 0 | 0 | 0 | 0 | 0 | 0 | 0 | 0 | 0
2040-10-09 | 13 | 14.45 | -17777 | -553 | -1339 | 0 | -207 | -1859 | 3614 | 0 | 0 | 333 | 53 | 160 | 1876 | 3288 | 4786 | 0 | 159 | 4346 | 212 | 987 | 0 | 255 | 1200 | 0 | 465 | 0 | 0 | 0 | 0 | 0 | 0 | 0 | 0 | 0
2040-10-09 | 14 | 17.55 | -17773 | -589 | -1313 | 0 | 0 | 0 | 3567 | 0 | 0 | 333 | 53 | 160 | 1879 | 3288 | 4794 | 0 | 142 | 2333 | 211 | 990 | 0 | 260 | 1200 | 0 | 465 | 0 | 0 | 0 | 0 | 0 | 0 | 0 | 0 | 0
2040-10-09 | 15 | 17.23 | -17283 | -553 | -1182 | 0 | 0 | -119 | 3456 | 0 | 0 | 333 | 53 | 160 | 1876 | 3288 | 4795 | 0 | 134 | 1918 | 213 | 992 | 0 | 254 | 1200 | 0 | 465 | 0 | 0 | 0 | 0 | 0 | 0 | 0 | 0 | 0
2040-10-09 | 16 | 23.29 | -17088 | -589 | -1549 | 0 | 0 | 264 | 3382 | 0 | 0 | 361 | 53 | 171 | 2141 | 3288 | 4795 | 0 | 134 | 1511 | 213 | 996 | 0 | 252 | 1200 | 0 | 465 | 0 | 0 | 0 | 0 | 0 | 0 | 0 | 0 | 0
2040-10-09 | 17 | 23.29 | -17150 | -589 | -1996 | 0 | 0 | 488 | 3546 | 0 | 0 | 507 | 53 | 171 | 2651 | 3288 | 4795 | 0 | 144 | 926 | 213 | 1010 | 0 | 277 | 1200 | 0 | 465 | 0 | 0 | 0 | 0 | 0 | 0 | 0 | 0 | 0
2040-10-09 | 18 | 23.29 | -17726 | -625 | -2390 | 0 | 76 | 1427 | 3873 | 0 | 0 | 815 | 53 | 171 | 2605 | 3288 | 4795 | 0 | 158 | 291 | 215 | 1011 | 0 | 297 | 1200 | 0 | 465 | 0 | 0 | 0 | 0 | 0 | 0 | 0 | 0 | 0
2040-10-09 | 19 | 23.29 | -18055 | -665 | -2285 | 0 | 100 | 851 | 4227 | 0 | 0 | 909 | 53 | 171 | 3211 | 3288 | 4804 | 0 | 191 | 3 | 215 | 1020 | 0 | 296 | 1200 | 0 | 465 | 0 | 0 | 0 | 0 | 0 | 0 | 0 | 0 | 0
2040-10-09 | 20 | 23.29 | -17299 | -705 | -1602 | 0 | 1 | 0 | 4026 | 0 | 0 | 562 | 53 | 171 | 3211 | 3288 | 4825 | 0 | 255 | 0 | 216 | 1023 | 0 | 310 | 1200 | 0 | 465 | 0 | 0 | 0 | 0 | 0 | 0 | 0 | 0 | 0
2040-10-09 | 21 | 10 | -16179 | -705 | -1471 | 0 | 0 | 0 | 3419 | 0 | 0 | 438 | 53 | 160 | 2682 | 3288 | 4817 | 0 | 327 | 0 | 218 | 1026 | 0 | 262 | 1200 | 0 | 465 | 0 | 0 | 0 | 0 | 0 | 0 | 79 | 0 | 0
2040-10-09 | 22 | 5 | -14705 | -705 | -1234 | 0 | 0 | -164 | 2510 | 0 | 0 | 333 | 53 | 160 | 2389 | 3288 | 4809 | 0 | 395 | 0 | 218 | 989 | 0 | 0 | 1200 | 0 | 465 | 0 | 0 | 0 | 0 | 34 | 0 | 361 | 0 | 0
2040-10-09 | 23 | 5 | -13463 | -705 | -1024 | 0 | 0 | 0 | 1384 | 0 | 0 | 333 | 53 | 160 | 2069 | 3288 | 4792 | 0 | 409 | 0 | 218 | 821 | 0 | 0 | 1200 | 0 | 465 | 0 | 0 | 0 | 0 | 199 | 0 | 384 | 0 | 0
2040-10-09 | 24 | 6.76 | -12546 | -665 | -840 | 0 | 0 | 121 | 528 | 0 | 0 | 333 | 53 | 160 | 1478 | 3288 | 4800 | 0 | 416 | 0 | 215 | 993 | 0 | 0 | 1200 | 0 | 465 | 0 | 0 | 0 | 0 | 0 | 0 | 369 | 0 | 0
2040-10-10 | 1 | 25.31 | -12110 | -665 | -735 | 0 | 0 | -1429 | 528 | 0 | 0 | 333 | 53 | 319 | 1576 | 3288 | 4800 | 0 | 424 | 0 | 212 | 950 | 0 | 790 | 1200 | 0 | 465 | 0 | 0 | 0 | 0 | 0 | 0 | 0 | 0 | 0
2040-10-10 | 2 | 25.31 | -11914 | -705 | -657 | 0 | 0 | -1324 | 528 | 0 | 0 | 333 | 53 | 335 | 1241 | 3288 | 4800 | 0 | 436 | 0 | 200 | 938 | 0 | 783 | 1200 | 0 | 465 | 0 | 0 | 0 | 0 | 0 | 0 | 0 | 0 | 0
2040-10-10 | 3 | 25.31 | -11954 | -665 | -578 | 0 | 0 | -1084 | 528 | 0 | 0 | 333 | 53 | 341 | 951 | 3288 | 4785 | 0 | 430 | 0 | 205 | 935 | 0 | 767 | 1200 | 0 | 465 | 0 | 0 | 0 | 0 | 0 | 0 | 0 | 0 | 0
2040-10-10 | 4 | 34.21 | -12310 | -665 | -551 | 0 | 0 | 446 | 528 | 0 | 0 | 333 | 53 | 341 | 1299 | 3288 | 3652 | 0 | 422 | 0 | 198 | 935 | 0 | 366 | 1200 | 0 | 465 | 0 | 0 | 0 | 0 | 0 | 0 | 0 | 0 | 0
2040-10-10 | 5 | 34.21 | -13611 | -665 | -525 | 0 | 0 | 158 | 528 | 0 | 0 | 333 | 53 | 341 | 2459 | 3288 | 4064 | 0 | 433 | 0 | 195 | 932 | 0 | 352 | 1200 | 0 | 465 | 0 | 0 | 0 | 0 | 0 | 0 | 0 | 0 | 0
2040-10-10 | 6 | 34.21 | -15787 | -665 | -551 | 0 | 0 | 908 | 528 | 0 | 0 | 713 | 53 | 341 | 3393 | 3288 | 4213 | 0 | 439 | 0 | 209 | 930 | 0 | 323 | 1200 | 0 | 465 | 0 | 0 | 0 | 0 | 0 | 0 | 0 | 0 | 0
2040-10-10 | 7 | 34.21 | -17030 | -705 | -709 | 0 | 0 | 1079 | 2092 | 0 | 0 | 713 | 53 | 341 | 3721 | 3288 | 3607 | 0 | 464 | 0 | 212 | 935 | 0 | 273 | 1200 | 0 | 465 | 0 | 0 | 0 | 0 | 0 | 0 | 0 | 0 | 0
2040-10-10 | 8 | 34.21 | -17316 | -705 | -867 | 0 | 0 | 250 | 3022 | 0 | 0 | 507 | 53 | 325 | 3557 | 3288 | 4082 | 0 | 465 | 280 | 213 | 942 | 0 | 238 | 1200 | 0 | 465 | 0 | 0 | 0 | 0 | 0 | 0 | 0 | 0 | 0
2040-10-10 | 9 | 7.4 | -17421 | -705 | -1050 | 0 | -82 | -59 | 3324 | 0 | 0 | 344 | 53 | 166 | 2914 | 3288 | 4731 | 0 | 423 | 1255 | 213 | 942 | 0 | 0 | 1200 | 0 | 465 | 0 | 0 | 0 | 0 | 0 | 0 | 232 | 0 | 0
2040-10-10 | 10 | 7.4 | -17750 | -665 | -1234 | 0 | 0 | -1032 | 3482 | 0 | 0 | 333 | 53 | 160 | 2914 | 3288 | 4759 | 0 | 358 | 2482 | 213 | 974 | 0 | 0 | 1200 | 0 | 465 | 0 | 0 | 0 | 0 | 0 | 0 | 235 | 0 | 0
2040-10-10 | 11 | 7.4 | -18048 | -625 | -1182 | 0 | -9 | -1859 | 3646 | 0 | 0 | 333 | 53 | 160 | 2694 | 3288 | 4758 | 0 | 310 | 3613 | 212 | 990 | 0 | 0 | 1200 | 0 | 465 | 0 | 0 | 0 | 0 | 0 | 0 | 229 | 0 | 0
2040-10-10 | 12 | 5 | -17777 | -589 | -1024 | 0 | -610 | -1859 | 3720 | 0 | 0 | 333 | 53 | 160 | 2199 | 3288 | 4750 | 0 | 252 | 4450 | 213 | 776 | 0 | 0 | 1200 | 0 | 465 | 0 | 0 | 0 | 0 | 216 | 0 | 243 | 0 | 0
2040-10-10 | 13 | 7.4 | -17806 | -485 | -1339 | 0 | -206 | -1859 | 3662 | 0 | 0 | 333 | 53 | 160 | 1863 | 3288 | 4742 | 0 | 230 | 4501 | 212 | 987 | 0 | 0 | 1200 | 0 | 465 | 0 | 0 | 0 | 0 | 0 | 0 | 255 | 0 | 0
2040-10-10 | 14 | 7.4 | -17717 | -454 | -1313 | 0 | 0 | -1127 | 3646 | 0 | 0 | 333 | 53 | 160 | 1188 | 3288 | 4749 | 0 | 219 | 4109 | 211 | 990 | 0 | 0 | 1200 | 0 | 465 | 0 | 0 | 0 | 0 | 0 | 0 | 260 | 0 | 0
2040-10-10 | 15 | 7.4 | -17318 | -454 | -1182 | 0 | 0 | -437 | 3503 | 0 | 0 | 333 | 53 | 160 | 868 | 3288 | 4748 | 0 | 223 | 3345 | 213 | 992 | 0 | 0 | 1200 | 0 | 465 | 0 | 0 | 0 | 0 | 0 | 0 | 254 | 0 | 0
2040-10-10 | 16 | 10 | -16986 | -427 | -1549 | 0 | 0 | 267 | 3445 | 0 | 0 | 333 | 53 | 160 | 1158 | 3288 | 4693 | 0 | 226 | 2213 | 213 | 996 | 0 | 252 | 1200 | 0 | 465 | 0 | 0 | 0 | 0 | 0 | 0 | 0 | 0 | 0
2040-10-10 | 17 | 10 | -17012 | -454 | -1996 | 0 | 0 | 1453 | 3535 | 0 | 220 | 438 | 53 | 160 | 1028 | 3288 | 4765 | 0 | 236 | 1120 | 213 | 1010 | 0 | 277 | 1200 | 0 | 465 | 0 | 0 | 0 | 0 | 0 | 0 | 0 | 0 | 0
2040-10-10 | 18 | 15.09 | -17674 | -454 | -2390 | 0 | 432 | 1859 | 3815 | 0 | 300 | 713 | 53 | 160 | 1266 | 3288 | 4782 | 0 | 277 | 384 | 215 | 1011 | 0 | 297 | 1200 | 0 | 465 | 0 | 0 | 0 | 0 | 0 | 0 | 0 | 0 | 0
2040-10-10 | 19 | 15.09 | -18179 | -485 | -2285 | 0 | 349 | 1859 | 4227 | 0 | 300 | 796 | 53 | 160 | 1602 | 3288 | 4779 | 0 | 336 | 3 | 215 | 1020 | 0 | 296 | 1200 | 0 | 465 | 0 | 0 | 0 | 0 | 0 | 0 | 0 | 0 | 0
2040-10-10 | 20 | 10 | -17437 | -521 | -1602 | 0 | 0 | 537 | 4143 | 0 | 300 | 491 | 53 | 160 | 2402 | 3288 | 4809 | 0 | 398 | 0 | 216 | 1023 | 0 | 76 | 1200 | 0 | 465 | 0 | 0 | 0 | 0 | 0 | 0 | 234 | 0 | 0
2040-10-10 | 21 | 10 | -16347 | -521 | -1471 | 0 | 0 | 117 | 3535 | 0 | 300 | 369 | 53 | 160 | 2342 | 3288 | 4780 | 0 | 485 | 0 | 218 | 1026 | 0 | 0 | 1200 | 0 | 465 | 0 | 0 | 0 | 0 | 0 | 0 | 341 | 0 | 0
2040-10-10 | 22 | 5 | -15041 | -553 | -1234 | 0 | 0 | 0 | 2658 | 0 | 300 | 333 | 53 | 160 | 2209 | 3288 | 4772 | 0 | 538 | 0 | 218 | 634 | 0 | 0 | 1200 | 0 | 465 | 0 | 0 | 0 | 0 | 389 | 0 | 361 | 0 | 0
2040-10-10 | 23 | 5 | -13806 | -553 | -1024 | 0 | 0 | 0 | 1633 | 0 | 300 | 333 | 53 | 160 | 1989 | 3288 | 4791 | 0 | 555 | 0 | 218 | 397 | 0 | 0 | 1200 | 0 | 465 | 0 | 0 | 0 | 0 | 623 | 0 | 384 | 0 | 0
2040-10-10 | 24 | 5 | -12748 | -553 | -840 | 0 | 0 | 0 | 682 | 0 | 300 | 333 | 53 | 160 | 1804 | 3288 | 4798 | 0 | 525 | 0 | 215 | 317 | 0 | 0 | 1200 | 0 | 465 | 0 | 0 | 0 | 0 | 676 | 0 | 369 | 0 | 0
2040-10-11 | 1 | 17.91 | -12244 | -589 | -735 | 0 | 0 | -1540 | 528 | 0 | 300 | 333 | 53 | 160 | 1520 | 3288 | 4805 | 0 | 504 | 0 | 212 | 950 | 0 | 790 | 1200 | 0 | 465 | 0 | 0 | 0 | 0 | 0 | 0 | 0 | 0 | 0
2040-10-11 | 2 | 17.91 | -11987 | -589 | -657 | 0 | 0 | -1605 | 528 | 0 | 300 | 333 | 53 | 160 | 1281 | 3288 | 4819 | 0 | 488 | 0 | 200 | 938 | 0 | 783 | 1200 | 0 | 465 | 0 | 0 | 0 | 0 | 0 | 0 | 0 | 0 | 0
2040-10-11 | 3 | 17.91 | -11926 | -625 | -578 | 0 | 0 | -1669 | 528 | 0 | 300 | 333 | 53 | 160 | 1281 | 3288 | 4819 | 0 | 463 | 0 | 205 | 935 | 0 | 767 | 1200 | 0 | 465 | 0 | 0 | 0 | 0 | 0 | 0 | 0 | 0 | 0
2040-10-11 | 4 | 17.91 | -12255 | -665 | -551 | 0 | 0 | -314 | 528 | 0 | 300 | 333 | 53 | 160 | 701 | 3288 | 4819 | 0 | 439 | 0 | 198 | 935 | 0 | 366 | 1200 | 0 | 465 | 0 | 0 | 0 | 0 | 0 | 0 | 0 | 0 | 0
2040-10-11 | 5 | 24.21 | -13481 | -705 | -525 | 0 | 0 | 767 | 528 | 0 | 300 | 333 | 53 | 265 | 753 | 3288 | 4834 | 0 | 446 | 0 | 195 | 932 | 0 | 352 | 1200 | 0 | 465 | 0 | 0 | 0 | 0 | 0 | 0 | 0 | 0 | 0
2040-10-11 | 6 | 24.21 | -15526 | -705 | -551 | 0 | 0 | 1520 | 734 | 0 | 300 | 641 | 53 | 265 | 1556 | 3288 | 4834 | 0 | 465 | 0 | 209 | 930 | 0 | 323 | 1200 | 0 | 465 | 0 | 0 | 0 | 0 | 0 | 0 | 0 | 0 | 0
2040-10-11 | 7 | 24.21 | -16767 | -705 | -709 | 0 | 0 | 1026 | 2277 | 0 | 300 | 592 | 53 | 262 | 1993 | 3288 | 4833 | 0 | 472 | 0 | 212 | 935 | 0 | 273 | 1200 | 0 | 465 | 0 | 0 | 0 | 0 | 0 | 0 | 0 | 0 | 0
2040-10-11 | 8 | 24.21 | -17254 | -746 | -867 | 0 | 0 | 448 | 3266 | 0 | 300 | 482 | 53 | 262 | 2178 | 3288 | 4819 | 0 | 468 | 245 | 213 | 942 | 0 | 238 | 1200 | 0 | 465 | 0 | 0 | 0 | 0 | 0 | 0 | 0 | 0 | 0
2040-10-11 | 9 | 24.21 | -17479 | -705 | -1050 | 0 | 0 | 34 | 3688 | 0 | 300 | 333 | 53 | 262 | 1798 | 3288 | 4799 | 0 | 468 | 1159 | 213 | 942 | 0 | 232 | 1200 | 0 | 465 | 0 | 0 | 0 | 0 | 0 | 0 | 0 | 0 | 0
2040-10-11 | 10 | 5 | -17749 | -625 | -1234 | 0 | 0 | -754 | 3910 | 0 | 300 | 333 | 53 | 160 | 1824 | 3288 | 4797 | 0 | 467 | 2377 | 213 | 974 | 0 | 0 | 1200 | 0 | 465 | 0 | 0 | 0 | 0 | 0 | 0 | 235 | 0 | 0
2040-10-11 | 11 | 5 | -18005 | -589 | -1182 | 0 | 0 | -1614 | 4037 | 0 | 300 | 333 | 53 | 160 | 1824 | 3288 | 4791 | 0 | 427 | 3310 | 212 | 990 | 0 | 0 | 1200 | 0 | 465 | 0 | 0 | 0 | 0 | 0 | 0 | 229 | 0 | 0
2040-10-11 | 12 | 5 | -17644 | -553 | -1024 | 0 | 0 | -1859 | 4085 | 0 | 300 | 333 | 53 | 160 | 1724 | 3288 | 4795 | 0 | 393 | 3692 | 213 | 379 | 0 | 0 | 1200 | 0 | 465 | 0 | 0 | 0 | 0 | 613 | 0 | 243 | 0 | 0
2040-10-11 | 13 | 5 | -17620 | -521 | -1339 | 0 | 0 | -1766 | 4011 | 0 | 300 | 333 | 53 | 160 | 1556 | 3288 | 4802 | 0 | 386 | 3530 | 212 | 951 | 0 | 0 | 1200 | 0 | 465 | 0 | 0 | 0 | 0 | 36 | 0 | 255 | 0 | 0
2040-10-11 | 14 | 5 | -17523 | -485 | -1313 | 0 | 0 | -189 | 3958 | 0 | 300 | 333 | 53 | 160 | 1266 | 3288 | 4810 | 0 | 400 | 3276 | 0 | 0 | 0 | 0 | 1200 | 0 | 465 | 0 | 0 | 0 | 211 | 990 | 0 | 260 | 0 | 0
2040-10-11 | 15 | 5 | -16960 | -454 | -1182 | 0 | 0 | 0 | 3778 | 0 | 300 | 333 | 53 | 160 | 1262 | 3288 | 4810 | 0 | 410 | 2450 | 87 | 0 | 0 | 0 | 1200 | 0 | 465 | 0 | 0 | 0 | 126 | 992 | 0 | 254 | 0 | 0
2040-10-11 | 16 | 5 | -16575 | -485 | -1549 | 0 | 0 | 0 | 3646 | 0 | 300 | 333 | 53 | 160 | 1407 | 3288 | 4788 | 0 | 409 | 1792 | 213 | 556 | 0 | 0 | 1200 | 0 | 465 | 0 | 0 | 0 | 0 | 440 | 0 | 252 | 0 | 0
2040-10-11 | 17 | 6.76 | -16438 | -485 | -1996 | 0 | 0 | 388 | 3683 | 0 | 300 | 333 | 53 | 160 | 1552 | 3288 | 4788 | 0 | 408 | 1078 | 213 | 1010 | 0 | 0 | 1200 | 0 | 465 | 0 | 0 | 0 | 0 | 0 | 0 | 277 | 0 | 0
2040-10-11 | 18 | 6.76 | -16985 | -553 | -2390 | 0 | 0 | 1534 | 3900 | 0 | 220 | 511 | 53 | 160 | 1712 | 3288 | 4797 | 0 | 442 | 421 | 215 | 1011 | 0 | 0 | 1200 | 0 | 465 | 0 | 0 | 0 | 0 | 0 | 0 | 297 | 0 | 0
2040-10-11 | 19 | 6.76 | -17326 | -553 | -2285 | 0 | 0 | 1571 | 4227 | 0 | 220 | 592 | 53 | 160 | 1880 | 3288 | 4797 | 0 | 472 | 3 | 215 | 1020 | 0 | 0 | 1200 | 0 | 465 | 0 | 0 | 0 | 0 | 0 | 0 | 296 | 0 | 0
2040-10-11 | 20 | 6.76 | -16739 | -589 | -1602 | 0 | 0 | 687 | 4026 | 0 | 220 | 369 | 53 | 160 | 1880 | 3288 | 4819 | 0 | 523 | 0 | 216 | 1023 | 0 | 0 | 1200 | 0 | 465 | 0 | 0 | 0 | 0 | 0 | 0 | 310 | 0 | 0
2040-10-11 | 21 | 6.76 | -15934 | -589 | -1471 | 0 | 0 | 394 | 3514 | 0 | 220 | 333 | 53 | 160 | 1747 | 3288 | 4825 | 0 | 550 | 0 | 218 | 1026 | 0 | 0 | 1200 | 0 | 465 | 0 | 0 | 0 | 0 | 0 | 0 | 341 | 0 | 0
2040-10-11 | 22 | 5 | -14807 | -589 | -1234 | 0 | 0 | 0 | 2785 | 0 | 220 | 333 | 53 | 160 | 1531 | 3288 | 4825 | 0 | 564 | 0 | 218 | 988 | 0 | 0 | 1200 | 0 | 465 | 0 | 0 | 0 | 0 | 35 | 0 | 361 | 0 | 0
2040-10-11 | 23 | 5 | -13630 | -589 | -1024 | 0 | 0 | 0 | 1855 | 0 | 0 | 333 | 53 | 160 | 1531 | 3288 | 4833 | 0 | 568 | 0 | 218 | 739 | 0 | 0 | 1200 | 0 | 465 | 0 | 0 | 0 | 0 | 281 | 0 | 384 | 0 | 0
2040-10-11 | 24 | 5 | -12655 | -625 | -840 | 0 | 0 | 0 | 930 | 0 | 0 | 333 | 53 | 160 | 1206 | 3288 | 4841 | 0 | 553 | 0 | 215 | 876 | 0 | 0 | 1200 | 0 | 465 | 0 | 0 | 0 | 0 | 117 | 0 | 369 | 0 | 0
2040-10-12 | 1 | 14.4 | -12090 | -625 | -735 | 0 | 0 | -1262 | 946 | 0 | 0 | 333 | 53 | 160 | 944 | 3288 | 4841 | 0 | 530 | 0 | 212 | 950 | 0 | 790 | 1200 | 0 | 465 | 0 | 0 | 0 | 0 | 0 | 0 | 0 | 0 | 0
2040-10-12 | 2 | 14.4 | -11837 | -665 | -657 | 0 | 0 | -833 | 528 | 0 | 0 | 333 | 53 | 160 | 706 | 3288 | 4834 | 0 | 503 | 0 | 200 | 938 | 0 | 783 | 1200 | 0 | 465 | 0 | 0 | 0 | 0 | 0 | 0 | 0 | 0 | 0
2040-10-12 | 3 | 14.4 | -11695 | -665 | -578 | 0 | 0 | -1022 | 528 | 0 | 0 | 333 | 53 | 160 | 706 | 3288 | 4840 | 0 | 479 | 0 | 205 | 935 | 0 | 767 | 1200 | 0 | 465 | 0 | 0 | 0 | 0 | 0 | 0 | 0 | 0 | 0
2040-10-12 | 4 | 14.4 | -11814 | -665 | -551 | 0 | 0 | -182 | 528 | 0 | 0 | 333 | 53 | 160 | 386 | 3288 | 4852 | 0 | 448 | 0 | 198 | 935 | 0 | 366 | 1200 | 0 | 465 | 0 | 0 | 0 | 0 | 0 | 0 | 0 | 0 | 0
2040-10-12 | 5 | 19.46 | -12266 | -665 | -525 | 0 | 0 | 218 | 528 | 0 | 0 | 333 | 53 | 160 | 497 | 3288 | 4793 | 0 | 442 | 0 | 195 | 932 | 0 | 352 | 1200 | 0 | 465 | 0 | 0 | 0 | 0 | 0 | 0 | 0 | 0 | 0
2040-10-12 | 6 | 19.46 | -13037 | -665 | -551 | 0 | 0 | 384 | 576 | 0 | 0 | 333 | 53 | 160 | 1210 | 3288 | 4733 | 0 | 390 | 0 | 209 | 930 | 0 | 323 | 1200 | 0 | 465 | 0 | 0 | 0 | 0 | 0 | 0 | 0 | 0 | 0
2040-10-12 | 7 | 19.46 | -13950 | -665 | -709 | 0 | 0 | 522 | 1273 | 0 | 0 | 333 | 53 | 160 | 1743 | 3288 | 4507 | 0 | 360 | 0 | 212 | 935 | 0 | 273 | 1200 | 0 | 465 | 0 | 0 | 0 | 0 | 0 | 0 | 0 | 0 | 0
2040-10-12 | 8 | 19.46 | -14936 | -665 | -867 | 0 | 0 | 741 | 2082 | 0 | 0 | 334 | 53 | 160 | 2110 | 3288 | 4114 | 0 | 350 | 177 | 213 | 942 | 0 | 238 | 1200 | 0 | 465 | 0 | 0 | 0 | 0 | 0 | 0 | 0 | 0 | 0
2040-10-12 | 9 | 19.46 | -15618 | -665 | -1050 | 0 | 0 | 416 | 2959 | 0 | 0 | 333 | 53 | 160 | 2110 | 3288 | 4042 | 0 | 310 | 610 | 213 | 942 | 0 | 232 | 1200 | 0 | 465 | 0 | 0 | 0 | 0 | 0 | 0 | 0 | 0 | 0
2040-10-12 | 10 | 14.4 | -16129 | -625 | -1234 | 0 | 0 | -91 | 3572 | 0 | 0 | 333 | 53 | 160 | 2364 | 3288 | 3410 | 0 | 301 | 1511 | 213 | 974 | 0 | 235 | 1200 | 0 | 465 | 0 | 0 | 0 | 0 | 0 | 0 | 0 | 0 | 0
2040-10-12 | 11 | 14.4 | -16351 | -589 | -1182 | 0 | 0 | -950 | 3884 | 0 | 0 | 333 | 53 | 160 | 2364 | 3288 | 3493 | 0 | 255 | 2146 | 212 | 990 | 0 | 229 | 1200 | 0 | 465 | 0 | 0 | 0 | 0 | 0 | 0 | 0 | 0 | 0
2040-10-12 | 12 | 8.37 | -15911 | -553 | -1024 | -665 | -269 | -1859 | 3905 | 0 | 0 | 333 | 53 | 160 | 2040 | 3288 | 4223 | 0 | 209 | 3201 | 213 | 992 | 0 | 0 | 1200 | 0 | 465 | 0 | 0 | 0 | 0 | 0 | 0 | 243 | 0 | 0
2040-10-12 | 13 | 8.37 | -15792 | -553 | -1339 | -402 | -610 | -1859 | 3789 | 0 | 0 | 333 | 53 | 160 | 1872 | 3288 | 4530 | 0 | 163 | 3502 | 212 | 987 | 0 | 0 | 1200 | 0 | 465 | 0 | 0 | 0 | 0 | 0 | 0 | 255 | 0 | 0
2040-10-12 | 14 | 8.37 | -15728 | -521 | -1313 | -503 | -129 | -1859 | 3662 | 0 | 0 | 333 | 53 | 160 | 1437 | 3288 | 4585 | 0 | 126 | 3544 | 211 | 990 | 0 | 0 | 1200 | 0 | 465 | 0 | 0 | 0 | 0 | 0 | 0 | 260 | 0 | 0
2040-10-12 | 15 | 8.37 | -15271 | -454 | -1182 | -350 | -410 | -1859 | 3472 | 0 | 0 | 333 | 53 | 160 | 1292 | 3288 | 4588 | 0 | 109 | 3361 | 213 | 992 | 0 | 0 | 1200 | 0 | 465 | 0 | 0 | 0 | 0 | 0 | 0 | 254 | 0 | 0
2040-10-12 | 16 | 14.4 | -15001 | -454 | -1549 | 0 | 0 | -1574 | 3382 | 0 | 0 | 333 | 53 | 160 | 1053 | 3288 | 4232 | 0 | 94 | 2857 | 213 | 996 | 0 | 252 | 1200 | 0 | 465 | 0 | 0 | 0 | 0 | 0 | 0 | 0 | 0 | 0
2040-10-12 | 17 | 19.46 | -15050 | -454 | -1996 | 101 | 204 | 285 | 3509 | 0 | 0 | 333 | 53 | 160 | 1053 | 3288 | 3604 | 0 | 90 | 1653 | 213 | 1010 | 0 | 277 | 1200 | 0 | 465 | 0 | 0 | 0 | 0 | 0 | 0 | 0 | 0 | 0
2040-10-12 | 18 | 19.46 | -15653 | -427 | -2390 | 447 | 175 | 1526 | 3820 | 0 | 0 | 483 | 53 | 160 | 1343 | 3288 | 3447 | 0 | 98 | 442 | 215 | 1011 | 0 | 297 | 1200 | 0 | 465 | 0 | 0 | 0 | 0 | 0 | 0 | 0 | 0 | 0
2040-10-12 | 19 | 19.46 | -16110 | -454 | -2285 | 497 | 500 | 1549 | 4227 | 0 | 0 | 690 | 53 | 160 | 1582 | 3288 | 2997 | 0 | 106 | 3 | 215 | 1020 | 0 | 296 | 1200 | 0 | 465 | 0 | 0 | 0 | 0 | 0 | 0 | 0 | 0 | 0
2040-10-12 | 20 | 19.46 | -15581 | -485 | -1602 | 310 | 2 | 1341 | 4095 | 0 | 0 | 496 | 53 | 160 | 2017 | 3288 | 2572 | 0 | 120 | 0 | 216 | 1023 | 0 | 310 | 1200 | 0 | 465 | 0 | 0 | 0 | 0 | 0 | 0 | 0 | 0 | 0
2040-10-12 | 21 | 19.46 | -14886 | -553 | -1471 | 62 | 238 | 1193 | 3630 | 0 | 0 | 496 | 53 | 160 | 2382 | 3288 | 2035 | 0 | 122 | 0 | 218 | 1026 | 0 | 341 | 1200 | 0 | 465 | 0 | 0 | 0 | 0 | 0 | 0 | 0 | 0 | 0
2040-10-12 | 22 | 19.46 | -13958 | -625 | -1234 | 0 | 0 | 942 | 2991 | 0 | 0 | 438 | 53 | 160 | 2620 | 3288 | 1907 | 0 | 151 | 0 | 218 | 1023 | 0 | 361 | 1200 | 0 | 465 | 0 | 0 | 0 | 0 | 0 | 0 | 0 | 0 | 0
2040-10-12 | 23 | 19.46 | -13049 | -665 | -1024 | 234 | 0 | 612 | 2166 | 0 | 0 | 369 | 53 | 160 | 2620 | 3288 | 1785 | 0 | 162 | 0 | 218 | 1020 | 0 | 384 | 1200 | 0 | 465 | 0 | 0 | 0 | 0 | 0 | 0 | 0 | 0 | 0
2040-10-12 | 24 | 19.46 | -12004 | -625 | -840 | 0 | 102 | 148 | 1321 | 0 | 0 | 334 | 53 | 160 | 2925 | 3288 | 1718 | 0 | 178 | 0 | 215 | 993 | 0 | 369 | 1200 | 0 | 465 | 0 | 0 | 0 | 0 | 0 | 0 | 0 | 0 | 0
2040-10-13 | 1 | 24.21 | -11578 | -625 | -972 | 0 | 0 | -749 | 597 | 0 | 0 | 438 | 53 | 299 | 3961 | 3288 | 1461 | 0 | 209 | 0 | 212 | 950 | 0 | 790 | 1200 | 0 | 465 | 0 | 0 | 0 | 0 | 0 | 0 | 0 | 0 | 0
2040-10-13 | 2 | 24.21 | -11339 | -625 | -840 | 0 | 0 | -749 | 528 | 0 | 0 | 369 | 53 | 314 | 3961 | 3288 | 1174 | 0 | 279 | 0 | 200 | 938 | 0 | 783 | 1200 | 0 | 465 | 0 | 0 | 0 | 0 | 0 | 0 | 0 | 0 | 0
2040-10-13 | 3 | 24.21 | -11201 | -625 | -762 | 0 | 0 | -516 | 528 | 0 | 0 | 369 | 53 | 314 | 3961 | 3288 | 714 | 0 | 303 | 0 | 205 | 935 | 0 | 767 | 1200 | 0 | 465 | 0 | 0 | 0 | 0 | 0 | 0 | 0 | 0 | 0
2040-10-13 | 4 | 24.21 | -11246 | -665 | -683 | 0 | 0 | -94 | 528 | 0 | 80 | 369 | 53 | 314 | 3961 | 3288 | 581 | 0 | 350 | 0 | 198 | 935 | 0 | 366 | 1200 | 0 | 465 | 0 | 0 | 0 | 0 | 0 | 0 | 0 | 0 | 0
2040-10-13 | 5 | 28.61 | -11532 | -665 | -683 | 0 | 0 | 0 | 528 | 0 | 80 | 438 | 53 | 341 | 4096 | 3288 | 530 | 0 | 381 | 0 | 195 | 932 | 0 | 352 | 1200 | 0 | 465 | 0 | 0 | 0 | 0 | 0 | 0 | 0 | 0 | 0
2040-10-13 | 6 | 29.6 | -12092 | -665 | -709 | 0 | 0 | 0 | 528 | 0 | 300 | 511 | 53 | 341 | 4516 | 3288 | 425 | 0 | 376 | 0 | 209 | 930 | 0 | 323 | 1200 | 0 | 465 | 0 | 0 | 0 | 0 | 0 | 0 | 0 | 0 | 0
2040-10-13 | 7 | 32.72 | -12753 | -705 | -788 | 0 | 0 | 282 | 618 | 0 | 300 | 713 | 53 | 341 | 4839 | 3288 | 348 | 0 | 379 | 0 | 212 | 935 | 0 | 273 | 1200 | 0 | 465 | 0 | 0 | 0 | 0 | 0 | 0 | 0 | 0 | 0
2040-10-13 | 8 | 32.72 | -13679 | -746 | -919 | 0 | 0 | 590 | 1247 | 0 | 300 | 713 | 53 | 341 | 4715 | 3288 | 317 | 0 | 355 | 366 | 213 | 942 | 0 | 238 | 1200 | 0 | 465 | 0 | 0 | 0 | 0 | 0 | 0 | 0 | 0 | 0
2040-10-13 | 9 | 24.21 | -14372 | -665 | -1103 | 0 | 0 | -145 | 2018 | 0 | 300 | 369 | 53 | 308 | 4219 | 3288 | 391 | 0 | 312 | 1973 | 213 | 942 | 0 | 232 | 1200 | 0 | 465 | 0 | 0 | 0 | 0 | 0 | 0 | 0 | 0 | 0
2040-10-13 | 10 | 24.21 | -15049 | -589 | -1313 | 0 | 0 | -1316 | 2626 | 0 | 300 | 333 | 53 | 308 | 3600 | 3288 | 470 | 0 | 239 | 3962 | 213 | 974 | 0 | 235 | 1200 | 0 | 465 | 0 | 0 | 0 | 0 | 0 | 0 | 0 | 0 | 0
2040-10-13 | 11 | 24.21 | -15179 | -454 | -1182 | 0 | 0 | -1179 | 2938 | 0 | 300 | 333 | 53 | 299 | 781 | 3288 | 443 | 0 | 218 | 6245 | 212 | 990 | 0 | 229 | 1200 | 0 | 465 | 0 | 0 | 0 | 0 | 0 | 0 | 0 | 0 | 0
2040-10-13 | 12 | 19.77 | -15249 | -395 | -1313 | -622 | -298 | -1859 | 3075 | 0 | 300 | 333 | 53 | 160 | 609 | 3288 | 448 | 0 | 165 | 8192 | 213 | 992 | 0 | 243 | 1200 | 0 | 465 | 0 | 0 | 0 | 0 | 0 | 0 | 0 | 0 | 0
2040-10-13 | 13 | 10 | -15094 | -341 | -1418 | -908 | -610 | -1859 | 3160 | 0 | 300 | 333 | 53 | 160 | 379 | 3288 | 402 | 0 | 115 | 9065 | 212 | 987 | 0 | 111 | 1200 | 0 | 465 | 0 | 0 | 0 | 0 | 0 | 0 | 144 | 0 | 0
2040-10-13 | 14 | 19.77 | -14855 | -315 | -1471 | -651 | -511 | -1859 | 3054 | 0 | 300 | 333 | 53 | 166 | 379 | 3288 | 226 | 0 | 89 | 8646 | 211 | 990 | 0 | 260 | 1200 | 0 | 465 | 0 | 0 | 0 | 0 | 0 | 0 | 0 | 0 | 0
2040-10-13 | 15 | 24.21 | -14913 | -292 | -1523 | 0 | 0 | -1137 | 2896 | 0 | 300 | 333 | 53 | 305 | 199 | 3288 | 92 | 0 | 56 | 7218 | 213 | 992 | 0 | 254 | 1200 | 0 | 465 | 0 | 0 | 0 | 0 | 0 | 0 | 0 | 0 | 0
2040-10-13 | 16 | 32.72 | -15205 | -270 | -1444 | 375 | 373 | 722 | 2869 | 0 | 300 | 333 | 53 | 341 | 316 | 3288 | 38 | 0 | 43 | 4740 | 213 | 996 | 0 | 252 | 1200 | 0 | 465 | 0 | 0 | 0 | 0 | 0 | 0 | 0 | 0 | 0
2040-10-13 | 17 | 32.72 | -15809 | -292 | -1444 | 23 | 33 | 1263 | 3107 | 0 | 300 | 438 | 53 | 341 | 3081 | 3288 | 17 | 0 | 32 | 2404 | 213 | 1010 | 0 | 277 | 1200 | 0 | 465 | 0 | 0 | 0 | 0 | 0 | 0 | 0 | 0 | 0
2040-10-13 | 18 | 32.72 | -16474 | -315 | -1471 | 492 | 494 | 1549 | 3604 | 0 | 300 | 1021 | 53 | 341 | 3384 | 3288 | 15 | 0 | 30 | 501 | 215 | 1011 | 0 | 297 | 1200 | 0 | 465 | 0 | 0 | 0 | 0 | 0 | 0 | 0 | 0 | 0
2040-10-13 | 19 | 32.72 | -16392 | -427 | -1523 | 575 | 216 | 1549 | 4227 | 0 | 300 | 1010 | 53 | 341 | 3517 | 3288 | 21 | 0 | 44 | 3 | 215 | 1020 | 0 | 296 | 1200 | 0 | 465 | 0 | 0 | 0 | 0 | 0 | 0 | 0 | 0 | 0
2040-10-13 | 20 | 32.72 | -15683 | -485 | -1418 | 106 | 0 | 1353 | 4122 | 0 | 300 | 729 | 53 | 341 | 3957 | 3288 | 48 | 0 | 75 | 0 | 216 | 1023 | 0 | 310 | 1200 | 0 | 465 | 0 | 0 | 0 | 0 | 0 | 0 | 0 | 0 | 0
2040-10-13 | 21 | 32.72 | -14743 | -521 | -1339 | 106 | 0 | 800 | 3546 | 0 | 300 | 669 | 53 | 341 | 4087 | 3288 | 48 | 0 | 115 | 0 | 218 | 1026 | 0 | 341 | 1200 | 0 | 465 | 0 | 0 | 0 | 0 | 0 | 0 | 0 | 0 | 0
2040-10-13 | 22 | 32.72 | -13490 | -589 | -1208 | 199 | 2 | 249 | 2795 | 0 | 300 | 507 | 53 | 341 | 4087 | 3288 | 71 | 0 | 126 | 0 | 218 | 1023 | 0 | 361 | 1200 | 0 | 465 | 0 | 0 | 0 | 0 | 0 | 0 | 0 | 0 | 0
2040-10-13 | 23 | 32.72 | -12376 | -625 | -1208 | 0 | 2 | 105 | 1876 | 0 | 300 | 483 | 53 | 341 | 4267 | 3288 | 64 | 0 | 142 | 0 | 218 | 1020 | 0 | 384 | 1200 | 0 | 465 | 0 | 0 | 0 | 0 | 0 | 0 | 0 | 0 | 0
2040-10-13 | 24 | 32.72 | -11649 | -665 | -1103 | 0 | 100 | 19 | 999 | 0 | 300 | 492 | 53 | 341 | 4364 | 3288 | 73 | 0 | 146 | 0 | 215 | 993 | 0 | 369 | 1200 | 0 | 465 | 0 | 0 | 0 | 0 | 0 | 0 | 0 | 0 | 0
2040-10-14 | 1 | 28.22 | -11284 | -705 | -972 | 0 | 0 | -158 | 528 | 0 | 300 | 496 | 53 | 341 | 4280 | 3288 | 64 | 0 | 151 | 0 | 212 | 950 | 0 | 790 | 1200 | 0 | 465 | 0 | 0 | 0 | 0 | 0 | 0 | 0 | 0 | 0
2040-10-14 | 2 | 28.22 | -11146 | -746 | -840 | 0 | 0 | -421 | 528 | 0 | 300 | 438 | 53 | 341 | 4351 | 3288 | 114 | 0 | 153 | 0 | 200 | 938 | 0 | 783 | 1200 | 0 | 465 | 0 | 0 | 0 | 0 | 0 | 0 | 0 | 0 | 0
2040-10-14 | 3 | 28.22 | -11156 | -746 | -762 | 0 | 0 | -490 | 528 | 0 | 300 | 438 | 53 | 341 | 4256 | 3288 | 227 | 0 | 150 | 0 | 205 | 935 | 0 | 767 | 1200 | 0 | 465 | 0 | 0 | 0 | 0 | 0 | 0 | 0 | 0 | 0
2040-10-14 | 4 | 28.22 | -11451 | -786 | -683 | 0 | 0 | -334 | 528 | 0 | 300 | 438 | 53 | 341 | 4356 | 3288 | 632 | 0 | 154 | 0 | 198 | 935 | 0 | 366 | 1200 | 0 | 465 | 0 | 0 | 0 | 0 | 0 | 0 | 0 | 0 | 0
2040-10-14 | 5 | 34.21 | -12457 | -831 | -683 | 0 | 0 | 0 | 528 | 0 | 300 | 595 | 53 | 341 | 4685 | 3288 | 869 | 0 | 166 | 0 | 195 | 932 | 0 | 352 | 1200 | 0 | 465 | 0 | 0 | 0 | 0 | 0 | 0 | 0 | 0 | 0
2040-10-14 | 6 | 35.32 | -13986 | -831 | -709 | 0 | 0 | 0 | 528 | 0 | 300 | 1060 | 53 | 341 | 5103 | 3288 | 1542 | 0 | 183 | 0 | 209 | 930 | 0 | 323 | 1200 | 0 | 465 | 0 | 0 | 0 | 0 | 0 | 0 | 0 | 0 | 0
2040-10-14 | 7 | 37.71 | -15205 | -831 | -788 | 0 | 0 | 0 | 967 | 0 | 300 | 1158 | 53 | 341 | 5752 | 3288 | 1679 | 0 | 200 | 0 | 212 | 935 | 0 | 273 | 1200 | 0 | 465 | 0 | 0 | 0 | 0 | 0 | 0 | 0 | 0 | 0
2040-10-14 | 8 | 38.14 | -16104 | -831 | -919 | 0 | 0 | 133 | 1871 | 0 | 300 | 1157 | 53 | 341 | 6037 | 3288 | 1083 | 0 | 220 | 314 | 213 | 942 | 0 | 238 | 1200 | 0 | 465 | 0 | 0 | 0 | 0 | 0 | 0 | 0 | 0 | 0
2040-10-14 | 9 | 33.72 | -16719 | -746 | -1103 | 0 | 0 | 0 | 2531 | 0 | 300 | 1021 | 53 | 341 | 5259 | 3288 | 925 | 0 | 231 | 1567 | 213 | 942 | 0 | 232 | 1200 | 0 | 465 | 0 | 0 | 0 | 0 | 0 | 0 | 0 | 0 | 0
2040-10-14 | 10 | 28.22 | -17422 | -625 | -1313 | 0 | 0 | -461 | 3001 | 0 | 220 | 511 | 53 | 341 | 4496 | 3288 | 1010 | 0 | 221 | 3592 | 213 | 974 | 0 | 235 | 1200 | 0 | 465 | 0 | 0 | 0 | 0 | 0 | 0 | 0 | 0 | 0
2040-10-14 | 11 | 28.22 | -17683 | -553 | -1182 | 0 | 0 | -1722 | 3339 | 0 | 0 | 333 | 53 | 341 | 3172 | 3288 | 1386 | 0 | 217 | 5913 | 212 | 990 | 0 | 229 | 1200 | 0 | 465 | 0 | 0 | 0 | 0 | 0 | 0 | 0 | 0 | 0
2040-10-14 | 12 | 25.67 | -17778 | -454 | -1313 | -49 | -239 | -1859 | 3524 | 0 | 0 | 333 | 53 | 341 | 1366 | 3288 | 1769 | 0 | 239 | 7666 | 213 | 992 | 0 | 243 | 1200 | 0 | 465 | 0 | 0 | 0 | 0 | 0 | 0 | 0 | 0 | 0
2040-10-14 | 13 | 25.67 | -17654 | -368 | -1418 | 0 | -570 | -1859 | 3593 | 0 | 0 | 333 | 53 | 341 | 547 | 3288 | 2308 | 0 | 278 | 8009 | 212 | 987 | 0 | 255 | 1200 | 0 | 465 | 0 | 0 | 0 | 0 | 0 | 0 | 0 | 0 | 0
2040-10-14 | 14 | 25.67 | -17463 | -315 | -1471 | -34 | -610 | -1859 | 3503 | 0 | 0 | 333 | 53 | 341 | 308 | 3288 | 2421 | 0 | 301 | 8077 | 211 | 990 | 0 | 260 | 1200 | 0 | 465 | 0 | 0 | 0 | 0 | 0 | 0 | 0 | 0 | 0
2040-10-14 | 15 | 26.81 | -17426 | -270 | -1523 | 0 | 0 | -1366 | 3376 | 0 | 0 | 333 | 53 | 341 | 308 | 3288 | 2019 | 0 | 322 | 7420 | 213 | 992 | 0 | 254 | 1200 | 0 | 465 | 0 | 0 | 0 | 0 | 0 | 0 | 0 | 0 | 0
2040-10-14 | 16 | 39.55 | -17660 | -247 | -1444 | 0 | 326 | 493 | 3287 | 0 | 0 | 333 | 53 | 341 | 863 | 3288 | 1774 | 0 | 335 | 5132 | 213 | 996 | 0 | 252 | 1200 | 0 | 465 | 0 | 0 | 0 | 0 | 0 | 0 | 0 | 0 | 0
2040-10-14 | 17 | 38.75 | -18129 | -229 | -1444 | 0 | 0 | 1859 | 3435 | 0 | 0 | 616 | 53 | 341 | 2279 | 3288 | 1823 | 0 | 355 | 2588 | 213 | 1010 | 0 | 277 | 1200 | 0 | 465 | 0 | 0 | 0 | 0 | 0 | 0 | 0 | 0 | 0
2040-10-14 | 18 | 39.59 | -18637 | -270 | -1471 | 71 | 610 | 1859 | 3799 | 0 | 0 | 1157 | 53 | 341 | 3813 | 3288 | 1240 | 0 | 351 | 607 | 215 | 1011 | 0 | 297 | 1200 | 0 | 465 | 0 | 0 | 0 | 0 | 0 | 0 | 0 | 0 | 0
2040-10-14 | 19 | 39.55 | -18383 | -341 | -1523 | 0 | 284 | 1859 | 4227 | 0 | 0 | 1157 | 53 | 341 | 4433 | 3288 | 1048 | 0 | 357 | 3 | 215 | 1020 | 0 | 296 | 1200 | 0 | 465 | 0 | 0 | 0 | 0 | 0 | 0 | 0 | 0 | 0
2040-10-14 | 20 | 38.14 | -17446 | -395 | -1418 | 0 | 0 | 1305 | 4011 | 0 | 0 | 1060 | 53 | 341 | 4598 | 3288 | 1027 | 0 | 363 | 0 | 216 | 1023 | 0 | 310 | 1200 | 0 | 465 | 0 | 0 | 0 | 0 | 0 | 0 | 0 | 0 | 0
2040-10-14 | 21 | 38.14 | -16102 | -454 | -1339 | 0 | 0 | 283 | 3355 | 0 | 0 | 771 | 53 | 341 | 5273 | 3288 | 944 | 0 | 337 | 0 | 218 | 1026 | 0 | 341 | 1200 | 0 | 465 | 0 | 0 | 0 | 0 | 0 | 0 | 0 | 0 | 0
2040-10-14 | 22 | 31.75 | -14449 | -485 | -1208 | 0 | 0 | 0 | 2383 | 0 | 0 | 592 | 53 | 341 | 4567 | 3288 | 1309 | 0 | 342 | 0 | 218 | 1023 | 0 | 361 | 1200 | 0 | 465 | 0 | 0 | 0 | 0 | 0 | 0 | 0 | 0 | 0
2040-10-14 | 23 | 25.21 | -13064 | -485 | -1208 | 0 | 0 | 0 | 1263 | 0 | 0 | 483 | 53 | 341 | 4220 | 3288 | 1481 | 0 | 341 | 0 | 218 | 1020 | 0 | 384 | 1200 | 0 | 465 | 0 | 0 | 0 | 0 | 0 | 0 | 0 | 0 | 0
2040-10-14 | 24 | 27.12 | -12403 | -521 | -1103 | 0 | 0 | 0 | 528 | 0 | 0 | 446 | 53 | 341 | 3982 | 3288 | 1808 | 0 | 338 | 0 | 215 | 993 | 0 | 369 | 1200 | 0 | 465 | 0 | 0 | 0 | 0 | 0 | 0 | 0 | 0 | 0
2040-10-15 | 1 | 26.7 | -11863 | -553 | -735 | 0 | 0 | -1166 | 528 | 0 | 0 | 333 | 53 | 341 | 3822 | 3288 | 1979 | 0 | 356 | 0 | 212 | 950 | 0 | 790 | 1200 | 0 | 465 | 0 | 0 | 0 | 0 | 0 | 0 | 0 | 0 | 0
2040-10-15 | 2 | 26.7 | -11594 | -625 | -657 | 0 | 0 | -1095 | 528 | 0 | 0 | 333 | 53 | 341 | 3576 | 3288 | 1920 | 0 | 345 | 0 | 200 | 938 | 0 | 783 | 1200 | 0 | 465 | 0 | 0 | 0 | 0 | 0 | 0 | 0 | 0 | 0
2040-10-15 | 3 | 26.7 | -11533 | -705 | -578 | 0 | 0 | -1042 | 528 | 0 | 0 | 333 | 53 | 341 | 3408 | 3288 | 1997 | 0 | 338 | 0 | 205 | 935 | 0 | 767 | 1200 | 0 | 465 | 0 | 0 | 0 | 0 | 0 | 0 | 0 | 0 | 0
2040-10-15 | 4 | 26.7 | -11909 | -746 | -551 | 0 | 0 | -468 | 528 | 0 | 0 | 333 | 53 | 341 | 3408 | 3288 | 2213 | 0 | 346 | 0 | 198 | 935 | 0 | 366 | 1200 | 0 | 465 | 0 | 0 | 0 | 0 | 0 | 0 | 0 | 0 | 0
2040-10-15 | 5 | 32.43 | -13122 | -786 | -525 | 0 | 0 | 0 | 528 | 0 | 0 | 483 | 53 | 341 | 3855 | 3288 | 2397 | 0 | 344 | 0 | 195 | 932 | 0 | 352 | 1200 | 0 | 465 | 0 | 0 | 0 | 0 | 0 | 0 | 0 | 0 | 0
2040-10-15 | 6 | 36.08 | -15311 | -921 | -551 | 0 | 0 | 672 | 528 | 0 | 0 | 1143 | 53 | 341 | 5359 | 3288 | 1923 | 0 | 349 | 0 | 209 | 930 | 0 | 323 | 1200 | 0 | 465 | 0 | 0 | 0 | 0 | 0 | 0 | 0 | 0 | 0
2040-10-15 | 7 | 36.08 | -16421 | -921 | -709 | 0 | 0 | 712 | 2003 | 0 | 0 | 1152 | 53 | 341 | 5341 | 3288 | 1715 | 0 | 361 | 0 | 212 | 935 | 0 | 273 | 1200 | 0 | 465 | 0 | 0 | 0 | 0 | 0 | 0 | 0 | 0 | 0
2040-10-15 | 8 | 36.08 | -16577 | -1015 | -867 | 0 | 0 | 108 | 2911 | 0 | 0 | 1019 | 53 | 341 | 5561 | 3288 | 1409 | 0 | 363 | 348 | 213 | 942 | 0 | 238 | 1200 | 0 | 465 | 0 | 0 | 0 | 0 | 0 | 0 | 0 | 0 | 0
2040-10-15 | 9 | 26.7 | -16741 | -921 | -1050 | 0 | 0 | -39 | 3059 | 0 | 0 | 492 | 53 | 341 | 4563 | 3288 | 1110 | 0 | 346 | 2447 | 213 | 942 | 0 | 232 | 1200 | 0 | 465 | 0 | 0 | 0 | 0 | 0 | 0 | 0 | 0 | 0
2040-10-15 | 10 | 24.53 | -17100 | -705 | -1234 | -100 | -88 | -1859 | 3144 | 0 | 0 | 333 | 53 | 341 | 4024 | 3288 | 875 | 0 | 337 | 5605 | 213 | 974 | 0 | 235 | 1200 | 0 | 465 | 0 | 0 | 0 | 0 | 0 | 0 | 0 | 0 | 0
2040-10-15 | 11 | 24.53 | -17693 | -589 | -1182 | -200 | 0 | -1859 | 3276 | 0 | 0 | 333 | 53 | 325 | 1666 | 3288 | 627 | 0 | 339 | 8518 | 212 | 990 | 0 | 229 | 1200 | 0 | 465 | 0 | 0 | 0 | 0 | 0 | 0 | 0 | 0 | 0
2040-10-15 | 12 | 23.38 | -17427 | -521 | -1024 | -908 | -610 | -1859 | 3530 | 0 | 0 | 333 | 53 | 218 | 615 | 3288 | 465 | 0 | 348 | 10386 | 213 | 992 | 0 | 243 | 1200 | 0 | 465 | 0 | 0 | 0 | 0 | 0 | 0 | 0 | 0 | 0
2040-10-15 | 13 | 24.21 | -17435 | -454 | -1339 | -908 | -610 | -1859 | 3493 | 0 | 0 | 333 | 53 | 252 | 628 | 3288 | 361 | 0 | 312 | 10767 | 212 | 987 | 0 | 255 | 1200 | 0 | 465 | 0 | 0 | 0 | 0 | 0 | 0 | 0 | 0 | 0
2040-10-15 | 14 | 24.53 | -17346 | -427 | -1313 | -908 | -111 | -1859 | 3472 | 0 | 0 | 333 | 53 | 341 | 294 | 3288 | 266 | 0 | 289 | 10502 | 211 | 990 | 0 | 260 | 1200 | 0 | 465 | 0 | 0 | 0 | 0 | 0 | 0 | 0 | 0 | 0
2040-10-15 | 15 | 24.53 | -16760 | -395 | -1182 | -467 | 0 | -841 | 3297 | 0 | 0 | 333 | 53 | 341 | 126 | 3288 | 98 | 0 | 262 | 8724 | 213 | 992 | 0 | 254 | 1200 | 0 | 465 | 0 | 0 | 0 | 0 | 0 | 0 | 0 | 0 | 0
2040-10-15 | 16 | 38.25 | -16494 | -368 | -1549 | 442 | 47 | 1018 | 3112 | 0 | 0 | 333 | 53 | 341 | 460 | 3288 | 50 | 0 | 227 | 5915 | 213 | 996 | 0 | 252 | 1200 | 0 | 465 | 0 | 0 | 0 | 0 | 0 | 0 | 0 | 0 | 0
2040-10-15 | 17 | 38.25 | -16631 | -395 | -1996 | 819 | 37 | 1859 | 3244 | 0 | 0 | 641 | 53 | 341 | 2588 | 3288 | 65 | 0 | 196 | 2726 | 213 | 1010 | 0 | 277 | 1200 | 0 | 465 | 0 | 0 | 0 | 0 | 0 | 0 | 0 | 0 | 0
2040-10-15 | 18 | 39.69 | -17492 | -427 | -2390 | 908 | 610 | 1859 | 3630 | 0 | 220 | 1158 | 53 | 341 | 4200 | 3288 | 59 | 0 | 174 | 619 | 215 | 1011 | 0 | 297 | 1200 | 0 | 465 | 0 | 0 | 0 | 0 | 0 | 0 | 0 | 0 | 0
2040-10-15 | 19 | 38.25 | -17869 | -521 | -2285 | 834 | 526 | 1859 | 4227 | 0 | 220 | 1158 | 53 | 341 | 4694 | 3288 | 100 | 0 | 174 | 3 | 215 | 1020 | 0 | 296 | 1200 | 0 | 465 | 0 | 0 | 0 | 0 | 0 | 0 | 0 | 0 | 0
2040-10-15 | 20 | 36.08 | -16997 | -625 | -1602 | 0 | 0 | 1463 | 4095 | 0 | 300 | 1157 | 53 | 341 | 5008 | 3288 | 114 | 0 | 190 | 0 | 216 | 1023 | 0 | 310 | 1200 | 0 | 465 | 0 | 0 | 0 | 0 | 0 | 0 | 0 | 0 | 0
2040-10-15 | 21 | 36.08 | -15811 | -746 | -1471 | 0 | 0 | 567 | 3477 | 0 | 300 | 1083 | 53 | 341 | 5403 | 3288 | 87 | 0 | 178 | 0 | 218 | 1026 | 0 | 341 | 1200 | 0 | 465 | 0 | 0 | 0 | 0 | 0 | 0 | 0 | 0 | 0
2040-10-15 | 22 | 36.08 | -14406 | -831 | -1234 | 0 | 0 | 204 | 2568 | 0 | 300 | 837 | 53 | 341 | 5403 | 3288 | 52 | 0 | 158 | 0 | 218 | 1023 | 0 | 361 | 1200 | 0 | 465 | 0 | 0 | 0 | 0 | 0 | 0 | 0 | 0 | 0
2040-10-15 | 23 | 35.69 | -13091 | -831 | -1024 | 0 | 0 | 0 | 1474 | 0 | 300 | 713 | 53 | 341 | 5295 | 3288 | 43 | 0 | 152 | 0 | 218 | 1020 | 0 | 384 | 1200 | 0 | 465 | 0 | 0 | 0 | 0 | 0 | 0 | 0 | 0 | 0
2040-10-15 | 24 | 35.69 | -12232 | -921 | -840 | 0 | 0 | 0 | 528 | 0 | 300 | 713 | 53 | 341 | 5352 | 3288 | 28 | 0 | 148 | 0 | 215 | 993 | 0 | 369 | 1200 | 0 | 465 | 0 | 0 | 0 | 0 | 0 | 0 | 0 | 0 | 0
2040-10-16 | 1 | 31.48 | -11775 | -966 | -735 | 0 | 0 | -306 | 528 | 0 | 300 | 637 | 53 | 341 | 4869 | 3288 | 26 | 0 | 122 | 0 | 212 | 950 | 0 | 790 | 1200 | 0 | 465 | 0 | 0 | 0 | 0 | 0 | 0 | 0 | 0 | 0
2040-10-16 | 2 | 31.48 | -11623 | -1015 | -657 | 0 | 0 | -416 | 528 | 0 | 300 | 592 | 53 | 341 | 4869 | 3288 | 36 | 0 | 117 | 0 | 200 | 938 | 0 | 783 | 1200 | 0 | 465 | 0 | 0 | 0 | 0 | 0 | 0 | 0 | 0 | 0
2040-10-16 | 3 | 31.48 | -11553 | -1015 | -578 | 0 | 0 | -424 | 528 | 0 | 300 | 550 | 53 | 341 | 4769 | 3288 | 62 | 0 | 107 | 0 | 205 | 935 | 0 | 767 | 1200 | 0 | 465 | 0 | 0 | 0 | 0 | 0 | 0 | 0 | 0 | 0
2040-10-16 | 4 | 33.72 | -11977 | -1114 | -551 | 0 | 0 | 0 | 528 | 0 | 300 | 674 | 53 | 341 | 5103 | 3288 | 79 | 0 | 111 | 0 | 198 | 935 | 0 | 366 | 1200 | 0 | 465 | 0 | 0 | 0 | 0 | 0 | 0 | 0 | 0 | 0
2040-10-16 | 5 | 37 | -13310 | -1164 | -525 | 0 | 0 | 0 | 528 | 0 | 300 | 1060 | 53 | 341 | 6006 | 3288 | 159 | 0 | 120 | 0 | 195 | 932 | 0 | 352 | 1200 | 0 | 465 | 0 | 0 | 0 | 0 | 0 | 0 | 0 | 0 | 0
2040-10-16 | 6 | 41.13 | -15592 | -1218 | -551 | 0 | 0 | 0 | 528 | 0 | 300 | 1158 | 53 | 341 | 8111 | 3288 | 315 | 0 | 138 | 0 | 209 | 930 | 0 | 323 | 1200 | 0 | 465 | 0 | 0 | 0 | 0 | 0 | 0 | 0 | 0 | 0
2040-10-16 | 7 | 40.63 | -16793 | -1218 | -709 | 0 | 0 | 0 | 2024 | 0 | 300 | 1158 | 53 | 341 | 7699 | 3288 | 588 | 0 | 183 | 0 | 212 | 935 | 0 | 273 | 1200 | 0 | 465 | 0 | 0 | 0 | 0 | 0 | 0 | 0 | 0 | 0
2040-10-16 | 8 | 38.14 | -16987 | -1218 | -867 | 0 | 0 | 0 | 2901 | 0 | 300 | 1157 | 53 | 341 | 6559 | 3288 | 855 | 0 | 221 | 337 | 213 | 942 | 0 | 238 | 1200 | 0 | 465 | 0 | 0 | 0 | 0 | 0 | 0 | 0 | 0 | 0
2040-10-16 | 9 | 31.99 | -17117 | -1065 | -1050 | 0 | 0 | 0 | 3028 | 0 | 300 | 663 | 53 | 341 | 4781 | 3288 | 1361 | 0 | 245 | 2121 | 213 | 942 | 0 | 232 | 1200 | 0 | 465 | 0 | 0 | 0 | 0 | 0 | 0 | 0 | 0 | 0
2040-10-16 | 10 | 31.48 | -17547 | -831 | -1234 | 0 | 0 | -1453 | 3075 | 0 | 300 | 333 | 53 | 341 | 4066 | 3288 | 1768 | 0 | 254 | 4499 | 213 | 974 | 0 | 235 | 1200 | 0 | 465 | 0 | 0 | 0 | 0 | 0 | 0 | 0 | 0 | 0
2040-10-16 | 11 | 31.48 | -18030 | -665 | -1182 | 0 | 0 | -1707 | 3218 | 0 | 300 | 333 | 53 | 341 | 2593 | 3288 | 1991 | 0 | 271 | 6100 | 212 | 990 | 0 | 229 | 1200 | 0 | 465 | 0 | 0 | 0 | 0 | 0 | 0 | 0 | 0 | 0
2040-10-16 | 12 | 31.48 | -17714 | -521 | -1024 | 0 | 0 | -713 | 3334 | 0 | 300 | 333 | 53 | 341 | 550 | 3288 | 2171 | 0 | 307 | 6182 | 213 | 992 | 0 | 243 | 1200 | 0 | 465 | 0 | 0 | 0 | 0 | 0 | 0 | 0 | 0 | 0
2040-10-16 | 13 | 31.48 | -17701 | -427 | -1339 | 0 | 0 | -30 | 3250 | 0 | 300 | 333 | 53 | 341 | 550 | 3288 | 2088 | 0 | 360 | 5815 | 212 | 987 | 0 | 255 | 1200 | 0 | 465 | 0 | 0 | 0 | 0 | 0 | 0 | 0 | 0 | 0
2040-10-16 | 14 | 41.13 | -17757 | -395 | -1313 | 0 | 0 | 0 | 3207 | 0 | 300 | 333 | 53 | 341 | 1411 | 3288 | 2417 | 0 | 406 | 4582 | 211 | 990 | 0 | 260 | 1200 | 0 | 465 | 0 | 0 | 0 | 0 | 0 | 0 | 0 | 0 | 0
2040-10-16 | 15 | 42.55 | -17386 | -368 | -1182 | 0 | 0 | 1139 | 3144 | 0 | 300 | 333 | 53 | 341 | 1336 | 3288 | 2581 | 0 | 438 | 2859 | 213 | 992 | 0 | 254 | 1200 | 0 | 465 | 0 | 0 | 0 | 0 | 0 | 0 | 0 | 0 | 0
2040-10-16 | 16 | 42.55 | -17258 | -395 | -1549 | 0 | 0 | 1465 | 3144 | 0 | 300 | 578 | 53 | 341 | 1787 | 3288 | 3143 | 0 | 448 | 1529 | 213 | 996 | 0 | 252 | 1200 | 0 | 465 | 0 | 0 | 0 | 0 | 0 | 0 | 0 | 0 | 0
2040-10-16 | 17 | 42.55 | -17582 | -427 | -1996 | 0 | 0 | 1133 | 3371 | 0 | 300 | 857 | 53 | 341 | 2811 | 3288 | 3649 | 0 | 479 | 558 | 213 | 1010 | 0 | 277 | 1200 | 0 | 465 | 0 | 0 | 0 | 0 | 0 | 0 | 0 | 0 | 0
2040-10-16 | 18 | 39.59 | -18163 | -454 | -2390 | 0 | 0 | 0 | 3863 | 0 | 300 | 1021 | 53 | 341 | 4105 | 3288 | 4197 | 0 | 514 | 137 | 215 | 1011 | 0 | 297 | 1200 | 0 | 465 | 0 | 0 | 0 | 0 | 0 | 0 | 0 | 0 | 0
2040-10-16 | 19 | 35.32 | -18384 | -521 | -2285 | 0 | 0 | 0 | 4227 | 0 | 300 | 987 | 53 | 335 | 3899 | 3288 | 4331 | 0 | 570 | 3 | 215 | 1020 | 0 | 296 | 1200 | 0 | 465 | 0 | 0 | 0 | 0 | 0 | 0 | 0 | 0 | 0
2040-10-16 | 20 | 20.74 | -17624 | -521 | -1602 | 0 | 0 | 0 | 3931 | 0 | 220 | 592 | 53 | 175 | 3113 | 3288 | 4553 | 0 | 608 | 0 | 216 | 1023 | 0 | 310 | 1200 | 0 | 465 | 0 | 0 | 0 | 0 | 0 | 0 | 0 | 0 | 0
2040-10-16 | 21 | 5 | -16485 | -521 | -1471 | 0 | 0 | 0 | 3329 | 0 | 220 | 404 | 53 | 160 | 3213 | 3288 | 4840 | 0 | 620 | 0 | 218 | 466 | 0 | 0 | 1200 | 0 | 465 | 0 | 0 | 0 | 0 | 560 | 0 | 341 | 0 | 0
2040-10-16 | 22 | 5 | -14992 | -521 | -1234 | 0 | 0 | 0 | 2420 | 0 | 0 | 333 | 53 | 160 | 3213 | 3288 | 4836 | 0 | 661 | 0 | 119 | 0 | 0 | 0 | 1200 | 0 | 465 | 0 | 0 | 0 | 99 | 1023 | 0 | 361 | 0 | 0
2040-10-16 | 23 | 2 | -13609 | -521 | -1024 | 0 | 0 | 0 | 1295 | 0 | 0 | 333 | 53 | 160 | 3045 | 3288 | 4827 | 0 | 690 | 0 | 0 | 0 | 0 | 0 | 998 | 0 | 465 | 0 | 0 | 0 | 218 | 1020 | 0 | 384 | 202 | 0
2040-10-16 | 24 | 2 | -12738 | -521 | -840 | 0 | 0 | 0 | 528 | 0 | 0 | 333 | 53 | 160 | 3026 | 3288 | 4811 | 0 | 743 | 0 | 0 | 0 | 0 | 0 | 691 | 0 | 465 | 0 | 0 | 0 | 215 | 993 | 0 | 369 | 509 | 0
2040-10-17 | 1 | 6.04 | -12201 | -485 | -735 | 0 | -143 | -1859 | 528 | 0 | 0 | 333 | 53 | 160 | 2700 | 3288 | 4784 | 0 | 750 | 0 | 212 | 950 | 0 | 0 | 1200 | 0 | 465 | 0 | 0 | 0 | 0 | 0 | 0 | 790 | 0 | 0
2040-10-17 | 2 | 10 | -11818 | -485 | -657 | 0 | 0 | -1859 | 528 | 0 | 0 | 333 | 53 | 160 | 1787 | 3288 | 4782 | 0 | 811 | 0 | 200 | 938 | 0 | 274 | 1200 | 0 | 465 | 0 | 0 | 0 | 0 | 0 | 0 | 509 | 0 | 0
2040-10-17 | 3 | 6.04 | -11674 | -521 | -578 | 0 | -4 | -1859 | 528 | 0 | 0 | 333 | 53 | 160 | 1782 | 3288 | 4815 | 0 | 871 | 0 | 205 | 935 | 0 | 0 | 1200 | 0 | 465 | 0 | 0 | 0 | 0 | 0 | 0 | 767 | 0 | 0
2040-10-17 | 4 | 10 | -12001 | -553 | -551 | 0 | 0 | -1573 | 528 | 0 | 0 | 333 | 53 | 160 | 1462 | 3288 | 4785 | 0 | 905 | 0 | 198 | 935 | 0 | 366 | 1200 | 0 | 465 | 0 | 0 | 0 | 0 | 0 | 0 | 0 | 0 | 0
2040-10-17 | 5 | 10 | -13094 | -553 | -525 | 0 | 0 | -166 | 528 | 0 | 0 | 333 | 53 | 160 | 1082 | 3288 | 4783 | 0 | 967 | 0 | 195 | 932 | 0 | 352 | 1200 | 0 | 465 | 0 | 0 | 0 | 0 | 0 | 0 | 0 | 0 | 0
2040-10-17 | 6 | 13.52 | -14878 | -553 | -551 | 0 | 0 | 1373 | 528 | 0 | 0 | 369 | 53 | 160 | 1250 | 3288 | 4809 | 0 | 1024 | 0 | 209 | 930 | 0 | 323 | 1200 | 0 | 465 | 0 | 0 | 0 | 0 | 0 | 0 | 0 | 0 | 0
2040-10-17 | 7 | 13.52 | -15956 | -665 | -709 | 0 | 25 | 1759 | 1527 | 0 | 0 | 438 | 53 | 160 | 1120 | 3288 | 4824 | 0 | 1051 | 0 | 212 | 935 | 0 | 273 | 1200 | 0 | 465 | 0 | 0 | 0 | 0 | 0 | 0 | 0 | 0 | 0
2040-10-17 | 8 | 13.52 | -16338 | -705 | -867 | 0 | 0 | 689 | 2388 | 0 | 0 | 369 | 53 | 160 | 1806 | 3288 | 4825 | 0 | 1071 | 204 | 213 | 942 | 0 | 238 | 1200 | 0 | 465 | 0 | 0 | 0 | 0 | 0 | 0 | 0 | 0 | 0
2040-10-17 | 9 | 13.52 | -16520 | -746 | -1050 | 0 | 0 | 574 | 2785 | 0 | 0 | 333 | 53 | 160 | 1186 | 3288 | 4789 | 0 | 1076 | 1021 | 213 | 942 | 0 | 232 | 1200 | 0 | 465 | 0 | 0 | 0 | 0 | 0 | 0 | 0 | 0 | 0
2040-10-17 | 10 | 10 | -16920 | -746 | -1234 | 0 | 0 | -464 | 3028 | 0 | 0 | 333 | 53 | 160 | 1190 | 3288 | 4790 | 0 | 1050 | 2500 | 213 | 974 | 0 | 120 | 1200 | 0 | 465 | 0 | 0 | 0 | 0 | 0 | 0 | 115 | 0 | 0
2040-10-17 | 11 | 10 | -17243 | -746 | -1182 | 0 | 0 | -1116 | 3271 | 0 | 0 | 333 | 53 | 160 | 1190 | 3288 | 4789 | 0 | 1045 | 3291 | 212 | 990 | 0 | 0 | 1200 | 0 | 465 | 0 | 0 | 0 | 0 | 0 | 0 | 229 | 0 | 0
2040-10-17 | 12 | 10 | -16989 | -705 | -1024 | 0 | 0 | -686 | 3355 | 0 | 0 | 333 | 53 | 160 | 823 | 3288 | 4797 | 0 | 1024 | 2701 | 213 | 992 | 0 | 0 | 1200 | 0 | 465 | 0 | 0 | 0 | 0 | 0 | 0 | 243 | 0 | 0
2040-10-17 | 13 | 10 | -17062 | -705 | -1339 | 0 | 0 | -402 | 3382 | 0 | 0 | 333 | 53 | 160 | 823 | 3288 | 4789 | 0 | 957 | 2860 | 212 | 987 | 0 | 0 | 1200 | 0 | 465 | 0 | 0 | 0 | 0 | 0 | 0 | 255 | 0 | 0
2040-10-17 | 14 | 10 | -17092 | -705 | -1313 | 0 | 0 | 0 | 3419 | 0 | 0 | 333 | 53 | 160 | 983 | 3288 | 4788 | 0 | 892 | 2245 | 211 | 990 | 0 | 83 | 1200 | 0 | 465 | 0 | 0 | 0 | 0 | 0 | 0 | 177 | 0 | 0
2040-10-17 | 15 | 10 | -16683 | -665 | -1182 | 0 | 0 | -60 | 3324 | 0 | 0 | 333 | 53 | 160 | 983 | 3288 | 4789 | 0 | 753 | 2037 | 213 | 992 | 0 | 0 | 1200 | 0 | 465 | 0 | 0 | 0 | 0 | 0 | 0 | 254 | 0 | 0
2040-10-17 | 16 | 13.52 | -16458 | -665 | -1549 | 0 | 0 | 346 | 3281 | 0 | 0 | 333 | 53 | 160 | 983 | 3288 | 4783 | 0 | 655 | 1664 | 213 | 996 | 0 | 252 | 1200 | 0 | 465 | 0 | 0 | 0 | 0 | 0 | 0 | 0 | 0 | 0
2040-10-17 | 17 | 13.52 | -16556 | -665 | -1996 | 0 | 0 | 564 | 3424 | 0 | 0 | 334 | 53 | 160 | 1813 | 3288 | 4788 | 0 | 559 | 1068 | 213 | 1010 | 0 | 277 | 1200 | 0 | 465 | 0 | 0 | 0 | 0 | 0 | 0 | 0 | 0 | 0
2040-10-17 | 18 | 13.52 | -17289 | -705 | -2390 | 0 | 0 | 975 | 3783 | 0 | 0 | 698 | 53 | 160 | 2722 | 3288 | 4790 | 0 | 464 | 262 | 215 | 1011 | 0 | 297 | 1200 | 0 | 465 | 0 | 0 | 0 | 0 | 0 | 0 | 0 | 0 | 0
2040-10-17 | 19 | 13.52 | -17690 | -705 | -2285 | 0 | 2 | 1100 | 4227 | 0 | 0 | 713 | 53 | 160 | 2722 | 3288 | 4790 | 0 | 426 | 3 | 215 | 1020 | 0 | 296 | 1200 | 0 | 465 | 0 | 0 | 0 | 0 | 0 | 0 | 0 | 0 | 0
2040-10-17 | 20 | 13.52 | -17005 | -705 | -1602 | 0 | 100 | 53 | 4042 | 0 | 0 | 438 | 53 | 160 | 2722 | 3288 | 4797 | 0 | 445 | 0 | 216 | 1023 | 0 | 310 | 1200 | 0 | 465 | 0 | 0 | 0 | 0 | 0 | 0 | 0 | 0 | 0
2040-10-17 | 21 | 5 | -15958 | -705 | -1471 | 0 | 0 | 0 | 3472 | 0 | 0 | 334 | 53 | 160 | 2722 | 3288 | 4816 | 0 | 570 | 0 | 218 | 836 | 0 | 0 | 1200 | 0 | 465 | 0 | 0 | 0 | 0 | 190 | 0 | 341 | 0 | 0
2040-10-17 | 22 | 5 | -14561 | -705 | -1234 | 0 | 0 | 0 | 2594 | 0 | 0 | 333 | 53 | 160 | 2722 | 3288 | 4808 | 0 | 616 | 0 | 218 | 43 | 0 | 0 | 1200 | 0 | 465 | 0 | 0 | 0 | 0 | 980 | 0 | 361 | 0 | 0
2040-10-17 | 23 | 5 | -13332 | -705 | -1024 | 0 | 0 | 0 | 1495 | 0 | 0 | 333 | 53 | 160 | 2577 | 3288 | 4808 | 0 | 618 | 0 | 65 | 0 | 0 | 0 | 1200 | 0 | 465 | 0 | 0 | 0 | 153 | 1020 | 0 | 384 | 0 | 0
2040-10-17 | 24 | 5 | -12451 | -705 | -840 | 0 | 0 | 0 | 544 | 0 | 0 | 333 | 53 | 160 | 1855 | 3288 | 4807 | 0 | 642 | 0 | 215 | 434 | 0 | 0 | 1200 | 0 | 465 | 0 | 0 | 0 | 0 | 559 | 0 | 369 | 0 | 0
2040-10-18 | 1 | 10 | -12007 | -746 | -735 | 0 | 0 | -1533 | 528 | 0 | 0 | 333 | 53 | 160 | 1565 | 3288 | 4800 | 0 | 676 | 0 | 212 | 950 | 0 | 790 | 1200 | 0 | 465 | 0 | 0 | 0 | 0 | 0 | 0 | 0 | 0 | 0
2040-10-18 | 2 | 10 | -11815 | -746 | -657 | 0 | 0 | -1597 | 528 | 0 | 0 | 333 | 53 | 160 | 1322 | 3288 | 4800 | 0 | 744 | 0 | 200 | 938 | 0 | 783 | 1200 | 0 | 465 | 0 | 0 | 0 | 0 | 0 | 0 | 0 | 0 | 0
2040-10-18 | 3 | 10 | -11793 | -746 | -578 | 0 | 0 | -1580 | 528 | 0 | 0 | 333 | 53 | 160 | 1162 | 3288 | 4808 | 0 | 791 | 0 | 205 | 935 | 0 | 767 | 1200 | 0 | 465 | 0 | 0 | 0 | 0 | 0 | 0 | 0 | 0 | 0
2040-10-18 | 4 | 10 | -12215 | -746 | -551 | 0 | 0 | -784 | 528 | 0 | 0 | 333 | 53 | 160 | 1162 | 3288 | 4789 | 0 | 819 | 0 | 198 | 935 | 0 | 366 | 1200 | 0 | 465 | 0 | 0 | 0 | 0 | 0 | 0 | 0 | 0 | 0
2040-10-18 | 5 | 13.52 | -13425 | -746 | -525 | 0 | 0 | 509 | 528 | 0 | 0 | 333 | 53 | 160 | 979 | 3288 | 4787 | 0 | 915 | 0 | 195 | 932 | 0 | 352 | 1200 | 0 | 465 | 0 | 0 | 0 | 0 | 0 | 0 | 0 | 0 | 0
2040-10-18 | 6 | 13.52 | -15543 | -786 | -551 | 0 | 0 | 1180 | 840 | 0 | 220 | 498 | 53 | 160 | 1742 | 3288 | 4779 | 0 | 995 | 0 | 209 | 930 | 0 | 323 | 1200 | 0 | 465 | 0 | 0 | 0 | 0 | 0 | 0 | 0 | 0 | 0
2040-10-18 | 7 | 13.52 | -16738 | -786 | -709 | 0 | 0 | 496 | 2452 | 0 | 220 | 438 | 53 | 160 | 2200 | 3288 | 4829 | 0 | 1013 | 0 | 212 | 935 | 0 | 273 | 1200 | 0 | 465 | 0 | 0 | 0 | 0 | 0 | 0 | 0 | 0 | 0
2040-10-18 | 8 | 13.52 | -17081 | -831 | -867 | 0 | 0 | 137 | 3419 | 0 | 220 | 334 | 53 | 160 | 2024 | 3288 | 4818 | 0 | 1009 | 260 | 213 | 942 | 0 | 238 | 1200 | 0 | 465 | 0 | 0 | 0 | 0 | 0 | 0 | 0 | 0 | 0
2040-10-18 | 9 | 10 | -17289 | -786 | -1050 | 0 | 0 | -981 | 3741 | 0 | 220 | 333 | 53 | 160 | 1968 | 3288 | 4844 | 0 | 991 | 1457 | 213 | 942 | 0 | 232 | 1200 | 0 | 465 | 0 | 0 | 0 | 0 | 0 | 0 | 0 | 0 | 0
2040-10-18 | 10 | 5 | -17521 | -705 | -1234 | -322 | 0 | -1853 | 3952 | 0 | 220 | 333 | 53 | 160 | 1968 | 3288 | 4778 | 0 | 975 | 3056 | 213 | 974 | 0 | 0 | 1200 | 0 | 465 | 0 | 0 | 0 | 0 | 0 | 0 | 235 | 0 | 0
2040-10-18 | 11 | 5 | -17725 | -665 | -1182 | -905 | 0 | -1859 | 4053 | 0 | 220 | 333 | 53 | 160 | 1968 | 3288 | 4538 | 0 | 931 | 4559 | 212 | 355 | 0 | 0 | 1200 | 0 | 465 | 0 | 0 | 0 | 0 | 635 | 0 | 229 | 0 | 0
2040-10-18 | 12 | 2 | -17405 | -589 | -1024 | -908 | -610 | -1859 | 4032 | 0 | 220 | 333 | 53 | 160 | 1601 | 3288 | 4257 | 0 | 918 | 6273 | 0 | 0 | 0 | 0 | 795 | 0 | 465 | 0 | 0 | 0 | 213 | 992 | 0 | 243 | 405 | 0
2040-10-18 | 13 | 2 | -17305 | -553 | -1339 | -908 | -603 | -1859 | 3984 | 0 | 220 | 333 | 53 | 160 | 1288 | 3288 | 4214 | 0 | 896 | 6901 | 0 | 0 | 0 | 0 | 765 | 0 | 465 | 0 | 0 | 0 | 212 | 987 | 0 | 255 | 435 | 0
2040-10-18 | 14 | 2 | -17132 | -485 | -1313 | -908 | -205 | -1859 | 3852 | 0 | 220 | 333 | 53 | 160 | 853 | 3288 | 3767 | 0 | 899 | 7042 | 0 | 0 | 0 | 0 | 971 | 0 | 465 | 0 | 0 | 0 | 211 | 990 | 0 | 260 | 229 | 0
2040-10-18 | 15 | 5 | -16484 | -485 | -1182 | -122 | 0 | -1859 | 3635 | 0 | 220 | 333 | 53 | 160 | 563 | 3288 | 3398 | 0 | 914 | 5732 | 169 | 0 | 0 | 0 | 1200 | 0 | 465 | 0 | 0 | 0 | 44 | 992 | 0 | 254 | 0 | 0
2040-10-18 | 16 | 10 | -16120 | -521 | -1549 | 0 | 0 | -540 | 3450 | 0 | 220 | 333 | 53 | 160 | 165 | 3288 | 3162 | 0 | 914 | 3875 | 213 | 996 | 0 | 237 | 1200 | 0 | 465 | 0 | 0 | 0 | 0 | 0 | 0 | 15 | 0 | 0
2040-10-18 | 17 | 23.29 | -16031 | -521 | -1996 | 295 | 0 | 1248 | 3503 | 0 | 220 | 333 | 53 | 186 | 649 | 3288 | 2720 | 0 | 921 | 1967 | 213 | 1010 | 0 | 277 | 1200 | 0 | 465 | 0 | 0 | 0 | 0 | 0 | 0 | 0 | 0 | 0
2040-10-18 | 18 | 36.36 | -16695 | -589 | -2390 | 908 | 513 | 1859 | 3762 | 0 | 220 | 713 | 53 | 262 | 1301 | 3288 | 2295 | 0 | 905 | 405 | 215 | 1011 | 0 | 297 | 1200 | 0 | 465 | 0 | 0 | 0 | 0 | 0 | 0 | 0 | 0 | 0
2040-10-18 | 19 | 39.34 | -16977 | -665 | -2285 | 908 | 544 | 1859 | 4227 | 0 | 220 | 893 | 53 | 265 | 1593 | 3288 | 1954 | 0 | 921 | 3 | 215 | 1020 | 0 | 296 | 1200 | 0 | 465 | 0 | 0 | 0 | 0 | 0 | 0 | 0 | 0 | 0
2040-10-18 | 20 | 23.29 | -16376 | -746 | -1602 | 702 | 61 | 1744 | 4011 | 0 | 220 | 592 | 53 | 190 | 1617 | 3288 | 2091 | 0 | 942 | 0 | 216 | 1023 | 0 | 310 | 1200 | 0 | 465 | 0 | 0 | 0 | 0 | 0 | 0 | 0 | 0 | 0
2040-10-18 | 21 | 23.29 | -15606 | -786 | -1471 | 639 | 0 | 1671 | 3514 | 0 | 220 | 507 | 53 | 174 | 1617 | 3288 | 2016 | 0 | 914 | 0 | 218 | 1026 | 0 | 341 | 1200 | 0 | 465 | 0 | 0 | 0 | 0 | 0 | 0 | 0 | 0 | 0
2040-10-18 | 22 | 23.29 | -14528 | -831 | -1234 | 51 | 78 | 1283 | 2838 | 0 | 220 | 369 | 53 | 171 | 2016 | 3288 | 2055 | 0 | 905 | 0 | 218 | 1023 | 0 | 361 | 1200 | 0 | 465 | 0 | 0 | 0 | 0 | 0 | 0 | 0 | 0 | 0
2040-10-18 | 23 | 23.29 | -13324 | -831 | -1024 | 0 | 0 | 1038 | 1934 | 0 | 220 | 334 | 53 | 171 | 2016 | 3288 | 1961 | 0 | 878 | 0 | 218 | 1020 | 0 | 384 | 1200 | 0 | 465 | 0 | 0 | 0 | 0 | 0 | 0 | 0 | 0 | 0
2040-10-18 | 24 | 23.29 | -12374 | -872 | -840 | 0 | 24 | 419 | 988 | 0 | 220 | 333 | 53 | 171 | 2511 | 3288 | 1982 | 0 | 855 | 0 | 215 | 993 | 0 | 369 | 1200 | 0 | 465 | 0 | 0 | 0 | 0 | 0 | 0 | 0 | 0 | 0
2040-10-19 | 1 | 23.29 | -11874 | -921 | -735 | 0 | 0 | -1030 | 999 | 0 | 220 | 333 | 53 | 171 | 3465 | 3288 | 1573 | 0 | 842 | 0 | 212 | 950 | 0 | 790 | 1200 | 0 | 465 | 0 | 0 | 0 | 0 | 0 | 0 | 0 | 0 | 0
2040-10-19 | 2 | 23.29 | -11575 | -966 | -657 | 0 | 0 | -521 | 602 | 0 | 220 | 333 | 53 | 171 | 3465 | 3288 | 1193 | 0 | 807 | 0 | 200 | 938 | 0 | 783 | 1200 | 0 | 465 | 0 | 0 | 0 | 0 | 0 | 0 | 0 | 0 | 0
2040-10-19 | 3 | 23.29 | -11466 | -1065 | -578 | 0 | 0 | -369 | 528 | 0 | 220 | 334 | 53 | 171 | 3465 | 3288 | 1037 | 0 | 809 | 0 | 205 | 935 | 0 | 767 | 1200 | 0 | 465 | 0 | 0 | 0 | 0 | 0 | 0 | 0 | 0 | 0
2040-10-19 | 4 | 23.29 | -11545 | -1114 | -551 | 0 | 0 | -58 | 528 | 0 | 220 | 334 | 53 | 186 | 3575 | 3288 | 1105 | 0 | 815 | 0 | 198 | 935 | 0 | 366 | 1200 | 0 | 465 | 0 | 0 | 0 | 0 | 0 | 0 | 0 | 0 | 0
2040-10-19 | 5 | 25.21 | -12141 | -1218 | -525 | 0 | 0 | 0 | 528 | 0 | 300 | 438 | 53 | 335 | 3970 | 3288 | 1029 | 0 | 798 | 0 | 195 | 932 | 0 | 352 | 1200 | 0 | 465 | 0 | 0 | 0 | 0 | 0 | 0 | 0 | 0 | 0
2040-10-19 | 6 | 29.6 | -12996 | -1218 | -551 | 0 | 0 | 0 | 946 | 0 | 300 | 573 | 53 | 341 | 4569 | 3288 | 764 | 0 | 803 | 0 | 209 | 930 | 0 | 323 | 1200 | 0 | 465 | 0 | 0 | 0 | 0 | 0 | 0 | 0 | 0 | 0
2040-10-19 | 7 | 31.48 | -13998 | -1330 | -709 | 0 | 0 | 262 | 1797 | 0 | 300 | 674 | 53 | 341 | 4629 | 3288 | 805 | 0 | 803 | 0 | 212 | 935 | 0 | 273 | 1200 | 0 | 465 | 0 | 0 | 0 | 0 | 0 | 0 | 0 | 0 | 0
2040-10-19 | 8 | 31.48 | -14757 | -1272 | -867 | 0 | 0 | 312 | 2626 | 0 | 300 | 601 | 53 | 341 | 4505 | 3288 | 746 | 0 | 791 | 274 | 213 | 942 | 0 | 238 | 1200 | 0 | 465 | 0 | 0 | 0 | 0 | 0 | 0 | 0 | 0 | 0
2040-10-19 | 9 | 23.29 | -15277 | -1218 | -1050 | 0 | 0 | -527 | 3287 | 0 | 300 | 333 | 53 | 192 | 3852 | 3288 | 777 | 0 | 752 | 2186 | 213 | 942 | 0 | 232 | 1200 | 0 | 465 | 0 | 0 | 0 | 0 | 0 | 0 | 0 | 0 | 0
2040-10-19 | 10 | 23.29 | -15755 | -966 | -1234 | 0 | 0 | -1254 | 3620 | 0 | 80 | 333 | 53 | 177 | 1744 | 3288 | 766 | 0 | 723 | 5339 | 213 | 974 | 0 | 235 | 1200 | 0 | 465 | 0 | 0 | 0 | 0 | 0 | 0 | 0 | 0 | 0
2040-10-19 | 11 | 5 | -16080 | -831 | -1182 | -905 | 0 | -1859 | 3836 | 0 | 80 | 333 | 53 | 160 | 1276 | 3288 | 673 | 0 | 680 | 8221 | 212 | 379 | 0 | 0 | 1200 | 0 | 465 | 0 | 0 | 0 | 0 | 611 | 0 | 229 | 0 | 0
2040-10-19 | 12 | 2 | -15660 | -705 | -1024 | -908 | -610 | -1859 | 3863 | 0 | 80 | 333 | 53 | 160 | 1117 | 3288 | 546 | 0 | 611 | 10037 | 0 | 0 | 0 | 0 | 214 | 0 | 465 | 0 | 0 | 0 | 213 | 992 | 0 | 243 | 986 | 0
2040-10-19 | 13 | 2 | -15382 | -625 | -1339 | -908 | -610 | -1859 | 3699 | 0 | 80 | 333 | 53 | 160 | 509 | 3288 | 403 | 0 | 560 | 10878 | 0 | 0 | 0 | 0 | 295 | 0 | 465 | 0 | 0 | 0 | 212 | 987 | 0 | 255 | 905 | 0
2040-10-19 | 14 | 2 | -15171 | -521 | -1313 | -908 | -199 | -1859 | 3398 | 0 | 80 | 333 | 53 | 160 | 509 | 3288 | 344 | 0 | 531 | 10091 | 0 | 0 | 0 | 0 | 720 | 0 | 465 | 0 | 0 | 0 | 211 | 990 | 0 | 260 | 480 | 0
2040-10-19 | 15 | 5 | -14631 | -454 | -1182 | -444 | 0 | -1859 | 3086 | 0 | 80 | 333 | 53 | 160 | 329 | 3288 | 336 | 0 | 500 | 8478 | 213 | 49 | 0 | 0 | 1200 | 0 | 465 | 0 | 0 | 0 | 0 | 943 | 0 | 254 | 0 | 0
2040-10-19 | 16 | 23.29 | -14499 | -427 | -1549 | 0 | 0 | -218 | 2917 | 0 | 80 | 333 | 53 | 186 | 329 | 3288 | 262 | 0 | 451 | 5668 | 213 | 996 | 0 | 252 | 1200 | 0 | 465 | 0 | 0 | 0 | 0 | 0 | 0 | 0 | 0 | 0
2040-10-19 | 17 | 31.48 | -14703 | -395 | -1996 | 747 | 136 | 267 | 3128 | 0 | 80 | 333 | 53 | 335 | 2211 | 3288 | 243 | 0 | 420 | 2689 | 213 | 1010 | 0 | 277 | 1200 | 0 | 465 | 0 | 0 | 0 | 0 | 0 | 0 | 0 | 0 | 0
2040-10-19 | 18 | 31.48 | -15522 | -427 | -2390 | 908 | 508 | 1743 | 3604 | 0 | 80 | 843 | 53 | 341 | 2627 | 3288 | 307 | 0 | 380 | 468 | 215 | 1011 | 0 | 297 | 1200 | 0 | 465 | 0 | 0 | 0 | 0 | 0 | 0 | 0 | 0 | 0
2040-10-19 | 19 | 31.48 | -15824 | -521 | -2285 | 532 | 441 | 1549 | 4227 | 0 | 80 | 914 | 53 | 341 | 3343 | 3288 | 319 | 0 | 343 | 3 | 215 | 1020 | 0 | 296 | 1200 | 0 | 465 | 0 | 0 | 0 | 0 | 0 | 0 | 0 | 0 | 0
2040-10-19 | 20 | 31.48 | -15305 | -665 | -1602 | 395 | 0 | 1543 | 4058 | 0 | 80 | 690 | 53 | 341 | 3337 | 3288 | 272 | 0 | 300 | 0 | 216 | 1023 | 0 | 310 | 1200 | 0 | 465 | 0 | 0 | 0 | 0 | 0 | 0 | 0 | 0 | 0
2040-10-19 | 21 | 31.48 | -14777 | -786 | -1471 | 310 | 0 | 1455 | 3651 | 0 | 80 | 680 | 53 | 341 | 3470 | 3288 | 190 | 0 | 265 | 0 | 218 | 1026 | 0 | 341 | 1200 | 0 | 465 | 0 | 0 | 0 | 0 | 0 | 0 | 0 | 0 | 0
2040-10-19 | 22 | 31.48 | -13845 | -786 | -1234 | 273 | 0 | 1121 | 3081 | 0 | 80 | 528 | 53 | 341 | 3470 | 3288 | 117 | 0 | 247 | 0 | 218 | 1023 | 0 | 361 | 1200 | 0 | 465 | 0 | 0 | 0 | 0 | 0 | 0 | 0 | 0 | 0
2040-10-19 | 23 | 31.48 | -12894 | -872 | -1024 | 248 | 0 | 989 | 2277 | 0 | 80 | 485 | 53 | 341 | 3430 | 3288 | 110 | 0 | 201 | 0 | 218 | 1020 | 0 | 384 | 1200 | 0 | 465 | 0 | 0 | 0 | 0 | 0 | 0 | 0 | 0 | 0
2040-10-19 | 24 | 31.48 | -11856 | -966 | -840 | 90 | 135 | 582 | 1501 | 0 | 80 | 438 | 53 | 341 | 3609 | 3288 | 113 | 0 | 190 | 0 | 215 | 993 | 0 | 369 | 1200 | 0 | 465 | 0 | 0 | 0 | 0 | 0 | 0 | 0 | 0 | 0
2040-10-20 | 1 | 35.98 | -11445 | -1015 | -972 | 0 | -118 | -83 | 528 | 0 | 80 | 592 | 53 | 341 | 4812 | 3288 | 133 | 0 | 189 | 0 | 212 | 950 | 0 | 790 | 1200 | 0 | 465 | 0 | 0 | 0 | 0 | 0 | 0 | 0 | 0 | 0
2040-10-20 | 2 | 35.98 | -11180 | -1015 | -840 | 0 | -71 | -685 | 528 | 0 | 80 | 495 | 53 | 341 | 5100 | 3288 | 132 | 0 | 188 | 0 | 200 | 938 | 0 | 783 | 1200 | 0 | 465 | 0 | 0 | 0 | 0 | 0 | 0 | 0 | 0 | 0
2040-10-20 | 3 | 35.98 | -11107 | -1114 | -762 | 0 | -9 | -663 | 528 | 0 | 80 | 489 | 53 | 341 | 5036 | 3288 | 102 | 0 | 166 | 0 | 205 | 935 | 0 | 767 | 1200 | 0 | 465 | 0 | 0 | 0 | 0 | 0 | 0 | 0 | 0 | 0
2040-10-20 | 4 | 35.98 | -11227 | -1164 | -683 | 0 | 0 | -307 | 528 | 0 | 80 | 507 | 53 | 341 | 5146 | 3288 | 109 | 0 | 164 | 0 | 198 | 935 | 0 | 366 | 1200 | 0 | 465 | 0 | 0 | 0 | 0 | 0 | 0 | 0 | 0 | 0
2040-10-20 | 5 | 35.98 | -11590 | -1164 | -683 | 0 | 0 | -85 | 528 | 0 | 80 | 595 | 53 | 341 | 5256 | 3288 | 75 | 0 | 161 | 0 | 195 | 932 | 0 | 352 | 1200 | 0 | 465 | 0 | 0 | 0 | 0 | 0 | 0 | 0 | 0 | 0
2040-10-20 | 6 | 36.08 | -12282 | -1218 | -709 | 0 | 0 | 0 | 528 | 0 | 80 | 754 | 53 | 341 | 5830 | 3288 | 47 | 0 | 160 | 0 | 209 | 930 | 0 | 323 | 1200 | 0 | 465 | 0 | 0 | 0 | 0 | 0 | 0 | 0 | 0 | 0
2040-10-20 | 7 | 37.76 | -12983 | -1218 | -788 | 0 | 0 | 0 | 544 | 0 | 80 | 1052 | 53 | 341 | 6337 | 3288 | 40 | 0 | 168 | 0 | 212 | 935 | 0 | 273 | 1200 | 0 | 465 | 0 | 0 | 0 | 0 | 0 | 0 | 0 | 0 | 0
2040-10-20 | 8 | 38.17 | -13971 | -1272 | -919 | 0 | 0 | 0 | 1168 | 0 | 80 | 1137 | 53 | 341 | 6639 | 3288 | 31 | 0 | 156 | 210 | 213 | 942 | 0 | 238 | 1200 | 0 | 465 | 0 | 0 | 0 | 0 | 0 | 0 | 0 | 0 | 0
2040-10-20 | 9 | 35.98 | -14657 | -1218 | -1103 | 0 | 0 | 0 | 1960 | 0 | 80 | 713 | 53 | 341 | 5739 | 3288 | 32 | 0 | 137 | 1582 | 213 | 942 | 0 | 232 | 1200 | 0 | 465 | 0 | 0 | 0 | 0 | 0 | 0 | 0 | 0 | 0
2040-10-20 | 10 | 35.98 | -15297 | -1015 | -1313 | 0 | 0 | -1321 | 2436 | 0 | 0 | 334 | 53 | 341 | 5354 | 3288 | 80 | 0 | 85 | 3889 | 213 | 974 | 0 | 235 | 1200 | 0 | 465 | 0 | 0 | 0 | 0 | 0 | 0 | 0 | 0 | 0
2040-10-20 | 11 | 33.45 | -15544 | -831 | -1182 | -423 | -610 | -1859 | 2668 | 0 | 0 | 333 | 53 | 341 | 4404 | 3288 | 146 | 0 | 68 | 6051 | 212 | 990 | 0 | 229 | 1200 | 0 | 465 | 0 | 0 | 0 | 0 | 0 | 0 | 0 | 0 | 0
2040-10-20 | 12 | 33.45 | -15591 | -665 | -1313 | -720 | -610 | -1859 | 2801 | 0 | 0 | 333 | 53 | 341 | 3236 | 3288 | 264 | 0 | 61 | 7268 | 213 | 992 | 0 | 243 | 1200 | 0 | 465 | 0 | 0 | 0 | 0 | 0 | 0 | 0 | 0 | 0
2040-10-20 | 13 | 35.98 | -15479 | -589 | -1418 | 0 | 0 | -1225 | 2848 | 0 | 0 | 333 | 53 | 341 | 1805 | 3288 | 285 | 0 | 61 | 6577 | 212 | 987 | 0 | 255 | 1200 | 0 | 465 | 0 | 0 | 0 | 0 | 0 | 0 | 0 | 0 | 0
2040-10-20 | 14 | 47.31 | -15351 | -521 | -1471 | 0 | 0 | 0 | 2753 | 0 | 0 | 333 | 53 | 341 | 2077 | 3288 | 341 | 0 | 54 | 4976 | 211 | 990 | 0 | 260 | 1200 | 0 | 465 | 0 | 0 | 0 | 0 | 0 | 0 | 0 | 0 | 0
2040-10-20 | 15 | 48.63 | -15573 | -485 | -1523 | 0 | 102 | 1566 | 2668 | 0 | 0 | 334 | 53 | 358 | 2218 | 3288 | 375 | 0 | 57 | 3438 | 213 | 992 | 0 | 254 | 1200 | 0 | 465 | 0 | 0 | 0 | 0 | 0 | 0 | 0 | 0 | 0
2040-10-20 | 16 | 48.63 | -16104 | -485 | -1444 | 441 | 508 | 1610 | 2779 | 0 | 0 | 712 | 53 | 358 | 2896 | 3288 | 189 | 0 | 53 | 2020 | 213 | 996 | 0 | 252 | 1200 | 0 | 465 | 0 | 0 | 0 | 0 | 0 | 0 | 0 | 0 | 0
2040-10-20 | 17 | 48.63 | -16856 | -485 | -1444 | 543 | 508 | 1563 | 3160 | 0 | 220 | 1137 | 53 | 358 | 3638 | 3288 | 233 | 0 | 57 | 861 | 213 | 1010 | 0 | 277 | 1200 | 0 | 465 | 0 | 0 | 0 | 0 | 0 | 0 | 0 | 0 | 0
2040-10-20 | 18 | 48.63 | -17466 | -521 | -1471 | 0 | 102 | 1246 | 3736 | 0 | 220 | 1158 | 53 | 350 | 5628 | 3288 | 264 | 0 | 63 | 161 | 215 | 1011 | 0 | 297 | 1200 | 0 | 465 | 0 | 0 | 0 | 0 | 0 | 0 | 0 | 0 | 0
2040-10-20 | 19 | 42.13 | -17126 | -553 | -1523 | 0 | 0 | 0 | 4227 | 0 | 220 | 1137 | 53 | 341 | 6174 | 3288 | 475 | 0 | 86 | 3 | 215 | 1020 | 0 | 296 | 1200 | 0 | 465 | 0 | 0 | 0 | 0 | 0 | 0 | 0 | 0 | 0
2040-10-20 | 20 | 41.09 | -16302 | -589 | -1418 | 0 | 0 | 0 | 3926 | 0 | 220 | 914 | 53 | 341 | 5572 | 3288 | 674 | 0 | 106 | 0 | 216 | 1023 | 0 | 310 | 1200 | 0 | 465 | 0 | 0 | 0 | 0 | 0 | 0 | 0 | 0 | 0
2040-10-20 | 21 | 35.37 | -15167 | -625 | -1339 | 0 | 0 | 0 | 3303 | 0 | 220 | 674 | 53 | 335 | 4457 | 3288 | 1409 | 0 | 143 | 0 | 218 | 1026 | 0 | 341 | 1200 | 0 | 465 | 0 | 0 | 0 | 0 | 0 | 0 | 0 | 0 | 0
2040-10-20 | 22 | 18.15 | -13665 | -625 | -1208 | 0 | 0 | 0 | 2410 | 0 | 220 | 438 | 53 | 175 | 3828 | 3288 | 1673 | 0 | 145 | 0 | 218 | 1023 | 0 | 361 | 1200 | 0 | 465 | 0 | 0 | 0 | 0 | 0 | 0 | 0 | 0 | 0
2040-10-20 | 23 | 10 | -12495 | -665 | -1208 | 0 | 0 | 0 | 1369 | 0 | 220 | 369 | 53 | 160 | 3348 | 3288 | 2435 | 0 | 141 | 0 | 218 | 1020 | 0 | 82 | 1200 | 0 | 465 | 0 | 0 | 0 | 0 | 0 | 0 | 302 | 0 | 0
2040-10-20 | 24 | 5 | -11808 | -665 | -1103 | 0 | 0 | 0 | 528 | 0 | 220 | 334 | 53 | 160 | 3348 | 3288 | 3179 | 0 | 147 | 0 | 215 | 438 | 0 | 0 | 1200 | 0 | 465 | 0 | 0 | 0 | 0 | 555 | 0 | 369 | 0 | 0
2040-10-21 | 1 | 17.23 | -11359 | -665 | -972 | 0 | 0 | -1800 | 528 | 0 | 220 | 333 | 53 | 160 | 2999 | 3288 | 3458 | 0 | 139 | 0 | 212 | 950 | 0 | 790 | 1200 | 0 | 465 | 0 | 0 | 0 | 0 | 0 | 0 | 0 | 0 | 0
2040-10-21 | 2 | 17.23 | -11285 | -705 | -840 | 0 | 0 | -1360 | 528 | 0 | 220 | 333 | 53 | 160 | 2406 | 3288 | 3509 | 0 | 107 | 0 | 200 | 938 | 0 | 783 | 1200 | 0 | 465 | 0 | 0 | 0 | 0 | 0 | 0 | 0 | 0 | 0
2040-10-21 | 3 | 17.23 | -11394 | -705 | -762 | 0 | 0 | -1277 | 528 | 0 | 220 | 333 | 53 | 160 | 2116 | 3288 | 3768 | 0 | 99 | 0 | 205 | 935 | 0 | 767 | 1200 | 0 | 465 | 0 | 0 | 0 | 0 | 0 | 0 | 0 | 0 | 0
2040-10-21 | 4 | 17.23 | -11831 | -705 | -683 | 0 | 0 | -170 | 528 | 0 | 220 | 333 | 53 | 160 | 2116 | 3288 | 3440 | 0 | 87 | 0 | 198 | 935 | 0 | 366 | 1200 | 0 | 465 | 0 | 0 | 0 | 0 | 0 | 0 | 0 | 0 | 0
2040-10-21 | 5 | 23.29 | -13206 | -746 | -683 | 0 | 0 | 422 | 528 | 0 | 220 | 459 | 53 | 171 | 2491 | 3288 | 3766 | 0 | 93 | 0 | 195 | 932 | 0 | 352 | 1200 | 0 | 465 | 0 | 0 | 0 | 0 | 0 | 0 | 0 | 0 | 0
2040-10-21 | 6 | 23.29 | -15562 | -746 | -709 | 0 | 0 | 1749 | 528 | 0 | 220 | 1066 | 53 | 171 | 2711 | 3288 | 4006 | 0 | 97 | 0 | 209 | 930 | 0 | 323 | 1200 | 0 | 465 | 0 | 0 | 0 | 0 | 0 | 0 | 0 | 0 | 0
2040-10-21 | 7 | 23.29 | -16867 | -786 | -788 | 0 | 0 | 1084 | 2040 | 0 | 220 | 993 | 53 | 171 | 3087 | 3288 | 4311 | 0 | 109 | 0 | 212 | 935 | 0 | 273 | 1200 | 0 | 465 | 0 | 0 | 0 | 0 | 0 | 0 | 0 | 0 | 0
2040-10-21 | 8 | 17.55 | -17020 | -786 | -919 | 0 | 0 | 0 | 2991 | 0 | 220 | 595 | 53 | 160 | 3281 | 3288 | 4726 | 0 | 125 | 227 | 213 | 942 | 0 | 238 | 1200 | 0 | 465 | 0 | 0 | 0 | 0 | 0 | 0 | 0 | 0 | 0
2040-10-21 | 9 | 17.23 | -17058 | -786 | -1103 | 0 | 0 | -519 | 3192 | 0 | 220 | 334 | 53 | 160 | 2606 | 3288 | 4710 | 0 | 110 | 1741 | 213 | 942 | 0 | 232 | 1200 | 0 | 465 | 0 | 0 | 0 | 0 | 0 | 0 | 0 | 0 | 0
2040-10-21 | 10 | 17.23 | -17357 | -705 | -1313 | 0 | 0 | -1520 | 3303 | 0 | 220 | 333 | 53 | 160 | 1253 | 3288 | 4689 | 0 | 65 | 4454 | 213 | 974 | 0 | 235 | 1200 | 0 | 456 | 0 | 0 | 0 | 0 | 0 | 0 | 0 | 0 | 0
2040-10-21 | 11 | 2 | -17188 | -625 | -1182 | -905 | 0 | -1859 | 3371 | 0 | 220 | 333 | 53 | 160 | 1021 | 3288 | 4576 | 0 | 35 | 7459 | 0 | 0 | 0 | 0 | 828 | 0 | 414 | 0 | 0 | 0 | 212 | 990 | 0 | 229 | 372 | 0
2040-10-21 | 12 | -40 | -16653 | -485 | -1313 | -908 | -610 | -1859 | 3234 | 0 | 220 | 0 | 48 | 160 | 1021 | 3288 | 4313 | 0 | 0 | 9264 | 0 | 0 | 0 | 0 | 0 | 0 | 280 | 208 | 234 | 0 | 213 | 992 | 0 | 243 | 1200 | 0
2040-10-21 | 13 | -40 | -16314 | -395 | -1418 | -908 | -610 | -1859 | 2874 | 0 | 220 | 0 | 48 | 160 | 853 | 3288 | 4229 | 0 | 0 | 9553 | 0 | 0 | 0 | 0 | 0 | 0 | 280 | 120 | 145 | 0 | 212 | 987 | 0 | 255 | 1200 | 0
2040-10-21 | 14 | 0 | -16049 | -341 | -1471 | -908 | -199 | -1859 | 2642 | 0 | 220 | 325 | 48 | 160 | 685 | 3288 | 4240 | 0 | 27 | 8869 | 0 | 0 | 0 | 0 | 0 | 0 | 323 | 0 | 0 | 0 | 211 | 990 | 0 | 260 | 1200 | 0
2040-10-21 | 15 | 2 | -16265 | -341 | -1523 | -444 | 0 | -1859 | 2499 | 0 | 220 | 333 | 53 | 160 | 580 | 3288 | 4443 | 0 | 29 | 7270 | 0 | 0 | 0 | 0 | 1101 | 0 | 456 | 0 | 0 | 0 | 213 | 992 | 0 | 254 | 99 | 0
2040-10-21 | 16 | 17.23 | -16845 | -315 | -1444 | 0 | 0 | -818 | 2584 | 0 | 220 | 333 | 53 | 160 | 290 | 3288 | 4573 | 0 | 30 | 4764 | 213 | 996 | 0 | 252 | 1200 | 0 | 465 | 0 | 0 | 0 | 0 | 0 | 0 | 0 | 0 | 0
2040-10-21 | 17 | 23.29 | -17650 | -315 | -1444 | 498 | 8 | 838 | 2980 | 0 | 220 | 437 | 53 | 171 | 1088 | 3288 | 4500 | 0 | 35 | 2126 | 213 | 1010 | 0 | 277 | 1200 | 0 | 465 | 0 | 0 | 0 | 0 | 0 | 0 | 0 | 0 | 0
2040-10-21 | 18 | 23.29 | -18466 | -341 | -1471 | 872 | 508 | 1635 | 3561 | 0 | 220 | 914 | 53 | 171 | 1088 | 3288 | 4382 | 0 | 28 | 369 | 215 | 1011 | 0 | 297 | 1200 | 0 | 465 | 0 | 0 | 0 | 0 | 0 | 0 | 0 | 0 | 0
2040-10-21 | 19 | 23.29 | -18159 | -454 | -1523 | 602 | 333 | 1549 | 4227 | 0 | 220 | 870 | 53 | 171 | 1465 | 3288 | 4111 | 0 | 46 | 3 | 215 | 1020 | 0 | 296 | 1200 | 0 | 465 | 0 | 0 | 0 | 0 | 0 | 0 | 0 | 0 | 0
2040-10-21 | 20 | 23.29 | -17218 | -553 | -1418 | 487 | 67 | 1549 | 4000 | 0 | 220 | 690 | 53 | 171 | 1462 | 3288 | 3910 | 0 | 78 | 0 | 216 | 1023 | 0 | 310 | 1200 | 0 | 465 | 0 | 0 | 0 | 0 | 0 | 0 | 0 | 0 | 0
2040-10-21 | 21 | 23.29 | -15933 | -625 | -1339 | 305 | 0 | 1477 | 3350 | 0 | 220 | 592 | 53 | 171 | 1462 | 3288 | 3603 | 0 | 126 | 0 | 218 | 1026 | 0 | 341 | 1200 | 0 | 465 | 0 | 0 | 0 | 0 | 0 | 0 | 0 | 0 | 0
2040-10-21 | 22 | 23.29 | -14374 | -705 | -1208 | 442 | 167 | 815 | 2452 | 0 | 220 | 483 | 53 | 171 | 1462 | 3288 | 3338 | 0 | 131 | 0 | 218 | 1023 | 0 | 361 | 1200 | 0 | 465 | 0 | 0 | 0 | 0 | 0 | 0 | 0 | 0 | 0
2040-10-21 | 23 | 23.29 | -12911 | -746 | -1208 | 293 | 35 | 973 | 1421 | 0 | 220 | 369 | 53 | 171 | 1462 | 3288 | 3122 | 0 | 170 | 0 | 218 | 1020 | 0 | 384 | 1200 | 0 | 465 | 0 | 0 | 0 | 0 | 0 | 0 | 0 | 0 | 0
2040-10-21 | 24 | 23.29 | -12195 | -786 | -1103 | 5 | 102 | 310 | 528 | 0 | 220 | 438 | 53 | 171 | 2306 | 3288 | 3229 | 0 | 192 | 0 | 215 | 993 | 0 | 369 | 1200 | 0 | 465 | 0 | 0 | 0 | 0 | 0 | 0 | 0 | 0 | 0
2040-10-22 | 1 | 17.91 | -11815 | -872 | -735 | 0 | 0 | -1360 | 528 | 0 | 220 | 333 | 53 | 160 | 3236 | 3288 | 3121 | 0 | 226 | 0 | 212 | 950 | 0 | 790 | 1200 | 0 | 465 | 0 | 0 | 0 | 0 | 0 | 0 | 0 | 0 | 0
2040-10-22 | 2 | 17.55 | -11608 | -831 | -657 | 0 | 0 | -1859 | 528 | 0 | 220 | 333 | 53 | 160 | 3217 | 3288 | 3336 | 0 | 233 | 0 | 200 | 938 | 0 | 783 | 1200 | 0 | 465 | 0 | 0 | 0 | 0 | 0 | 0 | 0 | 0 | 0
2040-10-22 | 3 | 17.91 | -11625 | -872 | -578 | 0 | 0 | -1729 | 528 | 0 | 220 | 333 | 53 | 160 | 3091 | 3288 | 3315 | 0 | 243 | 0 | 205 | 935 | 0 | 767 | 1200 | 0 | 465 | 0 | 0 | 0 | 0 | 0 | 0 | 0 | 0 | 0
2040-10-22 | 4 | 17.91 | -12073 | -872 | -551 | 0 | 0 | -1069 | 528 | 0 | 220 | 333 | 53 | 160 | 3091 | 3288 | 3440 | 0 | 288 | 0 | 198 | 935 | 0 | 366 | 1200 | 0 | 465 | 0 | 0 | 0 | 0 | 0 | 0 | 0 | 0 | 0
2040-10-22 | 5 | 23.38 | -13359 | -872 | -525 | 0 | 0 | 0 | 528 | 0 | 220 | 438 | 53 | 212 | 3416 | 3288 | 3135 | 0 | 321 | 0 | 195 | 932 | 0 | 352 | 1200 | 0 | 465 | 0 | 0 | 0 | 0 | 0 | 0 | 0 | 0 | 0
2040-10-22 | 6 | 24.21 | -15684 | -872 | -551 | 0 | 0 | 767 | 528 | 0 | 300 | 1060 | 53 | 272 | 4047 | 3288 | 3318 | 0 | 347 | 0 | 209 | 930 | 0 | 323 | 1200 | 0 | 465 | 0 | 0 | 0 | 0 | 0 | 0 | 0 | 0 | 0
2040-10-22 | 7 | 24.21 | -17016 | -831 | -709 | 0 | 0 | 543 | 1849 | 0 | 300 | 1130 | 53 | 275 | 4047 | 3288 | 3603 | 0 | 381 | 0 | 212 | 935 | 0 | 273 | 1200 | 0 | 465 | 0 | 0 | 0 | 0 | 0 | 0 | 0 | 0 | 0
2040-10-22 | 8 | 24.21 | -17264 | -831 | -867 | 0 | 0 | 299 | 2816 | 0 | 300 | 831 | 53 | 275 | 3947 | 3288 | 3571 | 0 | 431 | 91 | 213 | 942 | 0 | 238 | 1200 | 0 | 465 | 0 | 0 | 0 | 0 | 0 | 0 | 0 | 0 | 0
2040-10-22 | 9 | 24.21 | -17318 | -786 | -1050 | 0 | 0 | 0 | 3049 | 0 | 300 | 690 | 53 | 271 | 3979 | 3288 | 3283 | 0 | 474 | 715 | 213 | 942 | 0 | 232 | 1200 | 0 | 465 | 0 | 0 | 0 | 0 | 0 | 0 | 0 | 0 | 0
2040-10-22 | 10 | 17.91 | -17653 | -746 | -1234 | 0 | 0 | -406 | 3176 | 0 | 300 | 483 | 53 | 160 | 3780 | 3288 | 3110 | 0 | 451 | 2152 | 213 | 974 | 0 | 235 | 1200 | 0 | 465 | 0 | 0 | 0 | 0 | 0 | 0 | 0 | 0 | 0
2040-10-22 | 11 | 17.91 | -18034 | -625 | -1182 | 0 | 0 | -997 | 3287 | 0 | 300 | 333 | 53 | 160 | 3392 | 3288 | 3309 | 0 | 417 | 3202 | 212 | 990 | 0 | 229 | 1200 | 0 | 465 | 0 | 0 | 0 | 0 | 0 | 0 | 0 | 0 | 0
2040-10-22 | 12 | 17.91 | -17718 | -553 | -1024 | 0 | 0 | -948 | 3387 | 0 | 300 | 333 | 53 | 160 | 2934 | 3288 | 2941 | 0 | 398 | 3335 | 213 | 992 | 0 | 243 | 1200 | 0 | 465 | 0 | 0 | 0 | 0 | 0 | 0 | 0 | 0 | 0
2040-10-22 | 13 | 17.91 | -17782 | -521 | -1339 | 0 | 0 | -445 | 3345 | 0 | 300 | 333 | 53 | 160 | 2644 | 3288 | 3003 | 0 | 377 | 3466 | 212 | 987 | 0 | 255 | 1200 | 0 | 465 | 0 | 0 | 0 | 0 | 0 | 0 | 0 | 0 | 0
2040-10-22 | 14 | 24.21 | -17698 | -485 | -1313 | 0 | 0 | 779 | 3355 | 0 | 300 | 592 | 53 | 272 | 2748 | 3288 | 2983 | 0 | 399 | 1600 | 211 | 990 | 0 | 260 | 1200 | 0 | 465 | 0 | 0 | 0 | 0 | 0 | 0 | 0 | 0 | 0
2040-10-22 | 15 | 24.21 | -17295 | -485 | -1182 | 0 | 0 | 752 | 3213 | 0 | 300 | 550 | 53 | 275 | 2748 | 3288 | 3008 | 0 | 431 | 1220 | 213 | 992 | 0 | 254 | 1200 | 0 | 465 | 0 | 0 | 0 | 0 | 0 | 0 | 0 | 0 | 0
2040-10-22 | 16 | 24.21 | -17207 | -521 | -1549 | 0 | 0 | 764 | 3197 | 0 | 300 | 713 | 53 | 275 | 2858 | 3288 | 3540 | 0 | 455 | 708 | 213 | 996 | 0 | 252 | 1200 | 0 | 465 | 0 | 0 | 0 | 0 | 0 | 0 | 0 | 0 | 0
2040-10-22 | 17 | 24.21 | -17553 | -521 | -1996 | 0 | 0 | 962 | 3435 | 0 | 300 | 914 | 53 | 275 | 3110 | 3288 | 3540 | 0 | 473 | 556 | 213 | 1010 | 0 | 277 | 1200 | 0 | 465 | 0 | 0 | 0 | 0 | 0 | 0 | 0 | 0 | 0
2040-10-22 | 18 | 24.21 | -18080 | -553 | -2390 | 0 | 0 | 907 | 3942 | 0 | 300 | 1157 | 53 | 271 | 3681 | 3288 | 3594 | 0 | 521 | 119 | 215 | 1011 | 0 | 297 | 1200 | 0 | 465 | 0 | 0 | 0 | 0 | 0 | 0 | 0 | 0 | 0
2040-10-22 | 19 | 24.21 | -18235 | -553 | -2285 | 0 | 0 | 674 | 4227 | 0 | 300 | 1157 | 53 | 271 | 3867 | 3288 | 3464 | 0 | 572 | 3 | 215 | 1020 | 0 | 296 | 1200 | 0 | 465 | 0 | 0 | 0 | 0 | 0 | 0 | 0 | 0 | 0
2040-10-22 | 20 | 24.21 | -17458 | -553 | -1602 | 0 | 0 | 75 | 3889 | 0 | 300 | 775 | 53 | 268 | 3668 | 3288 | 3481 | 0 | 601 | 0 | 216 | 1023 | 0 | 310 | 1200 | 0 | 465 | 0 | 0 | 0 | 0 | 0 | 0 | 0 | 0 | 0
2040-10-22 | 21 | 22.28 | -16312 | -553 | -1471 | 0 | 0 | 0 | 3271 | 0 | 300 | 674 | 53 | 170 | 3272 | 3288 | 3441 | 0 | 616 | 0 | 218 | 1026 | 0 | 341 | 1200 | 0 | 465 | 0 | 0 | 0 | 0 | 0 | 0 | 0 | 0 | 0
2040-10-22 | 22 | 14.4 | -14775 | -553 | -1234 | 0 | 0 | -195 | 2357 | 0 | 300 | 459 | 53 | 160 | 2842 | 3288 | 3426 | 0 | 606 | 0 | 218 | 1023 | 0 | 361 | 1200 | 0 | 465 | 0 | 0 | 0 | 0 | 0 | 0 | 0 | 0 | 0
2040-10-22 | 23 | 14.4 | -13538 | -553 | -1024 | 0 | 0 | -242 | 1199 | 0 | 300 | 430 | 53 | 160 | 2620 | 3288 | 3411 | 0 | 608 | 0 | 218 | 1020 | 0 | 384 | 1200 | 0 | 465 | 0 | 0 | 0 | 0 | 0 | 0 | 0 | 0 | 0
2040-10-22 | 24 | 19.46 | -12638 | -553 | -840 | 0 | 0 | 323 | 528 | 0 | 300 | 333 | 53 | 160 | 1558 | 3288 | 3634 | 0 | 611 | 0 | 215 | 993 | 0 | 369 | 1200 | 0 | 465 | 0 | 0 | 0 | 0 | 0 | 0 | 0 | 0 | 0
2040-10-23 | 1 | 30.52 | -12202 | -553 | -735 | 0 | 0 | -777 | 528 | 0 | 300 | 333 | 53 | 319 | 2025 | 3288 | 3214 | 0 | 588 | 0 | 212 | 950 | 0 | 790 | 1200 | 0 | 465 | 0 | 0 | 0 | 0 | 0 | 0 | 0 | 0 | 0
2040-10-23 | 2 | 36.08 | -12063 | -553 | -657 | 0 | 0 | 0 | 528 | 0 | 300 | 333 | 53 | 335 | 1848 | 3288 | 2419 | 0 | 582 | 0 | 200 | 938 | 0 | 783 | 1200 | 0 | 465 | 0 | 0 | 0 | 0 | 0 | 0 | 0 | 0 | 0
2040-10-23 | 3 | 41.24 | -12107 | -521 | -578 | 0 | 0 | 150 | 528 | 0 | 300 | 369 | 53 | 341 | 2525 | 3288 | 1499 | 0 | 580 | 0 | 205 | 935 | 0 | 767 | 1200 | 0 | 465 | 0 | 0 | 0 | 0 | 0 | 0 | 0 | 0 | 0
2040-10-23 | 4 | 40.36 | -12392 | -521 | -551 | 0 | 0 | 0 | 528 | 0 | 300 | 438 | 53 | 341 | 3898 | 3288 | 875 | 0 | 579 | 0 | 198 | 935 | 0 | 366 | 1200 | 0 | 465 | 0 | 0 | 0 | 0 | 0 | 0 | 0 | 0 | 0
2040-10-23 | 5 | 41.24 | -13709 | -553 | -525 | 0 | 0 | 275 | 528 | 0 | 300 | 713 | 53 | 341 | 4551 | 3288 | 998 | 0 | 596 | 0 | 195 | 932 | 0 | 352 | 1200 | 0 | 465 | 0 | 0 | 0 | 0 | 0 | 0 | 0 | 0 | 0
2040-10-23 | 6 | 41.24 | -15931 | -521 | -551 | 0 | 0 | 150 | 555 | 0 | 300 | 1157 | 53 | 341 | 5986 | 3288 | 1512 | 0 | 535 | 0 | 209 | 930 | 0 | 323 | 1200 | 0 | 465 | 0 | 0 | 0 | 0 | 0 | 0 | 0 | 0 | 0
2040-10-23 | 7 | 37.76 | -17311 | -521 | -709 | 0 | 0 | 0 | 2193 | 0 | 300 | 1116 | 53 | 335 | 4784 | 3288 | 2892 | 0 | 495 | 0 | 212 | 935 | 0 | 273 | 1200 | 0 | 465 | 0 | 0 | 0 | 0 | 0 | 0 | 0 | 0 | 0
2040-10-23 | 8 | 21.38 | -17486 | -521 | -867 | 0 | 0 | 0 | 3223 | 0 | 300 | 674 | 53 | 175 | 3589 | 3288 | 3855 | 0 | 510 | 149 | 213 | 942 | 0 | 238 | 1200 | 0 | 465 | 0 | 0 | 0 | 0 | 0 | 0 | 0 | 0 | 0
2040-10-23 | 9 | 7.4 | -17463 | -553 | -1050 | 0 | 0 | -933 | 3466 | 0 | 220 | 334 | 53 | 160 | 3620 | 3288 | 4278 | 0 | 536 | 1223 | 213 | 942 | 0 | 0 | 1200 | 0 | 465 | 0 | 0 | 0 | 0 | 0 | 0 | 232 | 0 | 0
2040-10-23 | 10 | 5 | -17959 | -521 | -1234 | 0 | 0 | -1853 | 3551 | 0 | 0 | 333 | 53 | 160 | 2987 | 3288 | 4402 | 0 | 495 | 3698 | 213 | 723 | 0 | 0 | 1200 | 0 | 465 | 0 | 0 | 0 | 0 | 251 | 0 | 235 | 0 | 0
2040-10-23 | 11 | 2 | -18287 | -427 | -1182 | 0 | 0 | -1859 | 3799 | 0 | 0 | 333 | 53 | 160 | 2440 | 3288 | 4133 | 0 | 491 | 6261 | 0 | 0 | 0 | 0 | 339 | 0 | 456 | 0 | 0 | 0 | 212 | 990 | 0 | 229 | 861 | 0
2040-10-23 | 12 | 0.23 | -18060 | -368 | -1024 | -908 | -355 | -1859 | 3873 | 0 | 0 | 333 | 53 | 160 | 2177 | 3288 | 4255 | 0 | 503 | 7519 | 0 | 0 | 0 | 0 | 0 | 0 | 414 | 0 | 0 | 0 | 213 | 992 | 0 | 243 | 1200 | 0
2040-10-23 | 13 | -30 | -18019 | -315 | -1339 | -908 | -610 | -1859 | 3878 | 0 | 0 | 197 | 48 | 160 | 2177 | 3288 | 4096 | 0 | 425 | 8500 | 0 | 0 | 0 | 0 | 0 | 0 | 280 | 0 | 83 | 0 | 212 | 987 | 0 | 255 | 1200 | 0
2040-10-23 | 14 | 0.23 | -17769 | -270 | -1313 | -866 | -443 | -1859 | 3804 | 0 | 0 | 333 | 53 | 160 | 1752 | 3288 | 3967 | 0 | 552 | 8196 | 0 | 0 | 0 | 0 | 0 | 0 | 414 | 0 | 0 | 0 | 211 | 990 | 0 | 260 | 1200 | 0
2040-10-23 | 15 | 0.23 | -17158 | -247 | -1182 | -896 | -10 | -1859 | 3530 | 0 | 0 | 333 | 53 | 160 | 1752 | 3288 | 4107 | 0 | 531 | 7142 | 0 | 0 | 0 | 0 | 0 | 0 | 456 | 0 | 0 | 0 | 213 | 992 | 0 | 254 | 1200 | 0
2040-10-23 | 16 | 5 | -16765 | -247 | -1549 | 0 | 0 | -1244 | 3345 | 0 | 0 | 333 | 53 | 160 | 1133 | 3288 | 3989 | 0 | 580 | 5169 | 91 | 0 | 0 | 0 | 1200 | 0 | 465 | 0 | 0 | 0 | 122 | 996 | 0 | 252 | 0 | 0
2040-10-23 | 17 | 10 | -16811 | -270 | -1996 | 0 | 0 | 76 | 3392 | 0 | 0 | 333 | 53 | 160 | 1472 | 3288 | 4143 | 0 | 651 | 2342 | 213 | 1010 | 0 | 277 | 1200 | 0 | 465 | 0 | 0 | 0 | 0 | 0 | 0 | 0 | 0 | 0
2040-10-23 | 18 | 10 | -17549 | -315 | -2390 | 663 | 342 | 1549 | 3725 | 0 | 0 | 713 | 53 | 160 | 1286 | 3288 | 4209 | 0 | 721 | 355 | 215 | 1011 | 0 | 297 | 1200 | 0 | 465 | 0 | 0 | 0 | 0 | 0 | 0 | 0 | 0 | 0
2040-10-23 | 19 | 10 | -17929 | -395 | -2285 | 717 | 500 | 1549 | 4227 | 0 | 0 | 725 | 53 | 160 | 1286 | 3288 | 4186 | 0 | 718 | 3 | 215 | 1020 | 0 | 296 | 1200 | 0 | 465 | 0 | 0 | 0 | 0 | 0 | 0 | 0 | 0 | 0
2040-10-23 | 20 | 10 | -17109 | -454 | -1602 | 548 | 167 | 1323 | 4069 | 0 | 0 | 507 | 53 | 160 | 1263 | 3288 | 3832 | 0 | 740 | 0 | 216 | 1023 | 0 | 310 | 1200 | 0 | 465 | 0 | 0 | 0 | 0 | 0 | 0 | 0 | 0 | 0
2040-10-23 | 21 | 10 | -15879 | -521 | -1471 | 738 | 8 | 1273 | 3450 | 0 | 0 | 438 | 53 | 160 | 1043 | 3288 | 3454 | 0 | 714 | 0 | 218 | 1026 | 0 | 341 | 1200 | 0 | 465 | 0 | 0 | 0 | 0 | 0 | 0 | 0 | 0 | 0
2040-10-23 | 22 | 10 | -14443 | -665 | -1234 | 277 | 2 | 1526 | 2547 | 0 | 0 | 369 | 53 | 160 | 1043 | 3288 | 3069 | 0 | 741 | 0 | 218 | 1023 | 0 | 361 | 1200 | 0 | 465 | 0 | 0 | 0 | 0 | 0 | 0 | 0 | 0 | 0
2040-10-23 | 23 | 10 | -13096 | -665 | -1024 | 68 | 100 | 1526 | 1421 | 0 | 0 | 333 | 53 | 160 | 823 | 3288 | 3080 | 0 | 776 | 0 | 218 | 1020 | 0 | 254 | 1200 | 0 | 465 | 0 | 0 | 0 | 0 | 0 | 0 | 130 | 0 | 0
2040-10-23 | 24 | 10 | -12299 | -746 | -840 | 66 | 102 | 1038 | 528 | 0 | 0 | 333 | 53 | 160 | 1539 | 3288 | 3157 | 0 | 748 | 0 | 215 | 993 | 0 | 0 | 1200 | 0 | 465 | 0 | 0 | 0 | 0 | 0 | 0 | 369 | 0 | 0
2040-10-24 | 1 | 28.45 | -11820 | -786 | -735 | 0 | 0 | -628 | 528 | 0 | 0 | 333 | 53 | 319 | 2759 | 3288 | 2357 | 0 | 714 | 0 | 212 | 950 | 0 | 790 | 1200 | 0 | 465 | 0 | 0 | 0 | 0 | 0 | 0 | 0 | 0 | 0
2040-10-24 | 2 | 28.45 | -11603 | -831 | -657 | 0 | 0 | -929 | 528 | 0 | 0 | 333 | 53 | 335 | 2759 | 3288 | 2452 | 0 | 685 | 0 | 200 | 938 | 0 | 783 | 1200 | 0 | 465 | 0 | 0 | 0 | 0 | 0 | 0 | 0 | 0 | 0
2040-10-24 | 3 | 28.45 | -11616 | -921 | -578 | 0 | 0 | -291 | 528 | 0 | 0 | 333 | 53 | 341 | 2889 | 3288 | 1758 | 0 | 643 | 0 | 205 | 935 | 0 | 767 | 1200 | 0 | 465 | 0 | 0 | 0 | 0 | 0 | 0 | 0 | 0 | 0
2040-10-24 | 4 | 31.75 | -12011 | -921 | -551 | 0 | 0 | 0 | 528 | 0 | 0 | 369 | 53 | 341 | 3701 | 3288 | 1414 | 0 | 624 | 0 | 198 | 935 | 0 | 366 | 1200 | 0 | 465 | 0 | 0 | 0 | 0 | 0 | 0 | 0 | 0 | 0
2040-10-24 | 5 | 35.37 | -13328 | -1015 | -525 | 0 | 0 | 0 | 528 | 0 | 0 | 697 | 53 | 341 | 5032 | 3288 | 1136 | 0 | 649 | 0 | 195 | 932 | 0 | 352 | 1200 | 0 | 465 | 0 | 0 | 0 | 0 | 0 | 0 | 0 | 0 | 0
2040-10-24 | 6 | 38.45 | -15712 | -1065 | -551 | 0 | 0 | 790 | 671 | 0 | 0 | 1158 | 53 | 341 | 6481 | 3288 | 821 | 0 | 597 | 0 | 209 | 930 | 0 | 323 | 1200 | 0 | 465 | 0 | 0 | 0 | 0 | 0 | 0 | 0 | 0 | 0
2040-10-24 | 7 | 38.45 | -16888 | -1015 | -709 | 0 | 0 | 577 | 2383 | 0 | 0 | 1158 | 53 | 341 | 6466 | 3288 | 699 | 0 | 562 | 0 | 212 | 935 | 0 | 273 | 1200 | 0 | 465 | 0 | 0 | 0 | 0 | 0 | 0 | 0 | 0 | 0
2040-10-24 | 8 | 37.76 | -16915 | -1114 | -867 | 0 | 0 | 0 | 3339 | 0 | 0 | 1137 | 53 | 341 | 6458 | 3288 | 525 | 0 | 503 | 192 | 213 | 942 | 0 | 238 | 1200 | 0 | 465 | 0 | 0 | 0 | 0 | 0 | 0 | 0 | 0 | 0
2040-10-24 | 9 | 35.37 | -17041 | -1065 | -1050 | 0 | 0 | 0 | 3429 | 0 | 0 | 690 | 53 | 335 | 5498 | 3288 | 391 | 0 | 455 | 1965 | 213 | 942 | 0 | 232 | 1200 | 0 | 465 | 0 | 0 | 0 | 0 | 0 | 0 | 0 | 0 | 0
2040-10-24 | 10 | 17.91 | -17504 | -786 | -1234 | 0 | 0 | -660 | 3450 | 0 | 0 | 333 | 53 | 175 | 4050 | 3288 | 377 | 0 | 383 | 4987 | 213 | 974 | 0 | 235 | 1200 | 0 | 465 | 0 | 0 | 0 | 0 | 0 | 0 | 0 | 0 | 0
2040-10-24 | 11 | 12.45 | -17895 | -589 | -1182 | -24 | 0 | -1859 | 3598 | 0 | 0 | 333 | 53 | 160 | 2665 | 3288 | 302 | 0 | 315 | 7738 | 212 | 990 | 0 | 229 | 1200 | 0 | 465 | 0 | 0 | 0 | 0 | 0 | 0 | 0 | 0 | 0
2040-10-24 | 12 | 5 | -17656 | -427 | -1024 | -908 | -610 | -1859 | 3646 | 0 | 0 | 333 | 53 | 160 | 1716 | 3288 | 344 | 0 | 318 | 9855 | 213 | 894 | 0 | 0 | 1200 | 0 | 465 | 0 | 0 | 0 | 0 | 98 | 0 | 243 | 0 | 0
2040-10-24 | 13 | 10 | -17691 | -315 | -1339 | -908 | -610 | -1859 | 3598 | 0 | 0 | 333 | 53 | 160 | 1101 | 3288 | 393 | 0 | 326 | 10414 | 212 | 987 | 0 | 192 | 1200 | 0 | 465 | 0 | 0 | 0 | 0 | 0 | 0 | 63 | 0 | 0
2040-10-24 | 14 | 10 | -17570 | -270 | -1313 | -908 | -199 | -1859 | 3577 | 0 | 0 | 333 | 53 | 160 | 1101 | 3288 | 550 | 0 | 361 | 9807 | 211 | 990 | 0 | 22 | 1200 | 0 | 465 | 0 | 0 | 0 | 0 | 0 | 0 | 238 | 0 | 0
2040-10-24 | 15 | 17.91 | -16967 | -247 | -1182 | 0 | 0 | -1577 | 3387 | 0 | 0 | 333 | 53 | 160 | 971 | 3288 | 725 | 0 | 402 | 7529 | 213 | 992 | 0 | 254 | 1200 | 0 | 465 | 0 | 0 | 0 | 0 | 0 | 0 | 0 | 0 | 0
2040-10-24 | 16 | 24.21 | -16718 | -247 | -1549 | 298 | 335 | 282 | 3207 | 0 | 0 | 333 | 53 | 258 | 967 | 3288 | 923 | 0 | 439 | 5003 | 213 | 996 | 0 | 252 | 1200 | 0 | 465 | 0 | 0 | 0 | 0 | 0 | 0 | 0 | 0 | 0
2040-10-24 | 17 | 24.21 | -16833 | -247 | -1996 | 635 | 175 | 1549 | 3339 | 0 | 220 | 507 | 53 | 258 | 2029 | 3288 | 1169 | 0 | 468 | 2218 | 213 | 1010 | 0 | 277 | 1200 | 0 | 465 | 0 | 0 | 0 | 0 | 0 | 0 | 0 | 0 | 0
2040-10-24 | 18 | 24.21 | -17614 | -270 | -2390 | 810 | 508 | 1839 | 3704 | 0 | 220 | 1157 | 53 | 258 | 3040 | 3288 | 1393 | 0 | 476 | 339 | 215 | 1011 | 0 | 297 | 1200 | 0 | 465 | 0 | 0 | 0 | 0 | 0 | 0 | 0 | 0 | 0
2040-10-24 | 19 | 24.21 | -17834 | -341 | -2285 | 576 | 100 | 1549 | 4227 | 0 | 300 | 1157 | 53 | 257 | 3731 | 3288 | 1521 | 0 | 502 | 3 | 215 | 1020 | 0 | 296 | 1200 | 0 | 465 | 0 | 0 | 0 | 0 | 0 | 0 | 0 | 0 | 0
2040-10-24 | 20 | 24.21 | -17176 | -427 | -1602 | 0 | 0 | 1451 | 3979 | 0 | 300 | 831 | 53 | 257 | 3731 | 3288 | 1562 | 0 | 538 | 0 | 216 | 1023 | 0 | 310 | 1200 | 0 | 465 | 0 | 0 | 0 | 0 | 0 | 0 | 0 | 0 | 0
2040-10-24 | 21 | 24.21 | -16088 | -485 | -1471 | 46 | 102 | 487 | 3466 | 0 | 300 | 690 | 53 | 257 | 3731 | 3288 | 1825 | 0 | 549 | 0 | 218 | 1026 | 0 | 341 | 1200 | 0 | 465 | 0 | 0 | 0 | 0 | 0 | 0 | 0 | 0 | 0
2040-10-24 | 22 | 23.37 | -14624 | -521 | -1234 | 0 | 0 | 0 | 2584 | 0 | 300 | 483 | 53 | 201 | 3731 | 3288 | 1927 | 0 | 545 | 0 | 218 | 1023 | 0 | 361 | 1200 | 0 | 465 | 0 | 0 | 0 | 0 | 0 | 0 | 0 | 0 | 0
2040-10-24 | 23 | 21.38 | -13332 | -553 | -1024 | 0 | 0 | 0 | 1464 | 0 | 300 | 411 | 53 | 160 | 3425 | 3288 | 2000 | 0 | 520 | 0 | 218 | 1020 | 0 | 384 | 1200 | 0 | 465 | 0 | 0 | 0 | 0 | 0 | 0 | 0 | 0 | 0
2040-10-24 | 24 | 23.29 | -12443 | -589 | -840 | 0 | 0 | 0 | 528 | 0 | 300 | 369 | 53 | 171 | 3295 | 3288 | 2128 | 0 | 497 | 0 | 215 | 993 | 0 | 369 | 1200 | 0 | 465 | 0 | 0 | 0 | 0 | 0 | 0 | 0 | 0 | 0
2040-10-25 | 1 | 28.64 | -11822 | -665 | -735 | 0 | 0 | -1218 | 528 | 0 | 300 | 333 | 53 | 319 | 3502 | 3288 | 2023 | 0 | 476 | 0 | 212 | 950 | 0 | 790 | 1200 | 0 | 465 | 0 | 0 | 0 | 0 | 0 | 0 | 0 | 0 | 0
2040-10-25 | 2 | 28.64 | -11664 | -746 | -657 | 0 | 0 | -947 | 528 | 0 | 300 | 333 | 53 | 335 | 3334 | 3288 | 1795 | 0 | 461 | 0 | 200 | 938 | 0 | 783 | 1200 | 0 | 465 | 0 | 0 | 0 | 0 | 0 | 0 | 0 | 0 | 0
2040-10-25 | 3 | 28.64 | -11636 | -746 | -578 | 0 | 0 | -425 | 528 | 0 | 300 | 333 | 53 | 341 | 3019 | 3288 | 1461 | 0 | 488 | 0 | 205 | 935 | 0 | 767 | 1200 | 0 | 465 | 0 | 0 | 0 | 0 | 0 | 0 | 0 | 0 | 0
2040-10-25 | 4 | 35.59 | -12062 | -786 | -551 | 0 | 0 | 0 | 528 | 0 | 300 | 369 | 53 | 341 | 3594 | 3288 | 1254 | 0 | 508 | 0 | 198 | 935 | 0 | 366 | 1200 | 0 | 465 | 0 | 0 | 0 | 0 | 0 | 0 | 0 | 0 | 0
2040-10-25 | 5 | 37.76 | -13312 | -786 | -525 | 0 | 0 | 0 | 528 | 0 | 300 | 690 | 53 | 341 | 4861 | 3288 | 936 | 0 | 482 | 0 | 195 | 932 | 0 | 352 | 1200 | 0 | 465 | 0 | 0 | 0 | 0 | 0 | 0 | 0 | 0 | 0
2040-10-25 | 6 | 38.7 | -15470 | -831 | -551 | 0 | 0 | 974 | 824 | 0 | 300 | 1157 | 53 | 341 | 5671 | 3288 | 691 | 0 | 426 | 0 | 209 | 930 | 0 | 323 | 1200 | 0 | 465 | 0 | 0 | 0 | 0 | 0 | 0 | 0 | 0 | 0
2040-10-25 | 7 | 38.7 | -16757 | -786 | -709 | 0 | 0 | 943 | 2441 | 0 | 300 | 1157 | 53 | 341 | 5664 | 3288 | 596 | 0 | 384 | 0 | 212 | 935 | 0 | 273 | 1200 | 0 | 465 | 0 | 0 | 0 | 0 | 0 | 0 | 0 | 0 | 0
2040-10-25 | 8 | 38.17 | -16947 | -831 | -867 | 0 | 0 | 0 | 3472 | 0 | 300 | 1137 | 53 | 341 | 6120 | 3288 | 405 | 0 | 332 | 139 | 213 | 942 | 0 | 238 | 1200 | 0 | 465 | 0 | 0 | 0 | 0 | 0 | 0 | 0 | 0 | 0
2040-10-25 | 9 | 35.98 | -17231 | -831 | -1050 | 0 | 0 | 0 | 3715 | 0 | 300 | 989 | 53 | 341 | 5865 | 3288 | 319 | 0 | 236 | 954 | 213 | 942 | 0 | 232 | 1200 | 0 | 465 | 0 | 0 | 0 | 0 | 0 | 0 | 0 | 0 | 0
2040-10-25 | 10 | 32.43 | -17650 | -705 | -1234 | 0 | 0 | 0 | 3952 | 0 | 300 | 674 | 53 | 341 | 5104 | 3288 | 174 | 0 | 173 | 2444 | 213 | 974 | 0 | 235 | 1200 | 0 | 465 | 0 | 0 | 0 | 0 | 0 | 0 | 0 | 0 | 0
2040-10-25 | 11 | 28.05 | -17876 | -553 | -1182 | 0 | 0 | -310 | 4106 | 0 | 300 | 438 | 53 | 341 | 4605 | 3288 | 138 | 0 | 143 | 3413 | 212 | 990 | 0 | 229 | 1200 | 0 | 465 | 0 | 0 | 0 | 0 | 0 | 0 | 0 | 0 | 0
2040-10-25 | 12 | 28.05 | -17518 | -485 | -1024 | 0 | 0 | -1519 | 4100 | 0 | 300 | 333 | 53 | 341 | 4347 | 3288 | 101 | 0 | 106 | 4464 | 213 | 992 | 0 | 243 | 1200 | 0 | 465 | 0 | 0 | 0 | 0 | 0 | 0 | 0 | 0 | 0
2040-10-25 | 13 | 28.05 | -17403 | -427 | -1339 | 0 | 0 | -867 | 4011 | 0 | 300 | 333 | 53 | 341 | 3882 | 3288 | 88 | 0 | 91 | 4530 | 212 | 987 | 0 | 255 | 1200 | 0 | 465 | 0 | 0 | 0 | 0 | 0 | 0 | 0 | 0 | 0
2040-10-25 | 14 | 28.05 | -17326 | -395 | -1313 | 0 | 0 | -85 | 3894 | 0 | 300 | 334 | 53 | 341 | 3877 | 3288 | 82 | 0 | 83 | 3740 | 211 | 990 | 0 | 260 | 1200 | 0 | 465 | 0 | 0 | 0 | 0 | 0 | 0 | 0 | 0 | 0
2040-10-25 | 15 | 31.99 | -16730 | -395 | -1182 | 0 | 0 | 0 | 3752 | 0 | 300 | 369 | 53 | 341 | 4130 | 3288 | 158 | 0 | 68 | 2725 | 213 | 992 | 0 | 254 | 1200 | 0 | 465 | 0 | 0 | 0 | 0 | 0 | 0 | 0 | 0 | 0
2040-10-25 | 16 | 35.98 | -16389 | -427 | -1549 | 0 | 0 | 0 | 3593 | 0 | 300 | 595 | 53 | 341 | 4884 | 3288 | 229 | 0 | 65 | 1890 | 213 | 996 | 0 | 252 | 1200 | 0 | 465 | 0 | 0 | 0 | 0 | 0 | 0 | 0 | 0 | 0
2040-10-25 | 17 | 37.9 | -16469 | -427 | -1996 | 0 | 0 | 323 | 3667 | 0 | 300 | 1137 | 53 | 341 | 5618 | 3288 | 322 | 0 | 65 | 612 | 213 | 1010 | 0 | 277 | 1200 | 0 | 465 | 0 | 0 | 0 | 0 | 0 | 0 | 0 | 0 | 0
2040-10-25 | 18 | 37.9 | -16791 | -485 | -2390 | 0 | 0 | 997 | 4037 | 0 | 300 | 1158 | 53 | 341 | 5819 | 3288 | 332 | 0 | 68 | 85 | 215 | 1011 | 0 | 297 | 1200 | 0 | 465 | 0 | 0 | 0 | 0 | 0 | 0 | 0 | 0 | 0
2040-10-25 | 19 | 37.9 | -16973 | -521 | -2285 | 0 | 0 | 738 | 4227 | 0 | 300 | 1158 | 53 | 341 | 6022 | 3288 | 373 | 0 | 79 | 3 | 215 | 1020 | 0 | 296 | 1200 | 0 | 465 | 0 | 0 | 0 | 0 | 0 | 0 | 0 | 0 | 0
2040-10-25 | 20 | 37.74 | -16343 | -553 | -1602 | 0 | 0 | 0 | 3910 | 0 | 300 | 1065 | 53 | 341 | 5839 | 3288 | 393 | 0 | 94 | 0 | 216 | 1023 | 0 | 310 | 1200 | 0 | 465 | 0 | 0 | 0 | 0 | 0 | 0 | 0 | 0 | 0
2040-10-25 | 21 | 35.69 | -15596 | -553 | -1471 | 0 | 0 | 0 | 3361 | 0 | 300 | 914 | 53 | 341 | 5600 | 3288 | 403 | 0 | 110 | 0 | 218 | 1026 | 0 | 341 | 1200 | 0 | 465 | 0 | 0 | 0 | 0 | 0 | 0 | 0 | 0 | 0
2040-10-25 | 22 | 32.43 | -14427 | -589 | -1234 | 0 | 0 | 0 | 2695 | 0 | 300 | 713 | 53 | 341 | 5102 | 3288 | 386 | 0 | 105 | 0 | 218 | 1023 | 0 | 361 | 1200 | 0 | 465 | 0 | 0 | 0 | 0 | 0 | 0 | 0 | 0 | 0
2040-10-25 | 23 | 30.45 | -13303 | -625 | -1024 | 0 | 0 | 0 | 1744 | 0 | 300 | 655 | 53 | 341 | 4814 | 3288 | 383 | 0 | 86 | 0 | 218 | 1020 | 0 | 384 | 1200 | 0 | 465 | 0 | 0 | 0 | 0 | 0 | 0 | 0 | 0 | 0
2040-10-25 | 24 | 31.75 | -12386 | -625 | -840 | 0 | 0 | 0 | 824 | 0 | 300 | 595 | 53 | 341 | 4696 | 3288 | 429 | 0 | 82 | 0 | 215 | 993 | 0 | 369 | 1200 | 0 | 465 | 0 | 0 | 0 | 0 | 0 | 0 | 0 | 0 | 0
2040-10-26 | 1 | 28.77 | -11826 | -625 | -735 | 0 | 0 | -618 | 798 | 0 | 300 | 442 | 53 | 341 | 4428 | 3288 | 445 | 0 | 91 | 0 | 212 | 950 | 0 | 790 | 1200 | 0 | 465 | 0 | 0 | 0 | 0 | 0 | 0 | 0 | 0 | 0
2040-10-26 | 2 | 28.77 | -11513 | -665 | -657 | 0 | 0 | -167 | 528 | 0 | 300 | 438 | 53 | 341 | 3925 | 3288 | 467 | 0 | 75 | 0 | 200 | 938 | 0 | 783 | 1200 | 0 | 465 | 0 | 0 | 0 | 0 | 0 | 0 | 0 | 0 | 0
2040-10-26 | 3 | 28.77 | -11395 | -705 | -578 | 0 | 0 | -286 | 528 | 0 | 220 | 438 | 53 | 341 | 3925 | 3288 | 531 | 0 | 68 | 0 | 205 | 935 | 0 | 767 | 1200 | 0 | 465 | 0 | 0 | 0 | 0 | 0 | 0 | 0 | 0 | 0
2040-10-26 | 4 | 30.45 | -11505 | -705 | -551 | 0 | 0 | 0 | 528 | 0 | 220 | 438 | 53 | 341 | 3953 | 3288 | 707 | 0 | 70 | 0 | 198 | 935 | 0 | 366 | 1200 | 0 | 465 | 0 | 0 | 0 | 0 | 0 | 0 | 0 | 0 | 0
2040-10-26 | 5 | 37.13 | -11850 | -746 | -525 | 0 | 0 | 0 | 528 | 0 | 220 | 483 | 53 | 341 | 4299 | 3288 | 693 | 0 | 71 | 0 | 195 | 932 | 0 | 352 | 1200 | 0 | 465 | 0 | 0 | 0 | 0 | 0 | 0 | 0 | 0 | 0
2040-10-26 | 6 | 38.88 | -12696 | -831 | -551 | 0 | 0 | 242 | 528 | 0 | 220 | 704 | 53 | 341 | 4847 | 3288 | 634 | 0 | 94 | 0 | 209 | 930 | 0 | 323 | 1200 | 0 | 465 | 0 | 0 | 0 | 0 | 0 | 0 | 0 | 0 | 0
2040-10-26 | 7 | 38.88 | -13594 | -872 | -709 | 0 | 0 | 476 | 1236 | 0 | 220 | 754 | 53 | 341 | 4996 | 3288 | 621 | 0 | 103 | 0 | 212 | 935 | 0 | 273 | 1200 | 0 | 465 | 0 | 0 | 0 | 0 | 0 | 0 | 0 | 0 | 0
2040-10-26 | 8 | 38.88 | -14520 | -921 | -867 | 0 | 0 | 74 | 2071 | 0 | 220 | 754 | 53 | 341 | 5507 | 3288 | 641 | 0 | 135 | 165 | 213 | 942 | 0 | 238 | 1200 | 0 | 465 | 0 | 0 | 0 | 0 | 0 | 0 | 0 | 0 | 0
2040-10-26 | 9 | 23.36 | -15017 | -872 | -1050 | 0 | 0 | 0 | 2869 | 0 | 220 | 369 | 53 | 206 | 4095 | 3288 | 847 | 0 | 166 | 1773 | 213 | 942 | 0 | 232 | 1200 | 0 | 465 | 0 | 0 | 0 | 0 | 0 | 0 | 0 | 0 | 0
2040-10-26 | 10 | 19.46 | -15522 | -705 | -1234 | 0 | 0 | -611 | 3244 | 0 | 0 | 333 | 53 | 166 | 1709 | 3288 | 1223 | 0 | 159 | 4810 | 213 | 974 | 0 | 235 | 1200 | 0 | 465 | 0 | 0 | 0 | 0 | 0 | 0 | 0 | 0 | 0
2040-10-26 | 11 | 10 | -15845 | -589 | -1182 | -444 | 0 | -1859 | 3493 | 0 | 0 | 333 | 53 | 160 | 314 | 3288 | 1768 | 0 | 161 | 7454 | 212 | 990 | 0 | 27 | 1200 | 0 | 465 | 0 | 0 | 0 | 0 | 0 | 0 | 202 | 0 | 0
2040-10-26 | 12 | 2 | -15523 | -521 | -1024 | -908 | -610 | -1859 | 3567 | 0 | 0 | 333 | 53 | 160 | 155 | 3288 | 2635 | 0 | 183 | 8865 | 0 | 0 | 0 | 0 | 742 | 0 | 465 | 0 | 0 | 0 | 213 | 992 | 0 | 243 | 458 | 0
2040-10-26 | 13 | 2 | -15280 | -454 | -1339 | -908 | -610 | -1859 | 3487 | 0 | 0 | 333 | 53 | 160 | 155 | 3288 | 2776 | 0 | 215 | 9198 | 0 | 0 | 0 | 0 | 320 | 0 | 465 | 0 | 0 | 0 | 212 | 987 | 0 | 255 | 880 | 0
2040-10-26 | 14 | 2 | -15030 | -454 | -1313 | -908 | -199 | -1859 | 3287 | 0 | 0 | 333 | 53 | 160 | 155 | 3288 | 2434 | 0 | 224 | 8470 | 0 | 0 | 0 | 0 | 894 | 0 | 465 | 0 | 0 | 0 | 211 | 990 | 0 | 260 | 306 | 0
2040-10-26 | 15 | 5 | -14538 | -427 | -1182 | -905 | 0 | -1859 | 2980 | 0 | 0 | 333 | 53 | 160 | 105 | 3288 | 2336 | 0 | 199 | 6793 | 213 | 784 | 0 | 0 | 1200 | 0 | 465 | 0 | 0 | 0 | 0 | 208 | 0 | 254 | 0 | 0
2040-10-26 | 16 | 19.46 | -14405 | -427 | -1549 | 0 | 0 | -62 | 2874 | 0 | 0 | 333 | 53 | 160 | 0 | 3288 | 1990 | 0 | 173 | 4445 | 213 | 996 | 0 | 252 | 1200 | 0 | 465 | 0 | 0 | 0 | 0 | 0 | 0 | 0 | 0 | 0
2040-10-26 | 17 | 26.3 | -14565 | -454 | -1996 | 362 | 367 | 498 | 3128 | 0 | 0 | 334 | 53 | 319 | 2145 | 3288 | 1548 | 0 | 146 | 1661 | 213 | 1010 | 0 | 277 | 1200 | 0 | 465 | 0 | 0 | 0 | 0 | 0 | 0 | 0 | 0 | 0
2040-10-26 | 18 | 26.3 | -15415 | -521 | -2390 | 774 | 508 | 1549 | 3593 | 0 | 0 | 797 | 53 | 335 | 2480 | 3288 | 1430 | 0 | 119 | 210 | 215 | 1011 | 0 | 297 | 1200 | 0 | 465 | 0 | 0 | 0 | 0 | 0 | 0 | 0 | 0 | 0
2040-10-26 | 19 | 26.3 | -15506 | -589 | -2285 | 715 | 167 | 1549 | 4227 | 0 | 0 | 750 | 53 | 341 | 2613 | 3288 | 1354 | 0 | 123 | 3 | 215 | 1020 | 0 | 296 | 1200 | 0 | 465 | 0 | 0 | 0 | 0 | 0 | 0 | 0 | 0 | 0
2040-10-26 | 20 | 26.3 | -14988 | -705 | -1602 | 474 | 0 | 1256 | 3868 | 0 | 0 | 623 | 53 | 341 | 3053 | 3288 | 991 | 0 | 135 | 0 | 216 | 1023 | 0 | 310 | 1200 | 0 | 465 | 0 | 0 | 0 | 0 | 0 | 0 | 0 | 0 | 0
2040-10-26 | 21 | 26.3 | -14392 | -786 | -1471 | 493 | 8 | 1030 | 3435 | 0 | 0 | 534 | 53 | 341 | 3053 | 3288 | 1007 | 0 | 157 | 0 | 218 | 1026 | 0 | 341 | 1200 | 0 | 465 | 0 | 0 | 0 | 0 | 0 | 0 | 0 | 0 | 0
2040-10-26 | 22 | 26.3 | -13518 | -831 | -1234 | 393 | 0 | 626 | 2843 | 0 | 0 | 456 | 53 | 341 | 3053 | 3288 | 1126 | 0 | 137 | 0 | 218 | 1023 | 0 | 361 | 1200 | 0 | 465 | 0 | 0 | 0 | 0 | 0 | 0 | 0 | 0 | 0
2040-10-26 | 23 | 26.3 | -12678 | -872 | -1024 | 294 | 68 | 618 | 2055 | 0 | 0 | 438 | 53 | 341 | 2885 | 3288 | 1119 | 0 | 127 | 0 | 218 | 1020 | 0 | 384 | 1200 | 0 | 465 | 0 | 0 | 0 | 0 | 0 | 0 | 0 | 0 | 0
2040-10-26 | 24 | 26.3 | -11662 | -872 | -840 | 0 | 102 | 251 | 1289 | 0 | 0 | 334 | 53 | 341 | 3098 | 3288 | 1233 | 0 | 144 | 0 | 215 | 993 | 0 | 369 | 1200 | 0 | 465 | 0 | 0 | 0 | 0 | 0 | 0 | 0 | 0 | 0
2040-10-27 | 1 | 29.47 | -11305 | -872 | -972 | 0 | 0 | -106 | 528 | 0 | 0 | 414 | 53 | 341 | 3641 | 3288 | 1193 | 0 | 178 | 0 | 212 | 950 | 0 | 790 | 1200 | 0 | 465 | 0 | 0 | 0 | 0 | 0 | 0 | 0 | 0 | 0
2040-10-27 | 2 | 29.47 | -11042 | -872 | -840 | 0 | 0 | -460 | 528 | 0 | 0 | 334 | 53 | 341 | 3519 | 3288 | 1364 | 0 | 200 | 0 | 200 | 938 | 0 | 783 | 1200 | 0 | 465 | 0 | 0 | 0 | 0 | 0 | 0 | 0 | 0 | 0
2040-10-27 | 3 | 29.47 | -10989 | -872 | -762 | 0 | 0 | -500 | 528 | 0 | 0 | 333 | 53 | 341 | 3229 | 3288 | 1551 | 0 | 227 | 0 | 205 | 935 | 0 | 767 | 1200 | 0 | 465 | 0 | 0 | 0 | 0 | 0 | 0 | 0 | 0 | 0
2040-10-27 | 4 | 29.47 | -11094 | -872 | -683 | 0 | 0 | -683 | 528 | 0 | 0 | 333 | 53 | 341 | 3229 | 3288 | 2129 | 0 | 265 | 0 | 198 | 935 | 0 | 366 | 1200 | 0 | 465 | 0 | 0 | 0 | 0 | 0 | 0 | 0 | 0 | 0
2040-10-27 | 5 | 29.47 | -11379 | -831 | -683 | 0 | 0 | -404 | 528 | 0 | 0 | 333 | 53 | 341 | 3067 | 3288 | 2245 | 0 | 298 | 0 | 195 | 932 | 0 | 352 | 1200 | 0 | 465 | 0 | 0 | 0 | 0 | 0 | 0 | 0 | 0 | 0
2040-10-27 | 6 | 29.47 | -11994 | -831 | -709 | 0 | 0 | -508 | 528 | 0 | 0 | 333 | 53 | 341 | 3067 | 3288 | 2969 | 0 | 336 | 0 | 209 | 930 | 0 | 323 | 1200 | 0 | 465 | 0 | 0 | 0 | 0 | 0 | 0 | 0 | 0 | 0
2040-10-27 | 7 | 29.47 | -12923 | -831 | -788 | 0 | 0 | -610 | 528 | 0 | 0 | 369 | 53 | 341 | 3247 | 3288 | 3877 | 0 | 364 | 0 | 212 | 935 | 0 | 273 | 1200 | 0 | 465 | 0 | 0 | 0 | 0 | 0 | 0 | 0 | 0 | 0
2040-10-27 | 8 | 36.08 | -14038 | -786 | -919 | 0 | 0 | 0 | 550 | 0 | 0 | 511 | 53 | 341 | 3322 | 3288 | 4185 | 0 | 388 | 48 | 213 | 942 | 0 | 238 | 1200 | 0 | 465 | 0 | 0 | 0 | 0 | 0 | 0 | 0 | 0 | 0
2040-10-27 | 9 | 29.47 | -15027 | -786 | -1103 | 0 | 0 | -127 | 1448 | 0 | 0 | 550 | 53 | 341 | 3299 | 3288 | 4384 | 0 | 402 | 226 | 213 | 942 | 0 | 232 | 1200 | 0 | 465 | 0 | 0 | 0 | 0 | 0 | 0 | 0 | 0 | 0
2040-10-27 | 10 | 29.47 | -16004 | -746 | -1313 | 0 | 0 | -286 | 2240 | 0 | 0 | 507 | 53 | 341 | 3299 | 3288 | 4701 | 0 | 396 | 436 | 213 | 974 | 0 | 235 | 1200 | 0 | 465 | 0 | 0 | 0 | 0 | 0 | 0 | 0 | 0 | 0
2040-10-27 | 11 | 29.47 | -16496 | -786 | -1182 | 0 | 0 | -673 | 2859 | 0 | 0 | 438 | 53 | 341 | 3461 | 3288 | 4616 | 0 | 390 | 595 | 212 | 990 | 0 | 229 | 1200 | 0 | 465 | 0 | 0 | 0 | 0 | 0 | 0 | 0 | 0 | 0
2040-10-27 | 12 | 29.47 | -16818 | -746 | -1313 | 0 | 0 | -1004 | 3250 | 0 | 0 | 405 | 53 | 341 | 3461 | 3288 | 4834 | 0 | 407 | 729 | 213 | 992 | 0 | 243 | 1200 | 0 | 465 | 0 | 0 | 0 | 0 | 0 | 0 | 0 | 0 | 0
2040-10-27 | 13 | 29.47 | -16878 | -746 | -1418 | 0 | 0 | -1198 | 3540 | 0 | 0 | 369 | 53 | 341 | 3461 | 3288 | 4831 | 0 | 439 | 799 | 212 | 987 | 0 | 255 | 1200 | 0 | 465 | 0 | 0 | 0 | 0 | 0 | 0 | 0 | 0 | 0
2040-10-27 | 14 | 28.64 | -16821 | -746 | -1471 | 0 | -328 | -1196 | 3614 | 0 | 0 | 333 | 53 | 341 | 1039 | 3288 | 4832 | 0 | 489 | 3446 | 211 | 990 | 0 | 260 | 1200 | 0 | 465 | 0 | 0 | 0 | 0 | 0 | 0 | 0 | 0 | 0
2040-10-27 | 15 | 40.66 | -16951 | -746 | -1523 | 0 | 282 | 663 | 3604 | 0 | 0 | 369 | 53 | 341 | 1329 | 3288 | 4840 | 0 | 520 | 807 | 213 | 992 | 0 | 254 | 1200 | 0 | 465 | 0 | 0 | 0 | 0 | 0 | 0 | 0 | 0 | 0
2040-10-27 | 16 | 39.83 | -17183 | -746 | -1444 | 0 | 0 | 1352 | 3646 | 0 | 0 | 438 | 53 | 341 | 1193 | 3288 | 4840 | 0 | 541 | 555 | 213 | 996 | 0 | 252 | 1200 | 0 | 465 | 0 | 0 | 0 | 0 | 0 | 0 | 0 | 0 | 0
2040-10-27 | 17 | 39.83 | -17481 | -746 | -1444 | 0 | 0 | 1077 | 3810 | 0 | 220 | 483 | 53 | 341 | 1438 | 3288 | 4848 | 0 | 576 | 371 | 213 | 1010 | 0 | 277 | 1200 | 0 | 465 | 0 | 0 | 0 | 0 | 0 | 0 | 0 | 0 | 0
2040-10-27 | 18 | 39.83 | -17753 | -705 | -1471 | 0 | 0 | 1312 | 4005 | 0 | 220 | 511 | 53 | 341 | 1434 | 3288 | 4856 | 0 | 601 | 120 | 215 | 1011 | 0 | 297 | 1200 | 0 | 465 | 0 | 0 | 0 | 0 | 0 | 0 | 0 | 0 | 0
2040-10-27 | 19 | 39.83 | -17171 | -705 | -1523 | 0 | 0 | 1236 | 4227 | 0 | 220 | 438 | 53 | 251 | 1032 | 3288 | 4855 | 0 | 600 | 3 | 215 | 1020 | 0 | 296 | 1200 | 0 | 465 | 0 | 0 | 0 | 0 | 0 | 0 | 0 | 0 | 0
2040-10-27 | 20 | 10 | -16431 | -746 | -1418 | 0 | 0 | 97 | 3767 | 0 | 220 | 369 | 53 | 175 | 2035 | 3288 | 4856 | 0 | 602 | 0 | 216 | 1023 | 0 | 228 | 1200 | 0 | 465 | 0 | 0 | 0 | 0 | 0 | 0 | 82 | 0 | 0
2040-10-27 | 21 | 5 | -15291 | -746 | -1339 | 0 | 0 | 0 | 3202 | 0 | 220 | 333 | 53 | 160 | 1859 | 3288 | 4862 | 0 | 600 | 0 | 218 | 916 | 0 | 0 | 1200 | 0 | 465 | 0 | 0 | 0 | 0 | 110 | 0 | 341 | 0 | 0
2040-10-27 | 22 | 5 | -13784 | -746 | -1208 | 0 | 0 | 0 | 2320 | 0 | 220 | 333 | 53 | 160 | 1859 | 3288 | 4860 | 0 | 589 | 0 | 218 | 173 | 0 | 0 | 1200 | 0 | 465 | 0 | 0 | 0 | 0 | 850 | 0 | 361 | 0 | 0
2040-10-27 | 23 | 5 | -12602 | -746 | -1208 | 0 | 0 | 0 | 1268 | 0 | 220 | 333 | 53 | 160 | 1691 | 3288 | 4858 | 0 | 561 | 0 | 218 | 240 | 0 | 0 | 1200 | 0 | 465 | 0 | 0 | 0 | 0 | 780 | 0 | 384 | 0 | 0
2040-10-27 | 24 | 5 | -11832 | -746 | -1103 | 0 | 0 | 0 | 528 | 0 | 220 | 333 | 53 | 160 | 1701 | 3288 | 4842 | 0 | 560 | 0 | 215 | 115 | 0 | 0 | 1200 | 0 | 465 | 0 | 0 | 0 | 0 | 878 | 0 | 369 | 0 | 0
2040-10-28 | 1 | 19.02 | -11359 | -746 | -972 | 0 | -122 | -1859 | 528 | 0 | 220 | 333 | 53 | 160 | 1580 | 3288 | 4761 | 0 | 516 | 0 | 212 | 950 | 0 | 790 | 1200 | 0 | 465 | 0 | 0 | 0 | 0 | 0 | 0 | 0 | 0 | 0
2040-10-28 | 2 | 19.46 | -11269 | -786 | -840 | 0 | 0 | -1859 | 528 | 0 | 220 | 333 | 53 | 160 | 1440 | 3288 | 4719 | 0 | 427 | 0 | 200 | 938 | 0 | 783 | 1200 | 0 | 465 | 0 | 0 | 0 | 0 | 0 | 0 | 0 | 0 | 0
2040-10-28 | 3 | 19.46 | -11366 | -786 | -762 | 0 | 0 | -1859 | 528 | 0 | 220 | 333 | 53 | 160 | 1437 | 3288 | 4814 | 0 | 366 | 0 | 205 | 935 | 0 | 767 | 1200 | 0 | 465 | 0 | 0 | 0 | 0 | 0 | 0 | 0 | 0 | 0
2040-10-28 | 4 | 21.17 | -11849 | -786 | -683 | 0 | 0 | -505 | 528 | 0 | 220 | 333 | 53 | 160 | 950 | 3288 | 4830 | 0 | 296 | 0 | 198 | 935 | 0 | 366 | 1200 | 0 | 465 | 0 | 0 | 0 | 0 | 0 | 0 | 0 | 0 | 0
2040-10-28 | 5 | 21.17 | -13218 | -786 | -683 | 0 | 0 | -293 | 528 | 0 | 220 | 334 | 53 | 175 | 2187 | 3288 | 4794 | 0 | 256 | 0 | 195 | 932 | 0 | 352 | 1200 | 0 | 465 | 0 | 0 | 0 | 0 | 0 | 0 | 0 | 0 | 0
2040-10-28 | 6 | 28.61 | -15571 | -786 | -709 | 0 | 0 | 856 | 528 | 0 | 300 | 780 | 53 | 335 | 2782 | 3288 | 4828 | 0 | 188 | 0 | 209 | 930 | 0 | 323 | 1200 | 0 | 465 | 0 | 0 | 0 | 0 | 0 | 0 | 0 | 0 | 0
2040-10-28 | 7 | 28.61 | -16991 | -786 | -788 | 0 | 0 | 669 | 1834 | 0 | 300 | 914 | 53 | 341 | 3150 | 3288 | 4768 | 0 | 163 | 0 | 212 | 935 | 0 | 273 | 1200 | 0 | 465 | 0 | 0 | 0 | 0 | 0 | 0 | 0 | 0 | 0
2040-10-28 | 8 | 28.61 | -17310 | -786 | -919 | 0 | 0 | 291 | 2843 | 0 | 300 | 713 | 53 | 341 | 3205 | 3288 | 4669 | 0 | 145 | 110 | 213 | 942 | 0 | 238 | 1200 | 0 | 465 | 0 | 0 | 0 | 0 | 0 | 0 | 0 | 0 | 0
2040-10-28 | 9 | 28.61 | -17425 | -786 | -1103 | 0 | 0 | 165 | 3155 | 0 | 300 | 713 | 53 | 335 | 3205 | 3288 | 4283 | 0 | 117 | 649 | 213 | 942 | 0 | 232 | 1200 | 0 | 465 | 0 | 0 | 0 | 0 | 0 | 0 | 0 | 0 | 0
2040-10-28 | 10 | 21.38 | -17783 | -746 | -1313 | 0 | 0 | 0 | 3339 | 0 | 300 | 643 | 53 | 175 | 3357 | 3288 | 4052 | 0 | 89 | 1458 | 213 | 974 | 0 | 235 | 1200 | 0 | 465 | 0 | 0 | 0 | 0 | 0 | 0 | 0 | 0 | 0
2040-10-28 | 11 | 21.17 | -17747 | -705 | -1182 | 0 | 0 | -752 | 3472 | 0 | 300 | 369 | 53 | 160 | 3164 | 3288 | 3802 | 0 | 74 | 2608 | 212 | 990 | 0 | 229 | 1200 | 0 | 465 | 0 | 0 | 0 | 0 | 0 | 0 | 0 | 0 | 0
2040-10-28 | 12 | 21.17 | -17663 | -665 | -1313 | 0 | 0 | -683 | 3493 | 0 | 300 | 333 | 53 | 160 | 2296 | 3288 | 3533 | 0 | 59 | 3696 | 213 | 992 | 0 | 243 | 1200 | 0 | 465 | 0 | 0 | 0 | 0 | 0 | 0 | 0 | 0 | 0
2040-10-28 | 13 | 21.17 | -17605 | -589 | -1418 | 0 | 0 | -416 | 3456 | 0 | 300 | 333 | 53 | 160 | 2296 | 3288 | 3148 | 0 | 44 | 3831 | 212 | 987 | 0 | 255 | 1200 | 0 | 465 | 0 | 0 | 0 | 0 | 0 | 0 | 0 | 0 | 0
2040-10-28 | 14 | 21.17 | -17369 | -553 | -1471 | 0 | 0 | -23 | 3424 | 0 | 300 | 333 | 53 | 175 | 2296 | 3288 | 3137 | 0 | 45 | 3237 | 211 | 990 | 0 | 260 | 1200 | 0 | 465 | 0 | 0 | 0 | 0 | 0 | 0 | 0 | 0 | 0
2040-10-28 | 15 | 28.61 | -17318 | -521 | -1523 | 0 | 0 | 135 | 3276 | 0 | 300 | 429 | 53 | 335 | 2561 | 3288 | 2980 | 0 | 41 | 2840 | 213 | 992 | 0 | 254 | 1200 | 0 | 465 | 0 | 0 | 0 | 0 | 0 | 0 | 0 | 0 | 0
2040-10-28 | 16 | 28.61 | -17546 | -521 | -1444 | 0 | 0 | 723 | 3197 | 0 | 300 | 676 | 53 | 341 | 3061 | 3288 | 2875 | 0 | 51 | 1820 | 213 | 996 | 0 | 252 | 1200 | 0 | 465 | 0 | 0 | 0 | 0 | 0 | 0 | 0 | 0 | 0
2040-10-28 | 17 | 28.61 | -18216 | -521 | -1444 | 0 | 0 | 1351 | 3350 | 0 | 300 | 1137 | 53 | 341 | 3383 | 3288 | 2686 | 0 | 60 | 1066 | 213 | 1010 | 0 | 277 | 1200 | 0 | 465 | 0 | 0 | 0 | 0 | 0 | 0 | 0 | 0 | 0
2040-10-28 | 18 | 28.61 | -18718 | -553 | -1471 | 0 | 3 | 1549 | 3841 | 0 | 300 | 1158 | 53 | 341 | 4335 | 3288 | 2451 | 0 | 85 | 147 | 215 | 1011 | 0 | 297 | 1200 | 0 | 465 | 0 | 0 | 0 | 0 | 0 | 0 | 0 | 0 | 0
2040-10-28 | 19 | 28.61 | -18331 | -589 | -1523 | 0 | 102 | 364 | 4227 | 0 | 300 | 1145 | 53 | 341 | 4351 | 3288 | 2950 | 0 | 122 | 3 | 215 | 1020 | 0 | 296 | 1200 | 0 | 465 | 0 | 0 | 0 | 0 | 0 | 0 | 0 | 0 | 0
2040-10-28 | 20 | 27.12 | -17435 | -589 | -1418 | 0 | 0 | 0 | 3894 | 0 | 300 | 914 | 53 | 335 | 4343 | 3288 | 2961 | 0 | 140 | 0 | 216 | 1023 | 0 | 310 | 1200 | 0 | 465 | 0 | 0 | 0 | 0 | 0 | 0 | 0 | 0 | 0
2040-10-28 | 21 | 21.38 | -16150 | -625 | -1339 | 0 | 0 | 0 | 3260 | 0 | 300 | 744 | 53 | 175 | 4112 | 3288 | 2765 | 0 | 167 | 0 | 218 | 1026 | 0 | 341 | 1200 | 0 | 465 | 0 | 0 | 0 | 0 | 0 | 0 | 0 | 0 | 0
2040-10-28 | 22 | 17.91 | -14491 | -665 | -1208 | 0 | 0 | -117 | 2346 | 0 | 300 | 550 | 53 | 160 | 3839 | 3288 | 2498 | 0 | 180 | 0 | 218 | 1023 | 0 | 361 | 1200 | 0 | 465 | 0 | 0 | 0 | 0 | 0 | 0 | 0 | 0 | 0
2040-10-28 | 23 | 17.91 | -13044 | -665 | -1208 | 0 | 0 | -119 | 1242 | 0 | 300 | 483 | 53 | 160 | 3697 | 3288 | 2351 | 0 | 175 | 0 | 218 | 1020 | 0 | 384 | 1200 | 0 | 465 | 0 | 0 | 0 | 0 | 0 | 0 | 0 | 0 | 0
2040-10-28 | 24 | 24.2 | -12435 | -665 | -1103 | 0 | 0 | 174 | 528 | 0 | 300 | 496 | 53 | 229 | 3425 | 3288 | 2282 | 0 | 184 | 0 | 215 | 993 | 0 | 369 | 1200 | 0 | 465 | 0 | 0 | 0 | 0 | 0 | 0 | 0 | 0 | 0
2040-10-29 | 1 | 29.01 | -11971 | -705 | -735 | 0 | 0 | -830 | 528 | 0 | 300 | 369 | 53 | 325 | 3557 | 3288 | 2015 | 0 | 188 | 0 | 212 | 950 | 0 | 790 | 1200 | 0 | 465 | 0 | 0 | 0 | 0 | 0 | 0 | 0 | 0 | 0
2040-10-29 | 2 | 29.01 | -11794 | -705 | -657 | 0 | 0 | -684 | 528 | 0 | 300 | 369 | 53 | 341 | 3531 | 3288 | 1652 | 0 | 191 | 0 | 200 | 938 | 0 | 783 | 1200 | 0 | 465 | 0 | 0 | 0 | 0 | 0 | 0 | 0 | 0 | 0
2040-10-29 | 3 | 29.01 | -11780 | -746 | -578 | 0 | 0 | -248 | 528 | 0 | 300 | 430 | 53 | 341 | 3531 | 3288 | 1133 | 0 | 175 | 0 | 205 | 935 | 0 | 767 | 1200 | 0 | 465 | 0 | 0 | 0 | 0 | 0 | 0 | 0 | 0 | 0
2040-10-29 | 4 | 35.69 | -12138 | -705 | -551 | 0 | 0 | 0 | 528 | 0 | 300 | 464 | 53 | 341 | 4025 | 3288 | 1041 | 0 | 190 | 0 | 198 | 935 | 0 | 366 | 1200 | 0 | 465 | 0 | 0 | 0 | 0 | 0 | 0 | 0 | 0 | 0
2040-10-29 | 5 | 37.76 | -13479 | -746 | -525 | 0 | 0 | 0 | 528 | 0 | 300 | 764 | 53 | 341 | 5302 | 3288 | 829 | 0 | 200 | 0 | 195 | 932 | 0 | 352 | 1200 | 0 | 465 | 0 | 0 | 0 | 0 | 0 | 0 | 0 | 0 | 0
2040-10-29 | 6 | 39.2 | -15742 | -746 | -551 | 0 | 0 | 582 | 528 | 0 | 300 | 1158 | 53 | 341 | 6783 | 3288 | 647 | 0 | 231 | 0 | 209 | 930 | 0 | 323 | 1200 | 0 | 465 | 0 | 0 | 0 | 0 | 0 | 0 | 0 | 0 | 0
2040-10-29 | 7 | 39.2 | -17139 | -746 | -709 | 0 | 0 | 722 | 1844 | 0 | 300 | 1158 | 53 | 341 | 6895 | 3288 | 674 | 0 | 234 | 0 | 212 | 935 | 0 | 273 | 1200 | 0 | 465 | 0 | 0 | 0 | 0 | 0 | 0 | 0 | 0 | 0
2040-10-29 | 8 | 38.17 | -17358 | -705 | -867 | 0 | 0 | 0 | 2827 | 0 | 300 | 1158 | 53 | 341 | 6657 | 3288 | 908 | 0 | 249 | 90 | 213 | 942 | 0 | 238 | 1200 | 0 | 465 | 0 | 0 | 0 | 0 | 0 | 0 | 0 | 0 | 0
2040-10-29 | 9 | 34.97 | -17420 | -746 | -1050 | 0 | 0 | 0 | 3091 | 0 | 300 | 1137 | 53 | 341 | 5507 | 3288 | 1401 | 0 | 256 | 789 | 213 | 942 | 0 | 232 | 1200 | 0 | 465 | 0 | 0 | 0 | 0 | 0 | 0 | 0 | 0 | 0
2040-10-29 | 10 | 28.77 | -17703 | -705 | -1234 | 0 | 0 | -2 | 3223 | 0 | 300 | 791 | 53 | 341 | 4749 | 3288 | 2056 | 0 | 264 | 1491 | 213 | 974 | 0 | 235 | 1200 | 0 | 465 | 0 | 0 | 0 | 0 | 0 | 0 | 0 | 0 | 0
2040-10-29 | 11 | 28.77 | -17999 | -665 | -1182 | 0 | 0 | -306 | 3355 | 0 | 300 | 698 | 53 | 341 | 4657 | 3288 | 2192 | 0 | 264 | 1907 | 212 | 990 | 0 | 229 | 1200 | 0 | 465 | 0 | 0 | 0 | 0 | 0 | 0 | 0 | 0 | 0
2040-10-29 | 12 | 28.77 | -17657 | -625 | -1024 | 0 | 0 | -735 | 3424 | 0 | 300 | 438 | 53 | 341 | 4326 | 3288 | 2186 | 0 | 253 | 2318 | 213 | 992 | 0 | 243 | 1200 | 0 | 465 | 0 | 0 | 0 | 0 | 0 | 0 | 0 | 0 | 0
2040-10-29 | 13 | 28.77 | -17631 | -589 | -1339 | 0 | 0 | -527 | 3361 | 0 | 300 | 440 | 53 | 341 | 4187 | 3288 | 2263 | 0 | 251 | 2484 | 212 | 987 | 0 | 255 | 1200 | 0 | 465 | 0 | 0 | 0 | 0 | 0 | 0 | 0 | 0 | 0
2040-10-29 | 14 | 28.77 | -17534 | -589 | -1313 | 0 | 0 | -624 | 3334 | 0 | 300 | 438 | 53 | 341 | 4017 | 3288 | 2554 | 0 | 256 | 2352 | 211 | 990 | 0 | 260 | 1200 | 0 | 465 | 0 | 0 | 0 | 0 | 0 | 0 | 0 | 0 | 0
2040-10-29 | 15 | 28.77 | -17099 | -589 | -1182 | 0 | 0 | -428 | 3186 | 0 | 300 | 438 | 53 | 341 | 4013 | 3288 | 2111 | 0 | 262 | 2181 | 213 | 992 | 0 | 254 | 1200 | 0 | 465 | 0 | 0 | 0 | 0 | 0 | 0 | 0 | 0 | 0
2040-10-29 | 16 | 36.36 | -16931 | -589 | -1549 | 0 | 0 | 0 | 3128 | 0 | 300 | 713 | 53 | 341 | 4644 | 3288 | 1766 | 0 | 274 | 1435 | 213 | 996 | 0 | 252 | 1200 | 0 | 465 | 0 | 0 | 0 | 0 | 0 | 0 | 0 | 0 | 0
2040-10-29 | 17 | 37.9 | -17346 | -553 | -1996 | 0 | 0 | 0 | 3281 | 0 | 300 | 1021 | 53 | 341 | 5085 | 3288 | 2092 | 0 | 274 | 994 | 213 | 1010 | 0 | 277 | 1200 | 0 | 465 | 0 | 0 | 0 | 0 | 0 | 0 | 0 | 0 | 0
2040-10-29 | 18 | 38.88 | -18058 | -553 | -2390 | 0 | 0 | 917 | 3815 | 0 | 300 | 1158 | 53 | 341 | 5415 | 3288 | 2095 | 0 | 283 | 148 | 215 | 1011 | 0 | 297 | 1200 | 0 | 465 | 0 | 0 | 0 | 0 | 0 | 0 | 0 | 0 | 0
2040-10-29 | 19 | 38.88 | -18196 | -553 | -2285 | 0 | 0 | 1024 | 4227 | 0 | 300 | 1158 | 53 | 341 | 5379 | 3288 | 1777 | 0 | 286 | 3 | 215 | 1020 | 0 | 296 | 1200 | 0 | 465 | 0 | 0 | 0 | 0 | 0 | 0 | 0 | 0 | 0
2040-10-29 | 20 | 35.98 | -17434 | -589 | -1602 | 0 | 0 | 0 | 3894 | 0 | 300 | 1137 | 53 | 341 | 5609 | 3288 | 1506 | 0 | 282 | 0 | 216 | 1023 | 0 | 310 | 1200 | 0 | 465 | 0 | 0 | 0 | 0 | 0 | 0 | 0 | 0 | 0
2040-10-29 | 21 | 33.72 | -16256 | -589 | -1471 | 0 | 0 | 0 | 3292 | 0 | 300 | 914 | 53 | 341 | 5123 | 3288 | 1455 | 0 | 298 | 0 | 218 | 1026 | 0 | 341 | 1200 | 0 | 465 | 0 | 0 | 0 | 0 | 0 | 0 | 0 | 0 | 0
2040-10-29 | 22 | 30.45 | -14814 | -589 | -1234 | 0 | 0 | 0 | 2357 | 0 | 300 | 713 | 53 | 341 | 4679 | 3288 | 1411 | 0 | 228 | 0 | 218 | 1023 | 0 | 361 | 1200 | 0 | 465 | 0 | 0 | 0 | 0 | 0 | 0 | 0 | 0 | 0
2040-10-29 | 23 | 27.12 | -13539 | -589 | -1024 | 0 | 0 | 0 | 1263 | 0 | 300 | 641 | 53 | 341 | 4441 | 3288 | 1305 | 0 | 232 | 0 | 218 | 1020 | 0 | 384 | 1200 | 0 | 465 | 0 | 0 | 0 | 0 | 0 | 0 | 0 | 0 | 0
2040-10-29 | 24 | 25.21 | -12657 | -553 | -840 | 0 | 0 | 0 | 528 | 0 | 300 | 511 | 53 | 341 | 4194 | 3288 | 1370 | 0 | 223 | 0 | 215 | 993 | 0 | 369 | 1200 | 0 | 465 | 0 | 0 | 0 | 0 | 0 | 0 | 0 | 0 | 0
2040-10-30 | 1 | 28.48 | -12159 | -553 | -735 | 0 | 0 | -1038 | 528 | 0 | 300 | 438 | 53 | 341 | 4270 | 3288 | 1443 | 0 | 207 | 0 | 212 | 950 | 0 | 790 | 1200 | 0 | 465 | 0 | 0 | 0 | 0 | 0 | 0 | 0 | 0 | 0
2040-10-30 | 2 | 28.48 | -12021 | -553 | -657 | 0 | 0 | -995 | 528 | 0 | 220 | 386 | 53 | 341 | 4140 | 3288 | 1484 | 0 | 198 | 0 | 200 | 938 | 0 | 783 | 1200 | 0 | 465 | 0 | 0 | 0 | 0 | 0 | 0 | 0 | 0 | 0
2040-10-30 | 3 | 28.48 | -11925 | -553 | -578 | 0 | 0 | -675 | 528 | 0 | 220 | 369 | 53 | 341 | 3810 | 3288 | 1346 | 0 | 202 | 0 | 205 | 935 | 0 | 767 | 1200 | 0 | 465 | 0 | 0 | 0 | 0 | 0 | 0 | 0 | 0 | 0
2040-10-30 | 4 | 28.48 | -12292 | -553 | -551 | 0 | 0 | -234 | 528 | 0 | 220 | 438 | 53 | 341 | 3711 | 3288 | 1694 | 0 | 193 | 0 | 198 | 935 | 0 | 366 | 1200 | 0 | 465 | 0 | 0 | 0 | 0 | 0 | 0 | 0 | 0 | 0
2040-10-30 | 5 | 37.72 | -13633 | -589 | -525 | 0 | 0 | 0 | 528 | 0 | 220 | 713 | 53 | 341 | 4706 | 3288 | 1570 | 0 | 183 | 0 | 195 | 932 | 0 | 352 | 1200 | 0 | 465 | 0 | 0 | 0 | 0 | 0 | 0 | 0 | 0 | 0
2040-10-30 | 6 | 38.48 | -15830 | -589 | -551 | 0 | 0 | 992 | 528 | 0 | 220 | 1158 | 53 | 341 | 5347 | 3288 | 1735 | 0 | 180 | 0 | 209 | 930 | 0 | 323 | 1200 | 0 | 465 | 0 | 0 | 0 | 0 | 0 | 0 | 0 | 0 | 0
2040-10-30 | 7 | 38.48 | -17212 | -589 | -709 | 0 | 0 | 1052 | 1834 | 0 | 220 | 1158 | 53 | 341 | 5331 | 3288 | 1968 | 0 | 179 | 0 | 212 | 935 | 0 | 273 | 1200 | 0 | 465 | 0 | 0 | 0 | 0 | 0 | 0 | 0 | 0 | 0
2040-10-30 | 8 | 38.48 | -17450 | -553 | -867 | 0 | 0 | 133 | 2816 | 0 | 220 | 1157 | 53 | 341 | 5462 | 3288 | 2055 | 0 | 195 | 91 | 213 | 942 | 0 | 238 | 1200 | 0 | 465 | 0 | 0 | 0 | 0 | 0 | 0 | 0 | 0 | 0
2040-10-30 | 9 | 36.08 | -17555 | -553 | -1050 | 0 | 0 | 0 | 3070 | 0 | 220 | 1060 | 53 | 341 | 5163 | 3288 | 1969 | 0 | 160 | 782 | 213 | 942 | 0 | 232 | 1200 | 0 | 465 | 0 | 0 | 0 | 0 | 0 | 0 | 0 | 0 | 0
2040-10-30 | 10 | 25.21 | -17908 | -521 | -1234 | 0 | 0 | 0 | 3239 | 0 | 220 | 754 | 53 | 325 | 4561 | 3288 | 2011 | 0 | 145 | 1978 | 213 | 974 | 0 | 235 | 1200 | 0 | 465 | 0 | 0 | 0 | 0 | 0 | 0 | 0 | 0 | 0
2040-10-30 | 11 | 21.38 | -18289 | -485 | -1182 | 0 | 0 | -164 | 3419 | 0 | 220 | 577 | 53 | 166 | 4137 | 3288 | 2023 | 0 | 130 | 3011 | 212 | 990 | 0 | 229 | 1200 | 0 | 465 | 0 | 0 | 0 | 0 | 0 | 0 | 0 | 0 | 0
2040-10-30 | 12 | 21.38 | -18015 | -427 | -1024 | 0 | 0 | -949 | 3530 | 0 | 220 | 334 | 53 | 160 | 3820 | 3288 | 2275 | 0 | 105 | 3516 | 213 | 992 | 0 | 243 | 1200 | 0 | 465 | 0 | 0 | 0 | 0 | 0 | 0 | 0 | 0 | 0
2040-10-30 | 13 | 21.38 | -17935 | -368 | -1339 | 0 | 0 | -493 | 3498 | 0 | 220 | 369 | 53 | 175 | 3107 | 3288 | 2727 | 0 | 75 | 3504 | 212 | 987 | 0 | 255 | 1200 | 0 | 465 | 0 | 0 | 0 | 0 | 0 | 0 | 0 | 0 | 0
2040-10-30 | 14 | 27.12 | -17957 | -368 | -1313 | 0 | 0 | 0 | 3435 | 0 | 220 | 483 | 53 | 335 | 3126 | 3288 | 3077 | 0 | 54 | 2441 | 211 | 990 | 0 | 260 | 1200 | 0 | 465 | 0 | 0 | 0 | 0 | 0 | 0 | 0 | 0 | 0
2040-10-30 | 15 | 21.38 | -17474 | -341 | -1182 | 0 | 0 | -51 | 3345 | 0 | 220 | 438 | 53 | 181 | 2893 | 3288 | 3524 | 0 | 42 | 1940 | 213 | 992 | 0 | 254 | 1200 | 0 | 465 | 0 | 0 | 0 | 0 | 0 | 0 | 0 | 0 | 0
2040-10-30 | 16 | 28.61 | -17240 | -368 | -1549 | 0 | 0 | 0 | 3271 | 0 | 220 | 592 | 53 | 341 | 3163 | 3288 | 3725 | 0 | 31 | 1347 | 213 | 996 | 0 | 252 | 1200 | 0 | 465 | 0 | 0 | 0 | 0 | 0 | 0 | 0 | 0 | 0
2040-10-30 | 17 | 28.89 | -17520 | -368 | -1996 | 0 | 0 | 404 | 3408 | 0 | 220 | 827 | 53 | 341 | 3429 | 3288 | 4186 | 0 | 27 | 536 | 213 | 1010 | 0 | 277 | 1200 | 0 | 465 | 0 | 0 | 0 | 0 | 0 | 0 | 0 | 0 | 0
2040-10-30 | 18 | 28.89 | -18145 | -395 | -2390 | 0 | 0 | 821 | 3873 | 0 | 220 | 1137 | 53 | 335 | 3461 | 3288 | 4439 | 0 | 34 | 81 | 215 | 1011 | 0 | 297 | 1200 | 0 | 465 | 0 | 0 | 0 | 0 | 0 | 0 | 0 | 0 | 0
2040-10-30 | 19 | 28.61 | -18286 | -395 | -2285 | 0 | 0 | 0 | 4227 | 0 | 220 | 914 | 53 | 319 | 3957 | 3288 | 4734 | 0 | 53 | 3 | 215 | 1020 | 0 | 296 | 1200 | 0 | 465 | 0 | 0 | 0 | 0 | 0 | 0 | 0 | 0 | 0
2040-10-30 | 20 | 11.89 | -17536 | -427 | -1602 | 0 | 0 | 0 | 3894 | 0 | 220 | 595 | 53 | 160 | 3299 | 3288 | 4767 | 0 | 73 | 0 | 216 | 1023 | 0 | 310 | 1200 | 0 | 465 | 0 | 0 | 0 | 0 | 0 | 0 | 0 | 0 | 0
2040-10-30 | 21 | 10 | -16407 | -427 | -1471 | 0 | 0 | -347 | 3297 | 0 | 220 | 459 | 53 | 160 | 3019 | 3288 | 4808 | 0 | 97 | 0 | 218 | 1026 | 0 | 341 | 1200 | 0 | 465 | 0 | 0 | 0 | 0 | 0 | 0 | 0 | 0 | 0
2040-10-30 | 22 | 10 | -15031 | -427 | -1234 | 0 | 0 | -271 | 2388 | 0 | 220 | 334 | 53 | 160 | 2509 | 3288 | 4799 | 0 | 130 | 0 | 218 | 1023 | 0 | 174 | 1200 | 0 | 465 | 0 | 0 | 0 | 0 | 0 | 0 | 187 | 0 | 0
2040-10-30 | 23 | 10 | -13742 | -427 | -1024 | 0 | 0 | 0 | 1337 | 0 | 220 | 333 | 53 | 160 | 1836 | 3288 | 4715 | 0 | 140 | 0 | 218 | 1020 | 0 | 208 | 1200 | 0 | 465 | 0 | 0 | 0 | 0 | 0 | 0 | 176 | 0 | 0
2040-10-30 | 24 | 13.52 | -12816 | -427 | -840 | 0 | 0 | 457 | 528 | 0 | 0 | 333 | 53 | 160 | 1470 | 3288 | 4383 | 0 | 169 | 0 | 215 | 993 | 0 | 369 | 1200 | 0 | 465 | 0 | 0 | 0 | 0 | 0 | 0 | 0 | 0 | 0
2040-10-31 | 1 | 29.29 | -12359 | -427 | -735 | 0 | 0 | -310 | 528 | 0 | 0 | 333 | 53 | 319 | 1615 | 3288 | 3914 | 0 | 162 | 0 | 212 | 950 | 0 | 790 | 1200 | 0 | 465 | 0 | 0 | 0 | 0 | 0 | 0 | 0 | 0 | 0
2040-10-31 | 2 | 33.53 | -12145 | -427 | -657 | 0 | 0 | 0 | 528 | 0 | 0 | 333 | 53 | 335 | 1752 | 3288 | 3168 | 0 | 185 | 0 | 200 | 938 | 0 | 783 | 1200 | 0 | 465 | 0 | 0 | 0 | 0 | 0 | 0 | 0 | 0 | 0
2040-10-31 | 3 | 37.76 | -12148 | -427 | -578 | 0 | 0 | 0 | 528 | 0 | 0 | 369 | 53 | 341 | 2195 | 3288 | 2595 | 0 | 212 | 0 | 205 | 935 | 0 | 767 | 1200 | 0 | 465 | 0 | 0 | 0 | 0 | 0 | 0 | 0 | 0 | 0
2040-10-31 | 4 | 38.88 | -12587 | -395 | -551 | 0 | 0 | 0 | 528 | 0 | 0 | 477 | 53 | 341 | 2930 | 3288 | 2511 | 0 | 241 | 0 | 198 | 935 | 0 | 366 | 1200 | 0 | 465 | 0 | 0 | 0 | 0 | 0 | 0 | 0 | 0 | 0
2040-10-31 | 5 | 37.76 | -13862 | -395 | -525 | 0 | 0 | 0 | 528 | 0 | 0 | 754 | 53 | 341 | 3959 | 3288 | 2430 | 0 | 285 | 0 | 195 | 932 | 0 | 352 | 1200 | 0 | 465 | 0 | 0 | 0 | 0 | 0 | 0 | 0 | 0 | 0
2040-10-31 | 6 | 39.59 | -15976 | -368 | -551 | 0 | 0 | 229 | 528 | 0 | 0 | 1158 | 53 | 341 | 5638 | 3288 | 2197 | 0 | 336 | 0 | 209 | 930 | 0 | 323 | 1200 | 0 | 465 | 0 | 0 | 0 | 0 | 0 | 0 | 0 | 0 | 0
2040-10-31 | 7 | 39.54 | -17500 | -368 | -709 | 0 | 0 | 0 | 1834 | 0 | 0 | 1158 | 53 | 341 | 6202 | 3288 | 2261 | 0 | 355 | 0 | 212 | 935 | 0 | 273 | 1200 | 0 | 465 | 0 | 0 | 0 | 0 | 0 | 0 | 0 | 0 | 0
2040-10-31 | 8 | 35.32 | -17895 | -395 | -867 | 0 | 0 | 0 | 2964 | 0 | 0 | 1137 | 53 | 325 | 4808 | 3288 | 3099 | 0 | 385 | 39 | 213 | 942 | 0 | 238 | 1200 | 0 | 465 | 0 | 0 | 0 | 0 | 0 | 0 | 0 | 0 | 0
2040-10-31 | 9 | 11.89 | -18221 | -368 | -1050 | 0 | 0 | -69 | 3308 | 0 | 0 | 726 | 53 | 166 | 4157 | 3288 | 4286 | 0 | 426 | 246 | 213 | 942 | 0 | 232 | 1200 | 0 | 465 | 0 | 0 | 0 | 0 | 0 | 0 | 0 | 0 | 0
2040-10-31 | 10 | 11.89 | -18831 | -368 | -1234 | 0 | 0 | -329 | 3646 | 0 | 0 | 713 | 53 | 160 | 4157 | 3288 | 4755 | 0 | 461 | 442 | 213 | 974 | 0 | 235 | 1200 | 0 | 465 | 0 | 0 | 0 | 0 | 0 | 0 | 0 | 0 | 0
2040-10-31 | 11 | 11.89 | -19250 | -315 | -1182 | 0 | 0 | -467 | 3989 | 0 | 0 | 595 | 53 | 160 | 4008 | 3288 | 4862 | 0 | 482 | 680 | 212 | 990 | 0 | 229 | 1200 | 0 | 465 | 0 | 0 | 0 | 0 | 0 | 0 | 0 | 0 | 0
2040-10-31 | 12 | 11.89 | -19039 | -270 | -1024 | 0 | 0 | -536 | 4132 | 0 | 0 | 438 | 53 | 160 | 3417 | 3288 | 4871 | 0 | 520 | 876 | 213 | 992 | 0 | 243 | 1200 | 0 | 465 | 0 | 0 | 0 | 0 | 0 | 0 | 0 | 0 | 0
2040-10-31 | 13 | 11.89 | -19040 | -229 | -1339 | 0 | 0 | -260 | 4159 | 0 | 0 | 438 | 53 | 160 | 3089 | 3288 | 4864 | 0 | 514 | 1184 | 212 | 987 | 0 | 255 | 1200 | 0 | 465 | 0 | 0 | 0 | 0 | 0 | 0 | 0 | 0 | 0
2040-10-31 | 14 | 11.89 | -18997 | -229 | -1313 | 0 | 0 | -47 | 4143 | 0 | 0 | 438 | 53 | 160 | 2900 | 3288 | 4864 | 0 | 507 | 1108 | 211 | 990 | 0 | 260 | 1200 | 0 | 465 | 0 | 0 | 0 | 0 | 0 | 0 | 0 | 0 | 0
2040-10-31 | 15 | 11.89 | -18625 | -229 | -1182 | 0 | 0 | -224 | 4026 | 0 | 0 | 369 | 53 | 160 | 2864 | 3288 | 4865 | 0 | 495 | 1015 | 213 | 992 | 0 | 254 | 1200 | 0 | 465 | 0 | 0 | 0 | 0 | 0 | 0 | 0 | 0 | 0
2040-10-31 | 16 | 11.89 | -18274 | -211 | -1549 | 0 | 0 | -144 | 4000 | 0 | 0 | 405 | 53 | 160 | 2864 | 3288 | 4873 | 0 | 533 | 876 | 213 | 996 | 0 | 252 | 1200 | 0 | 465 | 0 | 0 | 0 | 0 | 0 | 0 | 0 | 0 | 0
2040-10-31 | 17 | 16.07 | -18146 | -211 | -1996 | 0 | 0 | 230 | 4053 | 0 | 0 | 555 | 53 | 160 | 3084 | 3288 | 4888 | 0 | 554 | 322 | 213 | 1010 | 0 | 277 | 1200 | 0 | 465 | 0 | 0 | 0 | 0 | 0 | 0 | 0 | 0 | 0
2040-10-31 | 18 | 16.07 | -18151 | -211 | -2390 | 0 | 0 | 447 | 4227 | 0 | 80 | 674 | 53 | 160 | 3064 | 3288 | 4888 | 0 | 617 | 66 | 215 | 1011 | 0 | 297 | 1200 | 0 | 465 | 0 | 0 | 0 | 0 | 0 | 0 | 0 | 0 | 0
2040-10-31 | 19 | 16.07 | -18209 | -211 | -2285 | 0 | 0 | 462 | 4164 | 0 | 80 | 674 | 53 | 160 | 3052 | 3288 | 4888 | 0 | 684 | 3 | 215 | 1020 | 0 | 296 | 1200 | 0 | 465 | 0 | 0 | 0 | 0 | 0 | 0 | 0 | 0 | 0
2040-10-31 | 20 | 11.89 | -17764 | -193 | -1602 | 0 | 0 | -176 | 3752 | 0 | 80 | 459 | 53 | 160 | 3052 | 3288 | 4888 | 0 | 789 | 0 | 216 | 1023 | 0 | 310 | 1200 | 0 | 465 | 0 | 0 | 0 | 0 | 0 | 0 | 0 | 0 | 0
2040-10-31 | 21 | 16.07 | -16828 | -193 | -1471 | 0 | 0 | 87 | 3361 | 0 | 80 | 334 | 53 | 160 | 2162 | 3288 | 4851 | 0 | 866 | 0 | 218 | 1026 | 0 | 341 | 1200 | 0 | 465 | 0 | 0 | 0 | 0 | 0 | 0 | 0 | 0 | 0
2040-10-31 | 22 | 16.07 | -15620 | -211 | -1234 | 0 | 0 | 72 | 2589 | 0 | 80 | 333 | 53 | 160 | 1431 | 3288 | 4836 | 0 | 956 | 0 | 218 | 1023 | 0 | 361 | 1200 | 0 | 465 | 0 | 0 | 0 | 0 | 0 | 0 | 0 | 0 | 0
2040-10-31 | 23 | 16.07 | -14392 | -211 | -1024 | 0 | 0 | 83 | 1638 | 0 | 80 | 333 | 53 | 160 | 846 | 3288 | 4835 | 0 | 1024 | 0 | 218 | 1020 | 0 | 384 | 1200 | 0 | 465 | 0 | 0 | 0 | 0 | 0 | 0 | 0 | 0 | 0
2040-10-31 | 24 | 16.07 | -13548 | -193 | -840 | 0 | 0 | 284 | 687 | 0 | 80 | 333 | 53 | 160 | 572 | 3288 | 4833 | 0 | 1049 | 0 | 215 | 993 | 0 | 369 | 1200 | 0 | 465 | 0 | 0 | 0 | 0 | 0 | 0 | 0 | 0 | 0
2040-11-01 | 1 | 25.37 | -13118 | -193 | -735 | 0 | 0 | -912 | 761 | 0 | 80 | 486 | 53 | 289 | 213 | 3288 | 4805 | 0 | 1076 | 0 | 215 | 1190 | 0 | 837 | 1200 | 0 | 465 | 0 | 0 | 0 | 0 | 0 | 0 | 0 | 0 | 0
2040-11-01 | 2 | 25.37 | -12731 | -175 | -657 | 0 | 0 | -162 | 528 | 0 | 80 | 486 | 53 | 335 | 213 | 3288 | 3750 | 0 | 1086 | 0 | 212 | 1181 | 0 | 847 | 1200 | 0 | 465 | 0 | 0 | 0 | 0 | 0 | 0 | 0 | 0 | 0
2040-11-01 | 3 | 25.37 | -12427 | -175 | -578 | 0 | 0 | -468 | 528 | 0 | 80 | 486 | 53 | 341 | 213 | 3288 | 3710 | 0 | 1072 | 0 | 208 | 1179 | 0 | 825 | 1200 | 0 | 465 | 0 | 0 | 0 | 0 | 0 | 0 | 0 | 0 | 0
2040-11-01 | 4 | 34.28 | -12526 | -229 | -551 | 0 | 0 | 91 | 528 | 0 | 80 | 486 | 53 | 341 | 337 | 3288 | 3613 | 0 | 1028 | 0 | 210 | 1182 | 0 | 404 | 1200 | 0 | 465 | 0 | 0 | 0 | 0 | 0 | 0 | 0 | 0 | 0
2040-11-01 | 5 | 34.28 | -13099 | -315 | -525 | 0 | 0 | 446 | 528 | 0 | 80 | 486 | 53 | 341 | 579 | 3288 | 3674 | 0 | 1032 | 0 | 212 | 1178 | 0 | 376 | 1200 | 0 | 465 | 0 | 0 | 0 | 0 | 0 | 0 | 0 | 0 | 0
2040-11-01 | 6 | 34.28 | -14681 | -454 | -551 | 0 | 0 | 579 | 528 | 0 | 80 | 486 | 53 | 341 | 1091 | 3288 | 4846 | 0 | 998 | 0 | 216 | 1181 | 0 | 334 | 1200 | 0 | 465 | 0 | 0 | 0 | 0 | 0 | 0 | 0 | 0 | 0
2040-11-01 | 7 | 34.28 | -15882 | -589 | -709 | 0 | 0 | 25 | 2013 | 0 | 300 | 486 | 53 | 325 | 1492 | 3288 | 4848 | 0 | 983 | 0 | 214 | 1184 | 0 | 303 | 1200 | 0 | 465 | 0 | 0 | 0 | 0 | 0 | 0 | 0 | 0 | 0
2040-11-01 | 8 | 10 | -16178 | -665 | -867 | 0 | 0 | 0 | 3149 | 0 | 300 | 486 | 53 | 166 | 1269 | 3288 | 4856 | 0 | 949 | 104 | 215 | 1182 | 0 | 27 | 1200 | 0 | 465 | 0 | 0 | 0 | 0 | 0 | 0 | 258 | 0 | 0
2040-11-01 | 9 | 5 | -16254 | -746 | -1050 | 0 | 0 | -1168 | 3577 | 0 | 300 | 486 | 53 | 160 | 1259 | 3288 | 4848 | 0 | 910 | 1489 | 216 | 976 | 0 | 0 | 1200 | 0 | 456 | 0 | 0 | 0 | 0 | 221 | 0 | 307 | 0 | 0
2040-11-01 | 10 | 2 | -16640 | -746 | -1234 | 0 | 0 | -1838 | 3778 | 0 | 300 | 486 | 53 | 160 | 1259 | 3288 | 4810 | 0 | 969 | 3815 | 0 | 0 | 0 | 0 | 1126 | 0 | 414 | 0 | 0 | 0 | 215 | 1215 | 0 | 315 | 74 | 0
2040-11-01 | 11 | -40 | -17028 | -705 | -1182 | -478 | -102 | -1859 | 4021 | 0 | 300 | 0 | 48 | 160 | 1259 | 3288 | 4804 | 0 | 0 | 7195 | 0 | 0 | 0 | 0 | 0 | 0 | 280 | 0 | 973 | 0 | 215 | 1212 | 0 | 306 | 1200 | 0
2040-11-01 | 12 | -40 | -16765 | -625 | -1024 | -908 | -610 | -1859 | 4143 | 0 | 300 | 0 | 48 | 160 | 991 | 3288 | 3598 | 0 | 0 | 8983 | 0 | 0 | 0 | 0 | 0 | 0 | 280 | 1197 | 2198 | 0 | 215 | 1211 | 0 | 322 | 1200 | 0
2040-11-01 | 13 | -40 | -16683 | -589 | -1339 | -908 | -610 | -1859 | 4132 | 0 | 300 | 0 | 48 | 160 | 678 | 3288 | 3448 | 0 | 0 | 9655 | 0 | 0 | 0 | 0 | 0 | 0 | 280 | 1324 | 1060 | 0 | 215 | 1209 | 0 | 332 | 1200 | 0
2040-11-01 | 14 | -40 | -16496 | -553 | -1313 | -908 | -96 | -1859 | 4021 | 0 | 300 | 0 | 48 | 160 | 243 | 3288 | 3644 | 0 | 0 | 9241 | 0 | 0 | 0 | 0 | 0 | 0 | 280 | 1133 | 2160 | 0 | 214 | 1208 | 0 | 347 | 1200 | 0
2040-11-01 | 15 | -40 | -15830 | -521 | -1182 | -871 | 0 | -1859 | 3746 | 0 | 300 | 0 | 48 | 160 | 5 | 3288 | 4734 | 0 | 0 | 7702 | 0 | 0 | 0 | 0 | 0 | 0 | 280 | 0 | 1052 | 0 | 215 | 1208 | 0 | 335 | 1200 | 0
2040-11-01 | 16 | 2 | -15506 | -553 | -1549 | 0 | 0 | -1260 | 3509 | 0 | 300 | 486 | 53 | 160 | 0 | 3288 | 4466 | 0 | 1090 | 5102 | 0 | 0 | 0 | 0 | 0 | 0 | 414 | 0 | 0 | 0 | 215 | 1214 | 0 | 310 | 1200 | 0
2040-11-01 | 17 | 10 | -15672 | -589 | -1996 | 0 | 0 | 0 | 3635 | 0 | 300 | 486 | 53 | 160 | 0 | 3288 | 3878 | 0 | 1091 | 2071 | 218 | 1211 | 0 | 208 | 1200 | 0 | 456 | 0 | 0 | 0 | 0 | 0 | 0 | 111 | 0 | 0
2040-11-01 | 18 | 10 | -16404 | -665 | -2390 | 714 | 0 | 1549 | 4143 | 0 | 220 | 486 | 53 | 160 | 0 | 3288 | 4115 | 0 | 1090 | 181 | 218 | 1221 | 0 | 355 | 1200 | 0 | 465 | 0 | 0 | 0 | 0 | 0 | 0 | 0 | 0 | 0
2040-11-01 | 19 | 10 | -16558 | -786 | -2285 | 543 | 342 | 1456 | 4756 | 0 | 220 | 486 | 53 | 160 | 0 | 3288 | 3745 | 0 | 1079 | 13 | 218 | 1229 | 0 | 376 | 1200 | 0 | 465 | 0 | 0 | 0 | 0 | 0 | 0 | 0 | 0 | 0
2040-11-01 | 20 | 10 | -15968 | -872 | -1602 | 465 | 167 | 1328 | 4412 | 0 | 220 | 486 | 53 | 160 | 0 | 3288 | 3297 | 0 | 1061 | 0 | 218 | 1227 | 0 | 394 | 1200 | 0 | 465 | 0 | 0 | 0 | 0 | 0 | 0 | 0 | 0 | 0
2040-11-01 | 21 | 10 | -15259 | -966 | -1471 | 573 | 167 | 1273 | 3900 | 0 | 220 | 486 | 53 | 160 | 0 | 3288 | 3024 | 0 | 1034 | 0 | 218 | 1223 | 0 | 412 | 1200 | 0 | 465 | 0 | 0 | 0 | 0 | 0 | 0 | 0 | 0 | 0
2040-11-01 | 22 | 10 | -14128 | -1015 | -1234 | 298 | 67 | 1271 | 3192 | 0 | 220 | 486 | 53 | 160 | 0 | 3288 | 2753 | 0 | 1044 | 0 | 218 | 1220 | 0 | 443 | 1200 | 0 | 465 | 0 | 0 | 0 | 0 | 0 | 0 | 0 | 0 | 0
2040-11-01 | 23 | 10 | -13000 | -1065 | -1024 | 407 | 8 | 1321 | 2156 | 0 | 220 | 486 | 53 | 160 | 0 | 3288 | 2806 | 0 | 1026 | 0 | 218 | 1212 | 0 | 62 | 1200 | 0 | 465 | 0 | 0 | 0 | 0 | 0 | 0 | 383 | 0 | 0
2040-11-01 | 24 | 10 | -12226 | -1164 | -840 | 457 | 368 | 1771 | 1194 | 0 | 220 | 486 | 48 | 160 | 0 | 3288 | 2244 | 0 | 961 | 0 | 209 | 1205 | 0 | 0 | 1200 | 0 | 418 | 0 | 0 | 0 | 0 | 0 | 0 | 431 | 0 | 0
2040-11-02 | 1 | 24.21 | -11673 | -1218 | -735 | -242 | -242 | -88 | 830 | 0 | 220 | 486 | 53 | 264 | 2196 | 3288 | 2126 | 0 | 829 | 0 | 215 | 1190 | 0 | 837 | 1200 | 0 | 465 | 0 | 0 | 0 | 0 | 0 | 0 | 0 | 0 | 0
2040-11-02 | 2 | 28.03 | -11373 | -1272 | -657 | 0 | 0 | -699 | 528 | 0 | 220 | 486 | 53 | 335 | 2708 | 3288 | 1744 | 0 | 732 | 0 | 212 | 1181 | 0 | 847 | 1200 | 0 | 465 | 0 | 0 | 0 | 0 | 0 | 0 | 0 | 0 | 0
2040-11-02 | 3 | 28.03 | -11215 | -1384 | -578 | 0 | 0 | -885 | 528 | 0 | 220 | 486 | 53 | 341 | 3308 | 3288 | 1291 | 0 | 669 | 0 | 208 | 1179 | 0 | 825 | 1200 | 0 | 465 | 0 | 0 | 0 | 0 | 0 | 0 | 0 | 0 | 0
2040-11-02 | 4 | 28.03 | -11338 | -1505 | -551 | 0 | 0 | -295 | 528 | 0 | 220 | 486 | 53 | 341 | 3722 | 3288 | 1023 | 0 | 566 | 0 | 210 | 1182 | 0 | 404 | 1200 | 0 | 465 | 0 | 0 | 0 | 0 | 0 | 0 | 0 | 0 | 0
2040-11-02 | 5 | 33.82 | -12035 | -1505 | -525 | 0 | 0 | 0 | 528 | 0 | 220 | 590 | 53 | 341 | 4477 | 3288 | 702 | 0 | 435 | 0 | 212 | 1178 | 0 | 376 | 1200 | 0 | 465 | 0 | 0 | 0 | 0 | 0 | 0 | 0 | 0 | 0
2040-11-02 | 6 | 37.88 | -12961 | -1505 | -551 | 0 | 0 | 70 | 803 | 0 | 220 | 745 | 53 | 341 | 5220 | 3288 | 547 | 0 | 335 | 0 | 216 | 1181 | 0 | 334 | 1200 | 0 | 465 | 0 | 0 | 0 | 0 | 0 | 0 | 0 | 0 | 0
2040-11-02 | 7 | 37.88 | -13954 | -1564 | -709 | 159 | 151 | 152 | 1733 | 0 | 220 | 807 | 53 | 341 | 5369 | 3288 | 328 | 0 | 260 | 0 | 214 | 1184 | 0 | 303 | 1200 | 0 | 465 | 0 | 0 | 0 | 0 | 0 | 0 | 0 | 0 | 0
2040-11-02 | 8 | 37.88 | -14876 | -1564 | -867 | 6 | 159 | 511 | 2674 | 0 | 220 | 807 | 53 | 341 | 5369 | 3288 | 213 | 0 | 209 | 109 | 215 | 1182 | 0 | 285 | 1200 | 0 | 465 | 0 | 0 | 0 | 0 | 0 | 0 | 0 | 0 | 0
2040-11-02 | 9 | 32.18 | -15288 | -1564 | -1050 | 0 | 0 | 0 | 3577 | 0 | 220 | 578 | 53 | 341 | 4645 | 3288 | 102 | 0 | 128 | 1585 | 216 | 1197 | 0 | 307 | 1200 | 0 | 465 | 0 | 0 | 0 | 0 | 0 | 0 | 0 | 0 | 0
2040-11-02 | 10 | 28.03 | -15765 | -1330 | -1234 | 0 | 0 | -1498 | 3857 | 0 | 0 | 486 | 53 | 335 | 3778 | 3288 | 60 | 0 | 74 | 4486 | 215 | 1215 | 0 | 315 | 1200 | 0 | 465 | 0 | 0 | 0 | 0 | 0 | 0 | 0 | 0 | 0
2040-11-02 | 11 | 24.21 | -16001 | -1114 | -1182 | -602 | 0 | -1859 | 4026 | 0 | 0 | 486 | 53 | 261 | 1763 | 3288 | 30 | 0 | 34 | 7417 | 215 | 1212 | 0 | 306 | 1200 | 0 | 465 | 0 | 0 | 0 | 0 | 0 | 0 | 0 | 0 | 0
2040-11-02 | 12 | 5 | -15639 | -1015 | -1024 | -908 | -610 | -1859 | 4000 | 0 | 0 | 486 | 53 | 160 | 1612 | 3288 | 11 | 0 | 18 | 9324 | 215 | 224 | 0 | 0 | 1200 | 0 | 465 | 0 | 0 | 0 | 0 | 987 | 0 | 322 | 0 | 0
2040-11-02 | 13 | 5 | -15288 | -872 | -1339 | -908 | -610 | -1859 | 3826 | 0 | 0 | 486 | 53 | 160 | 944 | 3288 | 5 | 0 | 23 | 9848 | 215 | 364 | 0 | 0 | 1200 | 0 | 465 | 0 | 0 | 0 | 0 | 845 | 0 | 332 | 0 | 0
2040-11-02 | 14 | 5 | -15074 | -872 | -1313 | -908 | -199 | -1859 | 3514 | 0 | 0 | 486 | 53 | 160 | 559 | 3288 | 2 | 0 | 29 | 9385 | 214 | 869 | 0 | 0 | 1200 | 0 | 465 | 0 | 0 | 0 | 0 | 339 | 0 | 347 | 0 | 0
2040-11-02 | 15 | 24.21 | -14598 | -786 | -1182 | -456 | 0 | -1859 | 3170 | 0 | 0 | 486 | 53 | 261 | 379 | 3288 | 17 | 0 | 40 | 7762 | 215 | 1208 | 0 | 335 | 1200 | 0 | 465 | 0 | 0 | 0 | 0 | 0 | 0 | 0 | 0 | 0
2040-11-02 | 16 | 37.88 | -14576 | -786 | -1549 | 453 | 64 | 0 | 3059 | 0 | 0 | 486 | 53 | 335 | 586 | 3288 | 31 | 0 | 56 | 5096 | 215 | 1214 | 0 | 310 | 1200 | 0 | 465 | 0 | 0 | 0 | 0 | 0 | 0 | 0 | 0 | 0
2040-11-02 | 17 | 37.88 | -14927 | -786 | -1996 | 498 | 0 | 1549 | 3403 | 0 | 0 | 500 | 53 | 341 | 2461 | 3288 | 70 | 0 | 68 | 2064 | 218 | 1211 | 0 | 319 | 1200 | 0 | 465 | 0 | 0 | 0 | 0 | 0 | 0 | 0 | 0 | 0
2040-11-02 | 18 | 38.14 | -15786 | -831 | -2390 | 908 | 610 | 1859 | 4048 | 0 | 0 | 1025 | 53 | 341 | 3074 | 3288 | 75 | 0 | 91 | 175 | 218 | 1221 | 0 | 355 | 1200 | 0 | 465 | 0 | 0 | 0 | 0 | 0 | 0 | 0 | 0 | 0
2040-11-02 | 19 | 37.88 | -16036 | -921 | -2285 | 901 | 445 | 1549 | 4756 | 0 | 0 | 850 | 53 | 341 | 3309 | 3288 | 137 | 0 | 112 | 13 | 218 | 1229 | 0 | 376 | 1200 | 0 | 465 | 0 | 0 | 0 | 0 | 0 | 0 | 0 | 0 | 0
2040-11-02 | 20 | 37.88 | -15608 | -966 | -1602 | 391 | 0 | 1549 | 4444 | 0 | 0 | 745 | 53 | 341 | 3588 | 3288 | 128 | 0 | 145 | 0 | 218 | 1227 | 0 | 394 | 1200 | 0 | 465 | 0 | 0 | 0 | 0 | 0 | 0 | 0 | 0 | 0
2040-11-02 | 21 | 37.88 | -14909 | -1015 | -1471 | 146 | 0 | 1300 | 4016 | 0 | 0 | 719 | 53 | 341 | 3721 | 3288 | 145 | 0 | 148 | 0 | 218 | 1223 | 0 | 412 | 1200 | 0 | 465 | 0 | 0 | 0 | 0 | 0 | 0 | 0 | 0 | 0
2040-11-02 | 22 | 37.88 | -13998 | -1114 | -1234 | 46 | 0 | 667 | 3334 | 0 | 0 | 642 | 53 | 341 | 4161 | 3288 | 115 | 0 | 154 | 0 | 218 | 1220 | 0 | 443 | 1200 | 0 | 465 | 0 | 0 | 0 | 0 | 0 | 0 | 0 | 0 | 0
2040-11-02 | 23 | 37.88 | -13093 | -1164 | -1024 | 0 | 102 | 303 | 2462 | 0 | 0 | 581 | 53 | 341 | 4315 | 3288 | 145 | 0 | 151 | 0 | 218 | 1212 | 0 | 445 | 1200 | 0 | 465 | 0 | 0 | 0 | 0 | 0 | 0 | 0 | 0 | 0
2040-11-02 | 24 | 37.34 | -12048 | -1164 | -840 | 0 | 0 | 0 | 1575 | 0 | 0 | 513 | 53 | 341 | 4438 | 3288 | 205 | 0 | 128 | 0 | 209 | 1205 | 0 | 431 | 1200 | 0 | 465 | 0 | 0 | 0 | 0 | 0 | 0 | 0 | 0 | 0
2040-11-03 | 1 | 30.24 | -11521 | -1218 | -972 | 0 | 0 | 0 | 528 | 0 | 0 | 610 | 53 | 341 | 4364 | 3288 | 521 | 0 | 97 | 0 | 215 | 1190 | 0 | 837 | 1200 | 0 | 465 | 0 | 0 | 0 | 0 | 0 | 0 | 0 | 0 | 0
2040-11-03 | 2 | 29.52 | -11241 | -1272 | -840 | 0 | 0 | -622 | 528 | 0 | 0 | 496 | 53 | 341 | 4226 | 3288 | 1039 | 0 | 99 | 0 | 212 | 1181 | 0 | 847 | 1200 | 0 | 465 | 0 | 0 | 0 | 0 | 0 | 0 | 0 | 0 | 0
2040-11-03 | 3 | 29.52 | -11301 | -1330 | -762 | 0 | 0 | -864 | 528 | 0 | 0 | 486 | 53 | 341 | 4105 | 3288 | 1463 | 0 | 116 | 0 | 208 | 1179 | 0 | 825 | 1200 | 0 | 465 | 0 | 0 | 0 | 0 | 0 | 0 | 0 | 0 | 0
2040-11-03 | 4 | 29.52 | -11541 | -1442 | -683 | 0 | 0 | -658 | 528 | 0 | 80 | 486 | 53 | 341 | 4105 | 3288 | 1853 | 0 | 129 | 0 | 210 | 1182 | 0 | 404 | 1200 | 0 | 465 | 0 | 0 | 0 | 0 | 0 | 0 | 0 | 0 | 0
2040-11-03 | 5 | 29.52 | -12038 | -1442 | -683 | 0 | 0 | -562 | 528 | 0 | 80 | 590 | 53 | 341 | 4105 | 3288 | 2179 | 0 | 130 | 0 | 212 | 1178 | 0 | 376 | 1200 | 0 | 465 | 0 | 0 | 0 | 0 | 0 | 0 | 0 | 0 | 0
2040-11-03 | 6 | 38.05 | -13004 | -1442 | -709 | 0 | 0 | 0 | 528 | 0 | 80 | 784 | 53 | 341 | 5058 | 3288 | 1501 | 0 | 124 | 0 | 216 | 1181 | 0 | 334 | 1200 | 0 | 465 | 0 | 0 | 0 | 0 | 0 | 0 | 0 | 0 | 0
2040-11-03 | 7 | 39.89 | -13898 | -1442 | -788 | 0 | 0 | 378 | 914 | 0 | 80 | 888 | 53 | 341 | 5474 | 3288 | 1128 | 0 | 122 | 96 | 214 | 1184 | 0 | 303 | 1200 | 0 | 465 | 0 | 0 | 0 | 0 | 0 | 0 | 0 | 0 | 0
2040-11-03 | 8 | 37.61 | -14694 | -1442 | -919 | 0 | 0 | 0 | 1691 | 0 | 80 | 728 | 53 | 341 | 4843 | 3288 | 1086 | 0 | 128 | 1471 | 215 | 1182 | 0 | 285 | 1200 | 0 | 465 | 0 | 0 | 0 | 0 | 0 | 0 | 0 | 0 | 0
2040-11-03 | 9 | 29.52 | -15210 | -1272 | -1103 | 0 | 0 | -1623 | 2304 | 0 | 80 | 486 | 53 | 341 | 3839 | 3288 | 1028 | 0 | 152 | 4251 | 216 | 1197 | 0 | 307 | 1200 | 0 | 465 | 0 | 0 | 0 | 0 | 0 | 0 | 0 | 0 | 0
2040-11-03 | 10 | 29.52 | -15703 | -1015 | -1313 | 0 | 0 | -842 | 2653 | 0 | 80 | 486 | 53 | 341 | 606 | 3288 | 770 | 0 | 165 | 7021 | 215 | 1215 | 0 | 315 | 1200 | 0 | 465 | 0 | 0 | 0 | 0 | 0 | 0 | 0 | 0 | 0
2040-11-03 | 11 | 28.43 | -15741 | -831 | -1182 | -163 | -610 | -1859 | 2785 | 0 | 80 | 486 | 53 | 341 | 363 | 3288 | 587 | 0 | 224 | 8781 | 215 | 1212 | 0 | 306 | 1200 | 0 | 465 | 0 | 0 | 0 | 0 | 0 | 0 | 0 | 0 | 0
2040-11-03 | 12 | 28.43 | -15608 | -705 | -1313 | -626 | -610 | -1859 | 2801 | 0 | 80 | 486 | 53 | 341 | 204 | 3288 | 532 | 0 | 265 | 9260 | 215 | 1211 | 0 | 322 | 1200 | 0 | 465 | 0 | 0 | 0 | 0 | 0 | 0 | 0 | 0 | 0
2040-11-03 | 13 | 28.43 | -15384 | -665 | -1418 | -24 | -199 | -1295 | 2742 | 0 | 80 | 486 | 53 | 341 | 5 | 3288 | 590 | 0 | 290 | 7688 | 215 | 1209 | 0 | 332 | 1200 | 0 | 465 | 0 | 0 | 0 | 0 | 0 | 0 | 0 | 0 | 0
2040-11-03 | 14 | 40.98 | -15296 | -625 | -1471 | 0 | 354 | 564 | 2579 | 0 | 80 | 486 | 53 | 341 | 182 | 3288 | 573 | 0 | 316 | 5140 | 214 | 1208 | 0 | 347 | 1200 | 0 | 465 | 0 | 0 | 0 | 0 | 0 | 0 | 0 | 0 | 0
2040-11-03 | 15 | 42.79 | -15671 | -625 | -1523 | 653 | 508 | 1697 | 2547 | 0 | 80 | 486 | 53 | 341 | 325 | 3288 | 625 | 0 | 310 | 3483 | 215 | 1208 | 0 | 335 | 1200 | 0 | 465 | 0 | 0 | 0 | 0 | 0 | 0 | 0 | 0 | 0
2040-11-03 | 16 | 40.98 | -16718 | -665 | -1444 | 0 | 89 | 1859 | 2816 | 0 | 80 | 784 | 53 | 341 | 3553 | 3288 | 791 | 0 | 295 | 1474 | 215 | 1214 | 0 | 310 | 1200 | 0 | 465 | 0 | 0 | 0 | 0 | 0 | 0 | 0 | 0 | 0
2040-11-03 | 17 | 40.98 | -17990 | -705 | -1444 | 46 | 269 | 1859 | 3662 | 0 | 300 | 1160 | 53 | 341 | 4161 | 3288 | 1007 | 0 | 323 | 258 | 218 | 1211 | 0 | 319 | 1200 | 0 | 465 | 0 | 0 | 0 | 0 | 0 | 0 | 0 | 0 | 0
2040-11-03 | 18 | 39.89 | -17669 | -831 | -1471 | 0 | 0 | 1122 | 4756 | 0 | 300 | 807 | 53 | 341 | 4186 | 3288 | 1337 | 0 | 309 | 13 | 218 | 1221 | 0 | 355 | 1200 | 0 | 465 | 0 | 0 | 0 | 0 | 0 | 0 | 0 | 0 | 0
2040-11-03 | 19 | 39.89 | -17138 | -872 | -1523 | 0 | 0 | 57 | 4550 | 0 | 300 | 784 | 53 | 341 | 4769 | 3288 | 1584 | 0 | 318 | 0 | 218 | 1229 | 0 | 376 | 1200 | 0 | 465 | 0 | 0 | 0 | 0 | 0 | 0 | 0 | 0 | 0
2040-11-03 | 20 | 33.57 | -16171 | -966 | -1418 | 0 | 0 | 0 | 4137 | 0 | 300 | 685 | 53 | 341 | 4181 | 3288 | 1733 | 0 | 331 | 0 | 218 | 1227 | 0 | 394 | 1200 | 0 | 465 | 0 | 0 | 0 | 0 | 0 | 0 | 0 | 0 | 0
2040-11-03 | 21 | 23.49 | -15039 | -1015 | -1339 | 0 | 0 | 0 | 3371 | 0 | 300 | 531 | 53 | 233 | 3721 | 3288 | 2005 | 0 | 373 | 0 | 218 | 1223 | 0 | 412 | 1200 | 0 | 465 | 0 | 0 | 0 | 0 | 0 | 0 | 0 | 0 | 0
2040-11-03 | 22 | 19.28 | -13715 | -1065 | -1208 | 0 | 0 | 0 | 2446 | 0 | 300 | 486 | 53 | 166 | 3227 | 3288 | 2098 | 0 | 377 | 0 | 218 | 1220 | 0 | 443 | 1200 | 0 | 465 | 0 | 0 | 0 | 0 | 0 | 0 | 0 | 0 | 0
2040-11-03 | 23 | 17.91 | -12612 | -1114 | -1208 | 0 | 0 | -4 | 1464 | 0 | 300 | 486 | 53 | 160 | 3189 | 3288 | 2098 | 0 | 361 | 0 | 218 | 1212 | 0 | 445 | 1200 | 0 | 465 | 0 | 0 | 0 | 0 | 0 | 0 | 0 | 0 | 0
2040-11-03 | 24 | 24.21 | -11919 | -1164 | -1103 | 0 | 0 | 3 | 587 | 0 | 300 | 486 | 53 | 253 | 3419 | 3288 | 1971 | 0 | 316 | 0 | 209 | 1205 | 0 | 431 | 1200 | 0 | 465 | 0 | 0 | 0 | 0 | 0 | 0 | 0 | 0 | 0
2040-11-04 | 1 | 31.81 | -11679 | -1272 | -972 | -211 | -239 | -465 | 528 | 0 | 300 | 486 | 53 | 332 | 3718 | 3288 | 1881 | 0 | 343 | 0 | 215 | 1190 | 0 | 837 | 1200 | 0 | 465 | 0 | 0 | 0 | 0 | 0 | 0 | 0 | 0 | 0
2040-11-04 | 2 | 31.81 | -11570 | -1272 | -840 | 0 | 0 | -1040 | 528 | 0 | 300 | 486 | 53 | 341 | 3718 | 3288 | 1689 | 0 | 413 | 0 | 212 | 1181 | 0 | 847 | 1200 | 0 | 465 | 0 | 0 | 0 | 0 | 0 | 0 | 0 | 0 | 0
2040-11-04 | 3 | 31.81 | -11736 | -1384 | -762 | 0 | 0 | -554 | 528 | 0 | 300 | 517 | 53 | 341 | 3828 | 3288 | 1303 | 0 | 399 | 0 | 208 | 1179 | 0 | 825 | 1200 | 0 | 465 | 0 | 0 | 0 | 0 | 0 | 0 | 0 | 0 | 0
2040-11-04 | 4 | 33.57 | -12404 | -1442 | -683 | 0 | 0 | 0 | 528 | 0 | 300 | 685 | 53 | 341 | 4551 | 3288 | 928 | 0 | 393 | 0 | 210 | 1182 | 0 | 404 | 1200 | 0 | 465 | 0 | 0 | 0 | 0 | 0 | 0 | 0 | 0 | 0
2040-11-04 | 5 | 39.87 | -13939 | -1442 | -683 | 0 | 0 | 0 | 528 | 0 | 300 | 1025 | 53 | 341 | 5867 | 3288 | 869 | 0 | 361 | 0 | 212 | 1178 | 0 | 376 | 1200 | 0 | 465 | 0 | 0 | 0 | 0 | 0 | 0 | 0 | 0 | 0
2040-11-04 | 6 | 42.99 | -16301 | -1442 | -709 | 0 | 0 | 113 | 840 | 0 | 300 | 1329 | 53 | 341 | 7812 | 3288 | 688 | 0 | 291 | 0 | 216 | 1181 | 0 | 334 | 1200 | 0 | 465 | 0 | 0 | 0 | 0 | 0 | 0 | 0 | 0 | 0
2040-11-04 | 7 | 41.95 | -17296 | -1505 | -788 | 0 | 0 | 0 | 2653 | 0 | 300 | 1329 | 53 | 341 | 7315 | 3288 | 595 | 0 | 269 | 80 | 214 | 1184 | 0 | 303 | 1200 | 0 | 465 | 0 | 0 | 0 | 0 | 0 | 0 | 0 | 0 | 0
2040-11-04 | 8 | 39.11 | -17411 | -1505 | -919 | 0 | 0 | 0 | 3435 | 0 | 300 | 888 | 53 | 341 | 6015 | 3288 | 447 | 0 | 229 | 1492 | 215 | 1182 | 0 | 285 | 1200 | 0 | 465 | 0 | 0 | 0 | 0 | 0 | 0 | 0 | 0 | 0
2040-11-04 | 9 | 31.81 | -17438 | -1272 | -1103 | 0 | 0 | -912 | 3461 | 0 | 300 | 486 | 53 | 341 | 4826 | 3288 | 379 | 0 | 170 | 4036 | 216 | 1197 | 0 | 307 | 1200 | 0 | 465 | 0 | 0 | 0 | 0 | 0 | 0 | 0 | 0 | 0
2040-11-04 | 10 | 31.81 | -17819 | -1065 | -1313 | -237 | -551 | -1859 | 3472 | 0 | 300 | 486 | 53 | 341 | 4027 | 3288 | 230 | 0 | 125 | 7111 | 215 | 1215 | 0 | 315 | 1200 | 0 | 465 | 0 | 0 | 0 | 0 | 0 | 0 | 0 | 0 | 0
2040-11-04 | 11 | 31.81 | -17704 | -872 | -1182 | -186 | -92 | -1859 | 3519 | 0 | 300 | 486 | 53 | 341 | 1772 | 3288 | 133 | 0 | 99 | 8505 | 215 | 1212 | 0 | 306 | 1200 | 0 | 465 | 0 | 0 | 0 | 0 | 0 | 0 | 0 | 0 | 0
2040-11-04 | 12 | 31.81 | -17440 | -786 | -1313 | -356 | -446 | -1859 | 3450 | 0 | 300 | 486 | 53 | 341 | 1197 | 3288 | 67 | 0 | 86 | 9518 | 215 | 1211 | 0 | 322 | 1200 | 0 | 465 | 0 | 0 | 0 | 0 | 0 | 0 | 0 | 0 | 0
2040-11-04 | 13 | 31.81 | -17234 | -705 | -1418 | -66 | -91 | -1859 | 3276 | 0 | 300 | 486 | 53 | 341 | 1193 | 3288 | 27 | 0 | 88 | 8900 | 215 | 1209 | 0 | 332 | 1200 | 0 | 465 | 0 | 0 | 0 | 0 | 0 | 0 | 0 | 0 | 0
2040-11-04 | 14 | 36.17 | -17052 | -665 | -1471 | 0 | 0 | 0 | 3133 | 0 | 300 | 486 | 53 | 341 | 1297 | 3288 | 31 | 0 | 95 | 6729 | 214 | 1208 | 0 | 347 | 1200 | 0 | 465 | 0 | 0 | 0 | 0 | 0 | 0 | 0 | 0 | 0
2040-11-04 | 15 | 43.83 | -17111 | -625 | -1523 | 0 | 43 | 1859 | 3007 | 0 | 300 | 554 | 53 | 341 | 2602 | 3288 | 80 | 0 | 121 | 3588 | 215 | 1208 | 0 | 335 | 1200 | 0 | 465 | 0 | 0 | 0 | 0 | 0 | 0 | 0 | 0 | 0
2040-11-04 | 16 | 48.41 | -18127 | -665 | -1444 | 908 | 610 | 1859 | 3028 | 0 | 300 | 1259 | 53 | 350 | 3613 | 3288 | 188 | 0 | 143 | 1232 | 215 | 1214 | 0 | 310 | 1200 | 0 | 465 | 0 | 0 | 0 | 0 | 0 | 0 | 0 | 0 | 0
2040-11-04 | 17 | 43.83 | -19373 | -705 | -1444 | 0 | 567 | 1859 | 3804 | 0 | 300 | 1329 | 53 | 341 | 5905 | 3288 | 328 | 0 | 178 | 157 | 218 | 1211 | 0 | 319 | 1200 | 0 | 465 | 0 | 0 | 0 | 0 | 0 | 0 | 0 | 0 | 0
2040-11-04 | 18 | 42.99 | -19086 | -746 | -1471 | 0 | 0 | 1342 | 4756 | 0 | 300 | 1283 | 53 | 341 | 5738 | 3288 | 503 | 0 | 226 | 13 | 218 | 1221 | 0 | 355 | 1200 | 0 | 465 | 0 | 0 | 0 | 0 | 0 | 0 | 0 | 0 | 0
2040-11-04 | 19 | 42.99 | -18512 | -786 | -1523 | 0 | 0 | 669 | 4587 | 0 | 300 | 1199 | 53 | 341 | 5905 | 3288 | 697 | 0 | 294 | 0 | 218 | 1229 | 0 | 376 | 1200 | 0 | 465 | 0 | 0 | 0 | 0 | 0 | 0 | 0 | 0 | 0
2040-11-04 | 20 | 39.94 | -17499 | -786 | -1418 | 0 | 0 | 0 | 4095 | 0 | 300 | 1025 | 53 | 341 | 5684 | 3288 | 1020 | 0 | 393 | 0 | 218 | 1227 | 0 | 394 | 1200 | 0 | 465 | 0 | 0 | 0 | 0 | 0 | 0 | 0 | 0 | 0
2040-11-04 | 21 | 33.82 | -16156 | -831 | -1339 | 0 | 0 | 0 | 3339 | 0 | 300 | 784 | 53 | 335 | 5026 | 3288 | 1236 | 0 | 446 | 0 | 218 | 1223 | 0 | 412 | 1200 | 0 | 465 | 0 | 0 | 0 | 0 | 0 | 0 | 0 | 0 | 0
2040-11-04 | 22 | 19.19 | -14461 | -872 | -1208 | 0 | 0 | 0 | 2304 | 0 | 300 | 642 | 53 | 175 | 3820 | 3288 | 1956 | 0 | 457 | 0 | 218 | 1220 | 0 | 443 | 1200 | 0 | 465 | 0 | 0 | 0 | 0 | 0 | 0 | 0 | 0 | 0
2040-11-04 | 23 | 19.28 | -13167 | -872 | -1208 | 0 | 0 | 0 | 1083 | 0 | 300 | 554 | 53 | 160 | 3445 | 3288 | 2344 | 0 | 479 | 0 | 218 | 1212 | 0 | 445 | 1200 | 0 | 465 | 0 | 0 | 0 | 0 | 0 | 0 | 0 | 0 | 0
2040-11-04 | 24 | 12.56 | -12653 | -921 | -1103 | 0 | 0 | 0 | 528 | 0 | 300 | 554 | 53 | 160 | 3356 | 3288 | 2428 | 0 | 500 | 0 | 209 | 1205 | 0 | 431 | 1200 | 0 | 465 | 0 | 0 | 0 | 0 | 0 | 0 | 0 | 0 | 0
2040-11-05 | 1 | 29.41 | -12188 | -966 | -735 | 0 | -43 | -1859 | 528 | 0 | 300 | 486 | 53 | 319 | 3737 | 3288 | 2696 | 0 | 476 | 0 | 215 | 1190 | 0 | 837 | 1200 | 0 | 465 | 0 | 0 | 0 | 0 | 0 | 0 | 0 | 0 | 0
2040-11-05 | 2 | 29.41 | -12079 | -1065 | -657 | 0 | -57 | -1859 | 528 | 0 | 300 | 486 | 53 | 335 | 3398 | 3288 | 2963 | 0 | 460 | 0 | 212 | 1181 | 0 | 847 | 1200 | 0 | 465 | 0 | 0 | 0 | 0 | 0 | 0 | 0 | 0 | 0
2040-11-05 | 3 | 30.11 | -12137 | -1015 | -578 | 0 | 0 | -1462 | 528 | 0 | 300 | 486 | 53 | 341 | 2831 | 3288 | 2983 | 0 | 505 | 0 | 208 | 1179 | 0 | 825 | 1200 | 0 | 465 | 0 | 0 | 0 | 0 | 0 | 0 | 0 | 0 | 0
2040-11-05 | 4 | 30.11 | -12757 | -1015 | -551 | 0 | 0 | -58 | 528 | 0 | 300 | 486 | 53 | 341 | 2596 | 3288 | 2787 | 0 | 540 | 0 | 210 | 1182 | 0 | 404 | 1200 | 0 | 465 | 0 | 0 | 0 | 0 | 0 | 0 | 0 | 0 | 0
2040-11-05 | 5 | 40.69 | -14139 | -966 | -525 | 0 | 0 | 565 | 528 | 0 | 300 | 728 | 53 | 341 | 3492 | 3288 | 2377 | 0 | 526 | 0 | 212 | 1178 | 0 | 376 | 1200 | 0 | 465 | 0 | 0 | 0 | 0 | 0 | 0 | 0 | 0 | 0
2040-11-05 | 6 | 40.69 | -16152 | -966 | -551 | 0 | 0 | 1276 | 555 | 0 | 300 | 1180 | 53 | 341 | 4208 | 3288 | 2557 | 0 | 515 | 0 | 216 | 1181 | 0 | 334 | 1200 | 0 | 465 | 0 | 0 | 0 | 0 | 0 | 0 | 0 | 0 | 0
2040-11-05 | 7 | 40.69 | -17314 | -966 | -709 | 0 | 0 | 1256 | 2129 | 0 | 300 | 1159 | 53 | 341 | 4206 | 3288 | 2335 | 0 | 511 | 44 | 214 | 1184 | 0 | 303 | 1200 | 0 | 465 | 0 | 0 | 0 | 0 | 0 | 0 | 0 | 0 | 0
2040-11-05 | 8 | 40.69 | -17684 | -966 | -867 | 0 | 13 | 779 | 3059 | 0 | 300 | 1084 | 53 | 341 | 4583 | 3288 | 1624 | 0 | 498 | 546 | 215 | 1182 | 0 | 285 | 1200 | 0 | 465 | 0 | 0 | 0 | 0 | 0 | 0 | 0 | 0 | 0
2040-11-05 | 9 | 40.69 | -17886 | -831 | -1050 | 0 | 73 | 0 | 3345 | 0 | 300 | 996 | 53 | 341 | 5380 | 3288 | 1101 | 0 | 497 | 1008 | 216 | 1197 | 0 | 307 | 1200 | 0 | 465 | 0 | 0 | 0 | 0 | 0 | 0 | 0 | 0 | 0
2040-11-05 | 10 | 40.06 | -18228 | -746 | -1234 | 0 | 0 | 0 | 3551 | 0 | 300 | 807 | 53 | 341 | 5650 | 3288 | 718 | 0 | 509 | 1581 | 215 | 1215 | 0 | 315 | 1200 | 0 | 465 | 0 | 0 | 0 | 0 | 0 | 0 | 0 | 0 | 0
2040-11-05 | 11 | 39.87 | -18496 | -665 | -1182 | 0 | 0 | 0 | 3704 | 0 | 300 | 807 | 53 | 341 | 5730 | 3288 | 608 | 0 | 480 | 1633 | 215 | 1212 | 0 | 306 | 1200 | 0 | 465 | 0 | 0 | 0 | 0 | 0 | 0 | 0 | 0 | 0
2040-11-05 | 12 | 36.17 | -18214 | -589 | -1024 | 0 | 0 | 0 | 3731 | 0 | 300 | 738 | 53 | 341 | 4901 | 3288 | 1170 | 0 | 474 | 1417 | 215 | 1211 | 0 | 322 | 1200 | 0 | 465 | 0 | 0 | 0 | 0 | 0 | 0 | 0 | 0 | 0
2040-11-05 | 13 | 24.21 | -18291 | -521 | -1339 | 0 | 0 | 0 | 3688 | 0 | 300 | 685 | 53 | 275 | 4030 | 3288 | 2776 | 0 | 479 | 1154 | 215 | 1209 | 0 | 332 | 1200 | 0 | 465 | 0 | 0 | 0 | 0 | 0 | 0 | 0 | 0 | 0
2040-11-05 | 14 | 22.05 | -18344 | -521 | -1313 | 0 | 0 | -727 | 3731 | 0 | 300 | 503 | 53 | 166 | 3292 | 3288 | 4486 | 0 | 500 | 1152 | 214 | 1208 | 0 | 347 | 1200 | 0 | 465 | 0 | 0 | 0 | 0 | 0 | 0 | 0 | 0 | 0
2040-11-05 | 15 | 22.05 | -17980 | -553 | -1182 | 0 | 0 | -573 | 3699 | 0 | 300 | 517 | 53 | 166 | 3124 | 3288 | 4731 | 0 | 484 | 502 | 215 | 1208 | 0 | 335 | 1200 | 0 | 465 | 0 | 0 | 0 | 0 | 0 | 0 | 0 | 0 | 0
2040-11-05 | 16 | 22.05 | -18145 | -553 | -1549 | 0 | 0 | -63 | 3683 | 0 | 300 | 685 | 53 | 181 | 3098 | 3288 | 4744 | 0 | 483 | 389 | 215 | 1214 | 0 | 310 | 1200 | 0 | 465 | 0 | 0 | 0 | 0 | 0 | 0 | 0 | 0 | 0
2040-11-05 | 17 | 29.8 | -18595 | -553 | -1996 | 0 | 0 | 210 | 4127 | 0 | 300 | 784 | 53 | 341 | 3363 | 3288 | 4735 | 0 | 450 | 79 | 218 | 1211 | 0 | 319 | 1200 | 0 | 465 | 0 | 0 | 0 | 0 | 0 | 0 | 0 | 0 | 0
2040-11-05 | 18 | 29.8 | -18371 | -589 | -2390 | 0 | 0 | 232 | 4756 | 0 | 300 | 738 | 53 | 341 | 3069 | 3288 | 4634 | 0 | 466 | 13 | 218 | 1221 | 0 | 355 | 1200 | 0 | 465 | 0 | 0 | 0 | 0 | 0 | 0 | 0 | 0 | 0
2040-11-05 | 19 | 29.8 | -18292 | -625 | -2285 | 0 | 0 | 477 | 4539 | 0 | 300 | 784 | 53 | 341 | 3174 | 3288 | 4269 | 0 | 487 | 0 | 218 | 1229 | 0 | 376 | 1200 | 0 | 465 | 0 | 0 | 0 | 0 | 0 | 0 | 0 | 0 | 0
2040-11-05 | 20 | 25.6 | -17414 | -625 | -1602 | 0 | 0 | 0 | 4005 | 0 | 300 | 689 | 53 | 341 | 3216 | 3288 | 3732 | 0 | 512 | 0 | 218 | 1227 | 0 | 394 | 1200 | 0 | 465 | 0 | 0 | 0 | 0 | 0 | 0 | 0 | 0 | 0
2040-11-05 | 21 | 29.8 | -16159 | -665 | -1471 | 0 | 0 | 88 | 3297 | 0 | 300 | 720 | 53 | 341 | 3544 | 3288 | 2634 | 0 | 512 | 0 | 218 | 1223 | 0 | 412 | 1200 | 0 | 465 | 0 | 0 | 0 | 0 | 0 | 0 | 0 | 0 | 0
2040-11-05 | 22 | 21.39 | -14673 | -665 | -1234 | 0 | 0 | 0 | 2219 | 0 | 300 | 590 | 53 | 181 | 3367 | 3288 | 2504 | 0 | 523 | 0 | 218 | 1220 | 0 | 443 | 1200 | 0 | 465 | 0 | 0 | 0 | 0 | 0 | 0 | 0 | 0 | 0
2040-11-05 | 23 | 24.22 | -13441 | -705 | -1024 | 0 | 0 | 0 | 1025 | 0 | 300 | 554 | 53 | 319 | 3544 | 3288 | 1990 | 0 | 557 | 0 | 218 | 1212 | 0 | 445 | 1200 | 0 | 465 | 0 | 0 | 0 | 0 | 0 | 0 | 0 | 0 | 0
2040-11-05 | 24 | 24.19 | -12624 | -786 | -840 | 0 | 0 | 0 | 528 | 0 | 300 | 486 | 53 | 214 | 3289 | 3288 | 2054 | 0 | 528 | 0 | 209 | 1205 | 0 | 431 | 1200 | 0 | 465 | 0 | 0 | 0 | 0 | 0 | 0 | 0 | 0 | 0
2040-11-06 | 1 | 27.63 | -12163 | -831 | -735 | 0 | 0 | -1632 | 528 | 0 | 300 | 486 | 53 | 322 | 3380 | 3288 | 2551 | 0 | 547 | 0 | 215 | 1190 | 0 | 837 | 1200 | 0 | 465 | 0 | 0 | 0 | 0 | 0 | 0 | 0 | 0 | 0
2040-11-06 | 2 | 27.63 | -12043 | -921 | -657 | 0 | 0 | -1753 | 528 | 0 | 300 | 486 | 53 | 337 | 3090 | 3288 | 2828 | 0 | 558 | 0 | 212 | 1181 | 0 | 847 | 1200 | 0 | 465 | 0 | 0 | 0 | 0 | 0 | 0 | 0 | 0 | 0
2040-11-06 | 3 | 27.63 | -11992 | -966 | -578 | 0 | 0 | -1385 | 528 | 0 | 300 | 486 | 53 | 341 | 2289 | 3288 | 3190 | 0 | 568 | 0 | 208 | 1179 | 0 | 825 | 1200 | 0 | 465 | 0 | 0 | 0 | 0 | 0 | 0 | 0 | 0 | 0
2040-11-06 | 4 | 27.63 | -12617 | -1114 | -551 | 0 | 0 | -498 | 528 | 0 | 300 | 486 | 53 | 341 | 2618 | 3288 | 3074 | 0 | 631 | 0 | 210 | 1182 | 0 | 404 | 1200 | 0 | 465 | 0 | 0 | 0 | 0 | 0 | 0 | 0 | 0 | 0
2040-11-06 | 5 | 37.34 | -14123 | -1114 | -525 | 0 | 0 | 269 | 528 | 0 | 300 | 685 | 53 | 341 | 3708 | 3288 | 2521 | 0 | 637 | 0 | 212 | 1178 | 0 | 376 | 1200 | 0 | 465 | 0 | 0 | 0 | 0 | 0 | 0 | 0 | 0 | 0
2040-11-06 | 6 | 37.34 | -16273 | -1164 | -551 | 0 | 0 | 1801 | 719 | 0 | 300 | 1159 | 53 | 341 | 3928 | 3288 | 2330 | 0 | 673 | 0 | 216 | 1181 | 0 | 334 | 1200 | 0 | 465 | 0 | 0 | 0 | 0 | 0 | 0 | 0 | 0 | 0
2040-11-06 | 7 | 37.34 | -17287 | -1272 | -709 | 0 | 0 | 1605 | 2478 | 0 | 300 | 1100 | 53 | 341 | 3928 | 3288 | 2024 | 0 | 709 | 76 | 214 | 1184 | 0 | 303 | 1200 | 0 | 465 | 0 | 0 | 0 | 0 | 0 | 0 | 0 | 0 | 0
2040-11-06 | 8 | 37.4 | -17277 | -1218 | -867 | 0 | 0 | 42 | 3266 | 0 | 300 | 685 | 53 | 341 | 4288 | 3288 | 1652 | 0 | 729 | 1370 | 215 | 1182 | 0 | 285 | 1200 | 0 | 465 | 0 | 0 | 0 | 0 | 0 | 0 | 0 | 0 | 0
2040-11-06 | 9 | 27.56 | -17307 | -1065 | -1050 | 0 | 0 | -1817 | 3255 | 0 | 0 | 486 | 53 | 335 | 4041 | 3288 | 1768 | 0 | 712 | 3916 | 216 | 1197 | 0 | 307 | 1200 | 0 | 465 | 0 | 0 | 0 | 0 | 0 | 0 | 0 | 0 | 0
2040-11-06 | 10 | 23.36 | -17523 | -921 | -1234 | -578 | 0 | -1859 | 3297 | 0 | 0 | 486 | 53 | 190 | 2201 | 3288 | 1711 | 0 | 778 | 6701 | 215 | 1215 | 0 | 315 | 1200 | 0 | 465 | 0 | 0 | 0 | 0 | 0 | 0 | 0 | 0 | 0
2040-11-06 | 11 | 5 | -17840 | -831 | -1182 | -908 | -610 | -1859 | 3355 | 0 | 0 | 486 | 53 | 160 | 1527 | 3288 | 2012 | 0 | 820 | 8753 | 215 | 895 | 0 | 0 | 1200 | 0 | 465 | 0 | 0 | 0 | 0 | 317 | 0 | 306 | 0 | 0
2040-11-06 | 12 | 2 | -17400 | -746 | -1024 | -908 | -610 | -1859 | 3413 | 0 | 0 | 486 | 53 | 160 | 1347 | 3288 | 2001 | 0 | 848 | 9579 | 0 | 0 | 0 | 0 | 906 | 0 | 465 | 0 | 0 | 0 | 215 | 1211 | 0 | 322 | 294 | 0
2040-11-06 | 13 | 5 | -17185 | -705 | -1339 | -908 | -199 | -1859 | 3271 | 0 | 0 | 486 | 53 | 160 | 1252 | 3288 | 1634 | 0 | 867 | 8350 | 215 | 954 | 0 | 0 | 1200 | 0 | 465 | 0 | 0 | 0 | 0 | 255 | 0 | 332 | 0 | 0
2040-11-06 | 14 | 23.36 | -17158 | -665 | -1313 | -771 | 0 | -1859 | 3070 | 0 | 0 | 486 | 53 | 186 | 1252 | 3288 | 1405 | 0 | 847 | 7745 | 214 | 1208 | 0 | 347 | 1200 | 0 | 465 | 0 | 0 | 0 | 0 | 0 | 0 | 0 | 0 | 0
2040-11-06 | 15 | 27.63 | -16939 | -625 | -1182 | 0 | 0 | -43 | 2933 | 0 | 0 | 486 | 53 | 335 | 1184 | 3288 | 1102 | 0 | 817 | 5168 | 215 | 1208 | 0 | 335 | 1200 | 0 | 465 | 0 | 0 | 0 | 0 | 0 | 0 | 0 | 0 | 0
2040-11-06 | 16 | 37.34 | -17341 | -665 | -1549 | 634 | 12 | 1549 | 3054 | 0 | 0 | 685 | 53 | 341 | 2755 | 3288 | 938 | 0 | 775 | 2066 | 215 | 1214 | 0 | 310 | 1200 | 0 | 465 | 0 | 0 | 0 | 0 | 0 | 0 | 0 | 0 | 0
2040-11-06 | 17 | 37.72 | -18238 | -746 | -1996 | 908 | 610 | 1859 | 3731 | 0 | 0 | 1283 | 53 | 341 | 3852 | 3288 | 850 | 0 | 679 | 112 | 218 | 1211 | 0 | 319 | 1200 | 0 | 465 | 0 | 0 | 0 | 0 | 0 | 0 | 0 | 0 | 0
2040-11-06 | 18 | 37.34 | -18112 | -872 | -2390 | 715 | 490 | 1549 | 4756 | 0 | 0 | 1160 | 53 | 341 | 4163 | 3288 | 803 | 0 | 583 | 13 | 218 | 1221 | 0 | 355 | 1200 | 0 | 465 | 0 | 0 | 0 | 0 | 0 | 0 | 0 | 0 | 0
2040-11-06 | 19 | 37.34 | -18213 | -1015 | -2285 | 614 | 0 | 1549 | 4682 | 0 | 0 | 1283 | 53 | 341 | 4874 | 3288 | 860 | 0 | 481 | 0 | 218 | 1229 | 0 | 376 | 1200 | 0 | 465 | 0 | 0 | 0 | 0 | 0 | 0 | 0 | 0 | 0
2040-11-06 | 20 | 37.34 | -17444 | -1065 | -1602 | 317 | 0 | 863 | 4317 | 0 | 0 | 1072 | 53 | 341 | 5054 | 3288 | 906 | 0 | 395 | 0 | 218 | 1227 | 0 | 394 | 1200 | 0 | 465 | 0 | 0 | 0 | 0 | 0 | 0 | 0 | 0 | 0
2040-11-06 | 21 | 37.34 | -16267 | -1164 | -1471 | 176 | 0 | 610 | 3720 | 0 | 0 | 836 | 53 | 341 | 5222 | 3288 | 858 | 0 | 279 | 0 | 218 | 1223 | 0 | 412 | 1200 | 0 | 465 | 0 | 0 | 0 | 0 | 0 | 0 | 0 | 0 | 0
2040-11-06 | 22 | 37.34 | -14885 | -1272 | -1234 | 138 | 7 | 182 | 2779 | 0 | 0 | 784 | 53 | 341 | 5222 | 3288 | 806 | 0 | 244 | 0 | 218 | 1220 | 0 | 443 | 1200 | 0 | 465 | 0 | 0 | 0 | 0 | 0 | 0 | 0 | 0 | 0
2040-11-06 | 23 | 37.34 | -13655 | -1272 | -1024 | 0 | 0 | 107 | 1633 | 0 | 0 | 745 | 53 | 341 | 5192 | 3288 | 828 | 0 | 224 | 0 | 218 | 1212 | 0 | 445 | 1200 | 0 | 465 | 0 | 0 | 0 | 0 | 0 | 0 | 0 | 0 | 0
2040-11-06 | 24 | 37.34 | -12856 | -1330 | -840 | 0 | 102 | 169 | 661 | 0 | 0 | 784 | 53 | 341 | 5177 | 3288 | 709 | 0 | 232 | 0 | 209 | 1205 | 0 | 431 | 1200 | 0 | 465 | 0 | 0 | 0 | 0 | 0 | 0 | 0 | 0 | 0
2040-11-07 | 1 | 32.28 | -12454 | -1384 | -735 | 0 | 0 | -66 | 528 | 0 | 0 | 728 | 53 | 341 | 4734 | 3288 | 794 | 0 | 265 | 0 | 215 | 1190 | 0 | 837 | 1200 | 0 | 465 | 0 | 0 | 0 | 0 | 0 | 0 | 0 | 0 | 0
2040-11-07 | 2 | 32.28 | -12358 | -1442 | -657 | 0 | 0 | -74 | 528 | 0 | 0 | 685 | 53 | 341 | 4602 | 3288 | 841 | 0 | 286 | 0 | 212 | 1181 | 0 | 847 | 1200 | 0 | 465 | 0 | 0 | 0 | 0 | 0 | 0 | 0 | 0 | 0
2040-11-07 | 3 | 32.28 | -12437 | -1384 | -578 | 0 | 0 | -154 | 528 | 0 | 0 | 685 | 53 | 341 | 4475 | 3288 | 971 | 0 | 333 | 0 | 208 | 1179 | 0 | 825 | 1200 | 0 | 465 | 0 | 0 | 0 | 0 | 0 | 0 | 0 | 0 | 0
2040-11-07 | 4 | 39.22 | -13026 | -1330 | -551 | 0 | 0 | 0 | 528 | 0 | 0 | 738 | 53 | 341 | 5240 | 3288 | 928 | 0 | 330 | 0 | 210 | 1182 | 0 | 404 | 1200 | 0 | 465 | 0 | 0 | 0 | 0 | 0 | 0 | 0 | 0 | 0
2040-11-07 | 5 | 40.98 | -14427 | -1272 | -525 | 0 | 0 | 0 | 528 | 0 | 0 | 1056 | 53 | 341 | 6327 | 3288 | 868 | 0 | 331 | 0 | 212 | 1178 | 0 | 376 | 1200 | 0 | 465 | 0 | 0 | 0 | 0 | 0 | 0 | 0 | 0 | 0
2040-11-07 | 6 | 43.63 | -16675 | -1218 | -551 | 0 | 0 | 217 | 840 | 0 | 0 | 1329 | 53 | 341 | 7762 | 3288 | 884 | 0 | 334 | 0 | 216 | 1181 | 0 | 334 | 1200 | 0 | 465 | 0 | 0 | 0 | 0 | 0 | 0 | 0 | 0 | 0
2040-11-07 | 7 | 43.09 | -17781 | -1164 | -709 | 0 | 0 | 0 | 2531 | 0 | 0 | 1329 | 53 | 341 | 7447 | 3288 | 957 | 0 | 302 | 38 | 214 | 1184 | 0 | 303 | 1200 | 0 | 465 | 0 | 0 | 0 | 0 | 0 | 0 | 0 | 0 | 0
2040-11-07 | 8 | 41.01 | -17960 | -1065 | -867 | 0 | 0 | 0 | 3339 | 0 | 0 | 1159 | 53 | 341 | 6519 | 3288 | 936 | 0 | 236 | 673 | 215 | 1182 | 0 | 285 | 1200 | 0 | 465 | 0 | 0 | 0 | 0 | 0 | 0 | 0 | 0 | 0
2040-11-07 | 9 | 37.71 | -18203 | -966 | -1050 | 0 | 0 | 0 | 3509 | 0 | 0 | 888 | 53 | 341 | 5701 | 3288 | 1454 | 0 | 208 | 1393 | 216 | 1197 | 0 | 307 | 1200 | 0 | 465 | 0 | 0 | 0 | 0 | 0 | 0 | 0 | 0 | 0
2040-11-07 | 10 | 37.4 | -18431 | -786 | -1234 | 0 | 0 | 0 | 3678 | 0 | 0 | 873 | 53 | 341 | 5650 | 3288 | 1767 | 0 | 173 | 1217 | 215 | 1215 | 0 | 315 | 1200 | 0 | 465 | 0 | 0 | 0 | 0 | 0 | 0 | 0 | 0 | 0
2040-11-07 | 11 | 33.57 | -18645 | -746 | -1182 | 0 | 0 | 0 | 3773 | 0 | 0 | 807 | 53 | 341 | 4924 | 3288 | 2688 | 0 | 141 | 1160 | 215 | 1212 | 0 | 306 | 1200 | 0 | 465 | 0 | 0 | 0 | 0 | 0 | 0 | 0 | 0 | 0
2040-11-07 | 12 | 29.02 | -18188 | -665 | -1024 | 0 | 0 | -1003 | 3757 | 0 | 0 | 517 | 53 | 341 | 3962 | 3288 | 3879 | 0 | 138 | 1532 | 215 | 1211 | 0 | 322 | 1200 | 0 | 465 | 0 | 0 | 0 | 0 | 0 | 0 | 0 | 0 | 0
2040-11-07 | 13 | 29.02 | -18163 | -665 | -1339 | 0 | 0 | -587 | 3635 | 0 | 0 | 554 | 53 | 341 | 3470 | 3288 | 4465 | 0 | 138 | 1389 | 215 | 1209 | 0 | 332 | 1200 | 0 | 465 | 0 | 0 | 0 | 0 | 0 | 0 | 0 | 0 | 0
2040-11-07 | 14 | 29.02 | -18180 | -665 | -1313 | 0 | 0 | -480 | 3609 | 0 | 0 | 517 | 53 | 341 | 3118 | 3288 | 4674 | 0 | 149 | 1455 | 214 | 1208 | 0 | 347 | 1200 | 0 | 465 | 0 | 0 | 0 | 0 | 0 | 0 | 0 | 0 | 0
2040-11-07 | 15 | 29.02 | -17874 | -705 | -1182 | 0 | 0 | -49 | 3561 | 0 | 0 | 590 | 53 | 341 | 3018 | 3288 | 4605 | 0 | 158 | 772 | 215 | 1208 | 0 | 335 | 1200 | 0 | 465 | 0 | 0 | 0 | 0 | 0 | 0 | 0 | 0 | 0
2040-11-07 | 16 | 39.22 | -18281 | -746 | -1549 | 0 | 0 | 105 | 3614 | 0 | 220 | 807 | 53 | 341 | 3898 | 3288 | 4429 | 0 | 163 | 253 | 215 | 1214 | 0 | 310 | 1200 | 0 | 465 | 0 | 0 | 0 | 0 | 0 | 0 | 0 | 0 | 0
2040-11-07 | 17 | 39.22 | -18512 | -786 | -1996 | 0 | 0 | 855 | 4259 | 0 | 220 | 967 | 53 | 341 | 3583 | 3288 | 4112 | 0 | 163 | 40 | 218 | 1211 | 0 | 319 | 1200 | 0 | 465 | 0 | 0 | 0 | 0 | 0 | 0 | 0 | 0 | 0
2040-11-07 | 18 | 39.22 | -18372 | -872 | -2390 | 0 | 0 | 422 | 4756 | 0 | 220 | 917 | 53 | 341 | 3959 | 3288 | 4000 | 0 | 205 | 13 | 218 | 1221 | 0 | 355 | 1200 | 0 | 465 | 0 | 0 | 0 | 0 | 0 | 0 | 0 | 0 | 0
2040-11-07 | 19 | 39.22 | -18331 | -872 | -2285 | 0 | 0 | 186 | 4581 | 0 | 300 | 945 | 53 | 341 | 4169 | 3288 | 3890 | 0 | 246 | 0 | 218 | 1229 | 0 | 376 | 1200 | 0 | 465 | 0 | 0 | 0 | 0 | 0 | 0 | 0 | 0 | 0
2040-11-07 | 20 | 24.2 | -17514 | -966 | -1602 | 0 | 0 | 0 | 4148 | 0 | 300 | 740 | 53 | 233 | 3696 | 3288 | 3854 | 0 | 266 | 0 | 218 | 1227 | 0 | 394 | 1200 | 0 | 465 | 0 | 0 | 0 | 0 | 0 | 0 | 0 | 0 | 0
2040-11-07 | 21 | 14.2 | -16345 | -1065 | -1471 | 0 | 0 | -50 | 3530 | 0 | 300 | 685 | 53 | 166 | 3421 | 3288 | 3665 | 0 | 304 | 0 | 218 | 1223 | 0 | 412 | 1200 | 0 | 465 | 0 | 0 | 0 | 0 | 0 | 0 | 0 | 0 | 0
2040-11-07 | 22 | 14.2 | -14982 | -1164 | -1234 | 0 | 0 | -57 | 2594 | 0 | 300 | 590 | 53 | 160 | 3311 | 3288 | 3241 | 0 | 354 | 0 | 218 | 1220 | 0 | 443 | 1200 | 0 | 465 | 0 | 0 | 0 | 0 | 0 | 0 | 0 | 0 | 0
2040-11-07 | 23 | 14.2 | -13743 | -1218 | -1024 | 0 | 0 | -191 | 1517 | 0 | 300 | 486 | 53 | 160 | 2801 | 3288 | 3598 | 0 | 434 | 0 | 218 | 1212 | 0 | 445 | 1200 | 0 | 465 | 0 | 0 | 0 | 0 | 0 | 0 | 0 | 0 | 0
2040-11-07 | 24 | 19.19 | -12975 | -1272 | -840 | 0 | 0 | 221 | 544 | 0 | 300 | 486 | 53 | 160 | 2372 | 3288 | 3702 | 0 | 450 | 0 | 209 | 1205 | 0 | 431 | 1200 | 0 | 465 | 0 | 0 | 0 | 0 | 0 | 0 | 0 | 0 | 0
2040-11-08 | 1 | 26.76 | -12598 | -1330 | -735 | 0 | 0 | -749 | 528 | 0 | 300 | 486 | 53 | 319 | 2508 | 3288 | 3527 | 0 | 495 | 0 | 215 | 1190 | 0 | 837 | 1200 | 0 | 465 | 0 | 0 | 0 | 0 | 0 | 0 | 0 | 0 | 0
2040-11-08 | 2 | 26.76 | -12401 | -1384 | -657 | 0 | 0 | -794 | 528 | 0 | 300 | 486 | 53 | 335 | 2245 | 3288 | 3543 | 0 | 551 | 0 | 212 | 1181 | 0 | 847 | 1200 | 0 | 465 | 0 | 0 | 0 | 0 | 0 | 0 | 0 | 0 | 0
2040-11-08 | 3 | 26.76 | -12455 | -1442 | -578 | 0 | 0 | -856 | 528 | 0 | 300 | 486 | 53 | 341 | 2245 | 3288 | 3671 | 0 | 541 | 0 | 208 | 1179 | 0 | 825 | 1200 | 0 | 465 | 0 | 0 | 0 | 0 | 0 | 0 | 0 | 0 | 0
2040-11-08 | 4 | 33.57 | -13014 | -1564 | -551 | 0 | 0 | 0 | 528 | 0 | 300 | 486 | 53 | 341 | 2588 | 3288 | 3509 | 0 | 573 | 0 | 210 | 1182 | 0 | 404 | 1200 | 0 | 465 | 0 | 0 | 0 | 0 | 0 | 0 | 0 | 0 | 0
2040-11-08 | 5 | 36.17 | -14415 | -1626 | -525 | 0 | 0 | 201 | 528 | 0 | 300 | 659 | 53 | 341 | 3191 | 3288 | 3977 | 0 | 597 | 0 | 212 | 1178 | 0 | 376 | 1200 | 0 | 465 | 0 | 0 | 0 | 0 | 0 | 0 | 0 | 0 | 0
2040-11-08 | 6 | 36.17 | -16566 | -1752 | -551 | 0 | 0 | 1016 | 539 | 0 | 300 | 1159 | 53 | 341 | 3954 | 3288 | 4277 | 0 | 546 | 0 | 216 | 1181 | 0 | 334 | 1200 | 0 | 465 | 0 | 0 | 0 | 0 | 0 | 0 | 0 | 0 | 0
2040-11-08 | 7 | 36.17 | -17573 | -1820 | -709 | 0 | 0 | 559 | 2151 | 0 | 300 | 1072 | 53 | 325 | 4087 | 3288 | 4284 | 0 | 563 | 54 | 214 | 1184 | 0 | 303 | 1200 | 0 | 465 | 0 | 0 | 0 | 0 | 0 | 0 | 0 | 0 | 0
2040-11-08 | 8 | 11.5 | -17860 | -1887 | -867 | 0 | 0 | -13 | 2959 | 0 | 300 | 738 | 53 | 166 | 3594 | 3288 | 4376 | 0 | 571 | 1234 | 215 | 1182 | 0 | 285 | 1200 | 0 | 465 | 0 | 0 | 0 | 0 | 0 | 0 | 0 | 0 | 0
2040-11-08 | 9 | 11.5 | -17942 | -1752 | -1050 | 0 | 0 | -1781 | 3170 | 0 | 300 | 486 | 53 | 160 | 2561 | 3288 | 4550 | 0 | 600 | 3972 | 216 | 1197 | 0 | 307 | 1200 | 0 | 465 | 0 | 0 | 0 | 0 | 0 | 0 | 0 | 0 | 0
2040-11-08 | 10 | 5 | -18353 | -1689 | -1234 | 0 | -91 | -1859 | 3297 | 0 | 300 | 486 | 53 | 160 | 1513 | 3288 | 4643 | 0 | 626 | 5765 | 215 | 1215 | 0 | 0 | 1200 | 0 | 465 | 0 | 0 | 0 | 0 | 0 | 0 | 315 | 0 | 0
2040-11-08 | 11 | 5 | -18615 | -1626 | -1182 | -866 | -610 | -1859 | 3503 | 0 | 300 | 486 | 53 | 160 | 1487 | 3288 | 4732 | 0 | 683 | 7284 | 215 | 902 | 0 | 0 | 1200 | 0 | 465 | 0 | 0 | 0 | 0 | 310 | 0 | 306 | 0 | 0
2040-11-08 | 12 | 5 | -18134 | -1564 | -1024 | -547 | -610 | -1859 | 3535 | 0 | 300 | 486 | 53 | 160 | 1356 | 3288 | 4732 | 0 | 742 | 6480 | 215 | 726 | 0 | 0 | 1200 | 0 | 465 | 0 | 0 | 0 | 0 | 485 | 0 | 322 | 0 | 0
2040-11-08 | 13 | 5 | -18032 | -1564 | -1339 | 0 | -107 | -1859 | 3398 | 0 | 300 | 486 | 53 | 160 | 1066 | 3288 | 4726 | 0 | 769 | 6468 | 215 | 307 | 0 | 0 | 1200 | 0 | 465 | 0 | 0 | 0 | 0 | 902 | 0 | 332 | 0 | 0
2040-11-08 | 14 | 10 | -18053 | -1564 | -1313 | 0 | 0 | -1859 | 3318 | 0 | 300 | 486 | 53 | 160 | 898 | 3288 | 4725 | 0 | 783 | 5431 | 214 | 1208 | 0 | 259 | 1200 | 0 | 465 | 0 | 0 | 0 | 0 | 0 | 0 | 88 | 0 | 0
2040-11-08 | 15 | 11.5 | -17912 | -1564 | -1182 | 0 | 0 | -151 | 3250 | 0 | 300 | 486 | 53 | 160 | 1033 | 3288 | 4726 | 0 | 815 | 3274 | 215 | 1208 | 0 | 335 | 1200 | 0 | 465 | 0 | 0 | 0 | 0 | 0 | 0 | 0 | 0 | 0
2040-11-08 | 16 | 15.55 | -18366 | -1564 | -1549 | 0 | 33 | 1163 | 3392 | 0 | 300 | 725 | 53 | 160 | 2099 | 3288 | 4740 | 0 | 838 | 1283 | 215 | 1214 | 0 | 310 | 1200 | 0 | 465 | 0 | 0 | 0 | 0 | 0 | 0 | 0 | 0 | 0
2040-11-08 | 17 | 15.55 | -18913 | -1626 | -1996 | 400 | 502 | 1549 | 4042 | 0 | 300 | 1072 | 53 | 160 | 2104 | 3288 | 4720 | 0 | 815 | 117 | 218 | 1211 | 0 | 319 | 1200 | 0 | 465 | 0 | 0 | 0 | 0 | 0 | 0 | 0 | 0 | 0
2040-11-08 | 18 | 15.55 | -18602 | -1752 | -2390 | 464 | 508 | 1549 | 4756 | 0 | 300 | 891 | 53 | 160 | 1824 | 3288 | 4721 | 0 | 758 | 13 | 218 | 1221 | 0 | 355 | 1200 | 0 | 465 | 0 | 0 | 0 | 0 | 0 | 0 | 0 | 0 | 0
2040-11-08 | 19 | 15.55 | -18526 | -1820 | -2285 | 260 | 75 | 1448 | 4513 | 0 | 300 | 1023 | 53 | 160 | 2554 | 3288 | 4727 | 0 | 741 | 0 | 218 | 1229 | 0 | 376 | 1200 | 0 | 465 | 0 | 0 | 0 | 0 | 0 | 0 | 0 | 0 | 0
2040-11-08 | 20 | 15.55 | -17913 | -1887 | -1602 | 36 | 0 | 1230 | 4063 | 0 | 300 | 784 | 53 | 160 | 2554 | 3288 | 4725 | 0 | 703 | 0 | 218 | 1227 | 0 | 394 | 1200 | 0 | 465 | 0 | 0 | 0 | 0 | 0 | 0 | 0 | 0 | 0
2040-11-08 | 21 | 15.55 | -17080 | -1887 | -1471 | 2 | 0 | 864 | 3556 | 0 | 300 | 738 | 53 | 160 | 2554 | 3288 | 4733 | 0 | 670 | 0 | 218 | 1223 | 0 | 412 | 1200 | 0 | 465 | 0 | 0 | 0 | 0 | 0 | 0 | 0 | 0 | 0
2040-11-08 | 22 | 15.55 | -15864 | -1887 | -1234 | 53 | 0 | 228 | 2838 | 0 | 300 | 610 | 53 | 160 | 2554 | 3288 | 4703 | 0 | 651 | 0 | 218 | 1220 | 0 | 443 | 1200 | 0 | 465 | 0 | 0 | 0 | 0 | 0 | 0 | 0 | 0 | 0
2040-11-08 | 23 | 15.55 | -14702 | -1954 | -1024 | 0 | 0 | 6 | 1923 | 0 | 300 | 527 | 53 | 160 | 2554 | 3288 | 4697 | 0 | 632 | 0 | 218 | 1212 | 0 | 445 | 1200 | 0 | 465 | 0 | 0 | 0 | 0 | 0 | 0 | 0 | 0 | 0
2040-11-08 | 24 | 15.55 | -13934 | -2026 | -840 | 0 | 102 | 279 | 1067 | 0 | 300 | 568 | 53 | 160 | 2321 | 3288 | 4559 | 0 | 593 | 0 | 209 | 1205 | 0 | 431 | 1200 | 0 | 465 | 0 | 0 | 0 | 0 | 0 | 0 | 0 | 0 | 0
2040-11-09 | 1 | 29.64 | -13402 | -2026 | -735 | 0 | 0 | -1112 | 1390 | 0 | 300 | 486 | 53 | 319 | 2753 | 3288 | 4216 | 0 | 564 | 0 | 215 | 1190 | 0 | 837 | 1200 | 0 | 465 | 0 | 0 | 0 | 0 | 0 | 0 | 0 | 0 | 0
2040-11-09 | 2 | 29.64 | -13142 | -2098 | -657 | 0 | 0 | -637 | 1004 | 0 | 300 | 500 | 53 | 335 | 2753 | 3288 | 3890 | 0 | 506 | 0 | 212 | 1181 | 0 | 847 | 1200 | 0 | 465 | 0 | 0 | 0 | 0 | 0 | 0 | 0 | 0 | 0
2040-11-09 | 3 | 29.64 | -13106 | -2170 | -578 | 0 | 0 | -305 | 819 | 0 | 300 | 590 | 53 | 341 | 3063 | 3288 | 3336 | 0 | 491 | 0 | 208 | 1179 | 0 | 825 | 1200 | 0 | 465 | 0 | 0 | 0 | 0 | 0 | 0 | 0 | 0 | 0
2040-11-09 | 4 | 31.31 | -13379 | -2242 | -551 | 0 | 0 | 0 | 830 | 0 | 300 | 738 | 53 | 341 | 3925 | 3288 | 2774 | 0 | 463 | 0 | 210 | 1182 | 0 | 404 | 1200 | 0 | 465 | 0 | 0 | 0 | 0 | 0 | 0 | 0 | 0 | 0
2040-11-09 | 5 | 39.22 | -13929 | -2242 | -525 | 0 | 0 | 0 | 1020 | 0 | 300 | 807 | 53 | 341 | 4846 | 3288 | 2180 | 0 | 431 | 0 | 212 | 1178 | 0 | 376 | 1200 | 0 | 465 | 0 | 0 | 0 | 0 | 0 | 0 | 0 | 0 | 0
2040-11-09 | 6 | 39.11 | -14754 | -2318 | -551 | 0 | 0 | 0 | 1495 | 0 | 300 | 1043 | 53 | 341 | 5609 | 3288 | 1690 | 0 | 407 | 0 | 216 | 1181 | 0 | 334 | 1200 | 0 | 465 | 0 | 0 | 0 | 0 | 0 | 0 | 0 | 0 | 0
2040-11-09 | 7 | 40.06 | -15618 | -2395 | -709 | 0 | 0 | 365 | 2272 | 0 | 300 | 1160 | 53 | 341 | 6089 | 3288 | 1090 | 0 | 345 | 51 | 214 | 1184 | 0 | 303 | 1200 | 0 | 465 | 0 | 0 | 0 | 0 | 0 | 0 | 0 | 0 | 0
2040-11-09 | 8 | 39.26 | -16403 | -2395 | -867 | 0 | 0 | 0 | 3012 | 0 | 300 | 1027 | 53 | 341 | 6098 | 3288 | 649 | 0 | 281 | 1267 | 215 | 1182 | 0 | 285 | 1200 | 0 | 465 | 0 | 0 | 0 | 0 | 0 | 0 | 0 | 0 | 0
2040-11-09 | 9 | 29.64 | -16858 | -2170 | -1050 | 0 | 0 | -450 | 3551 | 0 | 300 | 486 | 53 | 341 | 4539 | 3288 | 306 | 0 | 256 | 4024 | 216 | 1197 | 0 | 307 | 1200 | 0 | 465 | 0 | 0 | 0 | 0 | 0 | 0 | 0 | 0 | 0
2040-11-09 | 10 | 26.08 | -17214 | -1887 | -1234 | -657 | -148 | -1859 | 3794 | 0 | 220 | 486 | 53 | 335 | 4085 | 3288 | 128 | 0 | 244 | 6956 | 215 | 1215 | 0 | 315 | 1200 | 0 | 465 | 0 | 0 | 0 | 0 | 0 | 0 | 0 | 0 | 0
2040-11-09 | 11 | 26.08 | -17202 | -1689 | -1182 | -908 | -422 | -1859 | 3863 | 0 | 220 | 486 | 53 | 319 | 2332 | 3288 | 46 | 0 | 208 | 9049 | 215 | 1212 | 0 | 306 | 1200 | 0 | 465 | 0 | 0 | 0 | 0 | 0 | 0 | 0 | 0 | 0
2040-11-09 | 12 | 10 | -16656 | -1564 | -1024 | -908 | -610 | -1859 | 3646 | 0 | 220 | 486 | 53 | 160 | 1430 | 3288 | 19 | 0 | 206 | 9879 | 215 | 1211 | 0 | 142 | 1200 | 0 | 465 | 0 | 0 | 0 | 0 | 0 | 0 | 180 | 0 | 0
2040-11-09 | 13 | 26.08 | -16304 | -1384 | -1339 | -908 | -239 | -1859 | 3324 | 0 | 220 | 486 | 53 | 319 | 1559 | 3288 | 4 | 0 | 225 | 9134 | 215 | 1209 | 0 | 332 | 1200 | 0 | 465 | 0 | 0 | 0 | 0 | 0 | 0 | 0 | 0 | 0
2040-11-09 | 14 | 29.64 | -16248 | -1330 | -1313 | 0 | 0 | -1267 | 3012 | 0 | 220 | 486 | 53 | 335 | 1620 | 3288 | 2 | 0 | 256 | 7451 | 214 | 1208 | 0 | 347 | 1200 | 0 | 465 | 0 | 0 | 0 | 0 | 0 | 0 | 0 | 0 | 0
2040-11-09 | 15 | 40.06 | -16184 | -1272 | -1182 | 243 | 0 | 592 | 2838 | 0 | 220 | 486 | 53 | 341 | 2206 | 3288 | 15 | 0 | 287 | 4646 | 215 | 1208 | 0 | 335 | 1200 | 0 | 465 | 0 | 0 | 0 | 0 | 0 | 0 | 0 | 0 | 0
2040-11-09 | 16 | 40.69 | -16876 | -1272 | -1549 | 908 | 610 | 1859 | 3049 | 0 | 220 | 1017 | 53 | 341 | 2845 | 3288 | 77 | 0 | 316 | 1709 | 215 | 1214 | 0 | 310 | 1200 | 0 | 465 | 0 | 0 | 0 | 0 | 0 | 0 | 0 | 0 | 0
2040-11-09 | 17 | 40.06 | -17526 | -1330 | -1996 | 902 | 508 | 1604 | 3921 | 0 | 220 | 1329 | 53 | 341 | 4599 | 3288 | 227 | 0 | 326 | 121 | 218 | 1211 | 0 | 319 | 1200 | 0 | 465 | 0 | 0 | 0 | 0 | 0 | 0 | 0 | 0 | 0
2040-11-09 | 18 | 40.06 | -17274 | -1442 | -2390 | 505 | 0 | 1549 | 4756 | 0 | 220 | 1283 | 53 | 341 | 4944 | 3288 | 342 | 0 | 353 | 13 | 218 | 1221 | 0 | 355 | 1200 | 0 | 465 | 0 | 0 | 0 | 0 | 0 | 0 | 0 | 0 | 0
2040-11-09 | 19 | 40.06 | -17300 | -1564 | -2285 | 304 | 0 | 1403 | 4576 | 0 | 220 | 1283 | 53 | 341 | 5363 | 3288 | 455 | 0 | 374 | 0 | 218 | 1229 | 0 | 376 | 1200 | 0 | 465 | 0 | 0 | 0 | 0 | 0 | 0 | 0 | 0 | 0
2040-11-09 | 20 | 40.06 | -16752 | -1626 | -1602 | 46 | 63 | 922 | 4164 | 0 | 220 | 1159 | 53 | 341 | 5155 | 3288 | 643 | 0 | 422 | 0 | 218 | 1227 | 0 | 394 | 1200 | 0 | 465 | 0 | 0 | 0 | 0 | 0 | 0 | 0 | 0 | 0
2040-11-09 | 21 | 40.06 | -16167 | -1689 | -1471 | 0 | 39 | 0 | 3709 | 0 | 220 | 1025 | 53 | 341 | 5897 | 3288 | 771 | 0 | 465 | 0 | 218 | 1223 | 0 | 412 | 1200 | 0 | 465 | 0 | 0 | 0 | 0 | 0 | 0 | 0 | 0 | 0
2040-11-09 | 22 | 39.11 | -15178 | -1626 | -1234 | 0 | 0 | 0 | 3075 | 0 | 220 | 807 | 53 | 341 | 5437 | 3288 | 792 | 0 | 479 | 0 | 218 | 1220 | 0 | 443 | 1200 | 0 | 465 | 0 | 0 | 0 | 0 | 0 | 0 | 0 | 0 | 0
2040-11-09 | 23 | 35.65 | -14149 | -1689 | -1024 | 0 | 0 | 0 | 2240 | 0 | 220 | 748 | 53 | 341 | 5044 | 3288 | 913 | 0 | 475 | 0 | 218 | 1212 | 0 | 445 | 1200 | 0 | 465 | 0 | 0 | 0 | 0 | 0 | 0 | 0 | 0 | 0
2040-11-09 | 24 | 35.65 | -13256 | -1820 | -840 | 0 | 0 | 0 | 1458 | 0 | 220 | 738 | 53 | 341 | 4879 | 3288 | 951 | 0 | 476 | 0 | 209 | 1205 | 0 | 431 | 1200 | 0 | 465 | 0 | 0 | 0 | 0 | 0 | 0 | 0 | 0 | 0
2040-11-10 | 1 | 36.17 | -12870 | -1820 | -972 | -97 | -118 | -237 | 1231 | 0 | 220 | 738 | 53 | 341 | 4925 | 3288 | 945 | 0 | 463 | 0 | 215 | 1190 | 0 | 837 | 1200 | 0 | 465 | 0 | 0 | 0 | 0 | 0 | 0 | 0 | 0 | 0
2040-11-10 | 2 | 36.17 | -12742 | -1820 | -840 | -227 | -10 | -283 | 856 | 0 | 220 | 738 | 53 | 341 | 4925 | 3288 | 1122 | 0 | 473 | 0 | 212 | 1181 | 0 | 847 | 1200 | 0 | 465 | 0 | 0 | 0 | 0 | 0 | 0 | 0 | 0 | 0
2040-11-10 | 3 | 36.17 | -12709 | -1689 | -762 | -141 | -10 | -302 | 613 | 0 | 220 | 738 | 53 | 341 | 4843 | 3288 | 1155 | 0 | 484 | 0 | 208 | 1179 | 0 | 825 | 1200 | 0 | 465 | 0 | 0 | 0 | 0 | 0 | 0 | 0 | 0 | 0
2040-11-10 | 4 | 36.17 | -12823 | -1689 | -683 | 0 | -47 | 0 | 528 | 0 | 220 | 745 | 53 | 341 | 4863 | 3288 | 1267 | 0 | 475 | 0 | 210 | 1182 | 0 | 404 | 1200 | 0 | 465 | 0 | 0 | 0 | 0 | 0 | 0 | 0 | 0 | 0
2040-11-10 | 5 | 37.4 | -13171 | -1689 | -683 | 0 | 0 | 0 | 618 | 0 | 220 | 784 | 53 | 341 | 5062 | 3288 | 1279 | 0 | 465 | 0 | 212 | 1178 | 0 | 376 | 1200 | 0 | 465 | 0 | 0 | 0 | 0 | 0 | 0 | 0 | 0 | 0
2040-11-10 | 6 | 38.43 | -13812 | -1689 | -709 | 0 | 0 | 0 | 904 | 0 | 220 | 807 | 53 | 341 | 5366 | 3288 | 1380 | 0 | 456 | 0 | 216 | 1181 | 0 | 334 | 1200 | 0 | 465 | 0 | 0 | 0 | 0 | 0 | 0 | 0 | 0 | 0
2040-11-10 | 7 | 39.22 | -14633 | -1689 | -788 | 0 | 0 | 0 | 1443 | 0 | 220 | 888 | 53 | 341 | 5613 | 3288 | 1410 | 0 | 453 | 36 | 214 | 1184 | 0 | 303 | 1200 | 0 | 465 | 0 | 0 | 0 | 0 | 0 | 0 | 0 | 0 | 0
2040-11-10 | 8 | 39.22 | -15599 | -1626 | -919 | 0 | 0 | 0 | 2108 | 0 | 220 | 807 | 53 | 341 | 5617 | 3288 | 1221 | 0 | 439 | 703 | 215 | 1182 | 0 | 285 | 1200 | 0 | 465 | 0 | 0 | 0 | 0 | 0 | 0 | 0 | 0 | 0
2040-11-10 | 9 | 36.17 | -16069 | -1442 | -1103 | 0 | -336 | 0 | 2827 | 0 | 0 | 590 | 53 | 341 | 4760 | 3288 | 1270 | 0 | 441 | 1995 | 216 | 1197 | 0 | 307 | 1200 | 0 | 465 | 0 | 0 | 0 | 0 | 0 | 0 | 0 | 0 | 0
2040-11-10 | 10 | 36.17 | -16569 | -1330 | -1313 | 0 | -600 | -791 | 3234 | 0 | 0 | 486 | 53 | 341 | 3812 | 3288 | 1489 | 0 | 398 | 4092 | 215 | 1215 | 0 | 315 | 1200 | 0 | 465 | 0 | 0 | 0 | 0 | 0 | 0 | 0 | 0 | 0
2040-11-10 | 11 | 36.17 | -16427 | -1114 | -1182 | 0 | -296 | -43 | 3350 | 0 | 0 | 486 | 53 | 341 | 128 | 3288 | 1605 | 0 | 424 | 5989 | 215 | 1212 | 0 | 306 | 1200 | 0 | 465 | 0 | 0 | 0 | 0 | 0 | 0 | 0 | 0 | 0
2040-11-10 | 12 | 36.17 | -16404 | -966 | -1313 | -87 | 0 | -754 | 3213 | 0 | 0 | 486 | 53 | 341 | 28 | 3288 | 1990 | 0 | 471 | 6242 | 215 | 1211 | 0 | 322 | 1200 | 0 | 465 | 0 | 0 | 0 | 0 | 0 | 0 | 0 | 0 | 0
2040-11-10 | 13 | 36.17 | -16177 | -872 | -1418 | -381 | -1 | -1343 | 3197 | 0 | 0 | 486 | 53 | 341 | 28 | 3288 | 2707 | 0 | 518 | 6153 | 215 | 1209 | 0 | 332 | 1200 | 0 | 465 | 0 | 0 | 0 | 0 | 0 | 0 | 0 | 0 | 0
2040-11-10 | 14 | 48.88 | -16094 | -786 | -1471 | 0 | 25 | 0 | 2996 | 0 | 0 | 486 | 53 | 358 | 79 | 3288 | 2933 | 0 | 533 | 4164 | 214 | 1208 | 0 | 347 | 1200 | 0 | 465 | 0 | 0 | 0 | 0 | 0 | 0 | 0 | 0 | 0
2040-11-10 | 15 | 48.88 | -16383 | -786 | -1523 | 0 | 585 | 919 | 2975 | 0 | 0 | 486 | 53 | 358 | 307 | 3288 | 3558 | 0 | 528 | 2213 | 215 | 1208 | 0 | 335 | 1200 | 0 | 465 | 0 | 0 | 0 | 0 | 0 | 0 | 0 | 0 | 0
2040-11-10 | 16 | 95.48 | -17468 | -746 | -1444 | 793 | 510 | 1779 | 3112 | 90 | 0 | 590 | 53 | 360 | 370 | 3288 | 3699 | 0 | 502 | 1107 | 215 | 1214 | 0 | 310 | 1200 | 0 | 465 | 0 | 0 | 0 | 0 | 0 | 0 | 0 | 0 | 0
2040-11-10 | 17 | 45.48 | -18416 | -786 | -1444 | 10 | 100 | 80 | 3968 | 0 | 0 | 781 | 53 | 341 | 3950 | 3288 | 4101 | 0 | 469 | 92 | 218 | 1211 | 0 | 319 | 1200 | 0 | 465 | 0 | 0 | 0 | 0 | 0 | 0 | 0 | 0 | 0
2040-11-10 | 18 | 39.22 | -17979 | -872 | -1471 | 0 | 0 | 0 | 4756 | 0 | 0 | 554 | 53 | 341 | 3056 | 3288 | 4334 | 0 | 468 | 13 | 218 | 1221 | 0 | 355 | 1200 | 0 | 465 | 0 | 0 | 0 | 0 | 0 | 0 | 0 | 0 | 0
2040-11-10 | 19 | 37.34 | -17367 | -966 | -1523 | 0 | 0 | 0 | 4513 | 0 | 0 | 533 | 53 | 335 | 3001 | 3288 | 4122 | 0 | 523 | 0 | 218 | 1229 | 0 | 376 | 1200 | 0 | 465 | 0 | 0 | 0 | 0 | 0 | 0 | 0 | 0 | 0
2040-11-10 | 20 | 16.23 | -16628 | -1015 | -1418 | 0 | 0 | -30 | 4016 | 0 | 80 | 486 | 53 | 175 | 2784 | 3288 | 4163 | 0 | 542 | 0 | 218 | 1227 | 0 | 394 | 1200 | 0 | 465 | 0 | 0 | 0 | 0 | 0 | 0 | 0 | 0 | 0
2040-11-10 | 21 | 16.23 | -15525 | -1114 | -1339 | 0 | 0 | -426 | 3477 | 0 | 80 | 486 | 53 | 160 | 2784 | 3288 | 4041 | 0 | 517 | 0 | 218 | 1223 | 0 | 412 | 1200 | 0 | 465 | 0 | 0 | 0 | 0 | 0 | 0 | 0 | 0 | 0
2040-11-10 | 22 | 16.23 | -14265 | -1218 | -1208 | 0 | 0 | -357 | 2631 | 0 | 80 | 486 | 53 | 160 | 2784 | 3288 | 3499 | 0 | 520 | 0 | 218 | 1220 | 0 | 443 | 1200 | 0 | 465 | 0 | 0 | 0 | 0 | 0 | 0 | 0 | 0 | 0
2040-11-10 | 23 | 21.39 | -13179 | -1164 | -1208 | 0 | 0 | 0 | 1649 | 0 | 80 | 486 | 53 | 160 | 2717 | 3288 | 3082 | 0 | 495 | 0 | 218 | 1212 | 0 | 445 | 1200 | 0 | 465 | 0 | 0 | 0 | 0 | 0 | 0 | 0 | 0 | 0
2040-11-10 | 24 | 21.94 | -12544 | -1164 | -1103 | 0 | 0 | 602 | 761 | 0 | 80 | 486 | 53 | 160 | 2848 | 3288 | 2562 | 0 | 460 | 0 | 209 | 1205 | 0 | 431 | 1200 | 0 | 465 | 0 | 0 | 0 | 0 | 0 | 0 | 0 | 0 | 0
2040-11-11 | 1 | 30.2 | -12239 | -1164 | -972 | 0 | -37 | -1257 | 528 | 0 | 80 | 486 | 53 | 319 | 4124 | 3288 | 2424 | 0 | 458 | 0 | 215 | 1190 | 0 | 837 | 1200 | 0 | 465 | 0 | 0 | 0 | 0 | 0 | 0 | 0 | 0 | 0
2040-11-11 | 2 | 30.79 | -12139 | -1114 | -840 | 0 | 0 | -1254 | 528 | 0 | 80 | 486 | 53 | 335 | 4199 | 3288 | 2001 | 0 | 472 | 0 | 212 | 1181 | 0 | 847 | 1200 | 0 | 465 | 0 | 0 | 0 | 0 | 0 | 0 | 0 | 0 | 0
2040-11-11 | 3 | 30.79 | -12269 | -1114 | -762 | 0 | 0 | -670 | 528 | 0 | 80 | 517 | 53 | 341 | 4199 | 3288 | 1526 | 0 | 406 | 0 | 208 | 1179 | 0 | 825 | 1200 | 0 | 465 | 0 | 0 | 0 | 0 | 0 | 0 | 0 | 0 | 0
2040-11-11 | 4 | 34.28 | -12699 | -1114 | -683 | 0 | 0 | 0 | 528 | 0 | 80 | 642 | 53 | 341 | 4503 | 3288 | 1197 | 0 | 403 | 0 | 210 | 1182 | 0 | 404 | 1200 | 0 | 465 | 0 | 0 | 0 | 0 | 0 | 0 | 0 | 0 | 0
2040-11-11 | 5 | 39.22 | -13949 | -1164 | -683 | 0 | 0 | 0 | 528 | 0 | 80 | 836 | 53 | 341 | 5883 | 3288 | 993 | 0 | 361 | 0 | 212 | 1178 | 0 | 376 | 1200 | 0 | 465 | 0 | 0 | 0 | 0 | 0 | 0 | 0 | 0 | 0
2040-11-11 | 6 | 41.61 | -15605 | -1114 | -709 | 0 | 0 | 206 | 528 | 0 | 80 | 1329 | 53 | 341 | 7123 | 3288 | 788 | 0 | 295 | 0 | 216 | 1181 | 0 | 334 | 1200 | 0 | 465 | 0 | 0 | 0 | 0 | 0 | 0 | 0 | 0 | 0
2040-11-11 | 7 | 41.61 | -16927 | -1164 | -788 | 0 | 0 | 723 | 1569 | 0 | 80 | 1329 | 53 | 341 | 7123 | 3288 | 718 | 0 | 268 | 20 | 214 | 1184 | 0 | 303 | 1200 | 0 | 465 | 0 | 0 | 0 | 0 | 0 | 0 | 0 | 0 | 0
2040-11-11 | 8 | 41.61 | -17624 | -1065 | -919 | 0 | 0 | 229 | 2510 | 0 | 80 | 1317 | 53 | 341 | 7123 | 3288 | 682 | 0 | 255 | 383 | 215 | 1182 | 0 | 285 | 1200 | 0 | 465 | 0 | 0 | 0 | 0 | 0 | 0 | 0 | 0 | 0
2040-11-11 | 9 | 39.22 | -17885 | -1015 | -1103 | 0 | 0 | 0 | 3075 | 0 | 80 | 1055 | 53 | 341 | 6177 | 3288 | 904 | 0 | 226 | 1418 | 216 | 1197 | 0 | 307 | 1200 | 0 | 465 | 0 | 0 | 0 | 0 | 0 | 0 | 0 | 0 | 0
2040-11-11 | 10 | 36.17 | -18306 | -966 | -1313 | 0 | 0 | 0 | 3361 | 0 | 80 | 784 | 53 | 341 | 5369 | 3288 | 1204 | 0 | 175 | 2520 | 215 | 1215 | 0 | 315 | 1200 | 0 | 465 | 0 | 0 | 0 | 0 | 0 | 0 | 0 | 0 | 0
2040-11-11 | 11 | 30.79 | -18225 | -872 | -1182 | 0 | 0 | -315 | 3503 | 0 | 80 | 590 | 53 | 341 | 4557 | 3288 | 1418 | 0 | 133 | 3232 | 215 | 1212 | 0 | 306 | 1200 | 0 | 465 | 0 | 0 | 0 | 0 | 0 | 0 | 0 | 0 | 0
2040-11-11 | 12 | 30.79 | -18143 | -831 | -1313 | 0 | 0 | -741 | 3493 | 0 | 80 | 486 | 53 | 341 | 4355 | 3288 | 1559 | 0 | 107 | 3853 | 215 | 1211 | 0 | 322 | 1200 | 0 | 465 | 0 | 0 | 0 | 0 | 0 | 0 | 0 | 0 | 0
2040-11-11 | 13 | 33.57 | -18089 | -746 | -1418 | 0 | 0 | 0 | 3445 | 0 | 80 | 728 | 53 | 341 | 4295 | 3288 | 1768 | 0 | 88 | 2745 | 215 | 1209 | 0 | 332 | 1200 | 0 | 465 | 0 | 0 | 0 | 0 | 0 | 0 | 0 | 0 | 0
2040-11-11 | 14 | 36.31 | -17904 | -705 | -1471 | 0 | 0 | 0 | 3413 | 0 | 80 | 784 | 53 | 341 | 4648 | 3288 | 1672 | 0 | 78 | 2288 | 214 | 1208 | 0 | 347 | 1200 | 0 | 465 | 0 | 0 | 0 | 0 | 0 | 0 | 0 | 0 | 0
2040-11-11 | 15 | 39.99 | -18034 | -705 | -1523 | 0 | 0 | 0 | 3318 | 0 | 80 | 1072 | 53 | 341 | 5482 | 3288 | 1640 | 0 | 78 | 1487 | 215 | 1208 | 0 | 335 | 1200 | 0 | 465 | 0 | 0 | 0 | 0 | 0 | 0 | 0 | 0 | 0
2040-11-11 | 16 | 41.61 | -18940 | -746 | -1444 | 0 | 0 | 735 | 3392 | 0 | 300 | 1329 | 53 | 341 | 5793 | 3288 | 1841 | 0 | 89 | 564 | 215 | 1214 | 0 | 310 | 1200 | 0 | 465 | 0 | 0 | 0 | 0 | 0 | 0 | 0 | 0 | 0
2040-11-11 | 17 | 41.61 | -19810 | -831 | -1444 | 0 | 32 | 1242 | 4100 | 0 | 300 | 1329 | 53 | 341 | 5954 | 3288 | 1873 | 0 | 108 | 51 | 218 | 1211 | 0 | 319 | 1200 | 0 | 465 | 0 | 0 | 0 | 0 | 0 | 0 | 0 | 0 | 0
2040-11-11 | 18 | 39.22 | -19273 | -872 | -1471 | 0 | 0 | 0 | 4756 | 0 | 300 | 1207 | 53 | 341 | 5532 | 3288 | 2509 | 0 | 158 | 13 | 218 | 1221 | 0 | 355 | 1200 | 0 | 465 | 0 | 0 | 0 | 0 | 0 | 0 | 0 | 0 | 0
2040-11-11 | 19 | 37.4 | -18614 | -966 | -1523 | 0 | 0 | 0 | 4460 | 0 | 300 | 1159 | 53 | 341 | 5085 | 3288 | 2716 | 0 | 212 | 0 | 218 | 1229 | 0 | 376 | 1200 | 0 | 465 | 0 | 0 | 0 | 0 | 0 | 0 | 0 | 0 | 0
2040-11-11 | 20 | 30.24 | -17554 | -1015 | -1418 | 0 | 0 | 0 | 3958 | 0 | 300 | 888 | 53 | 341 | 4532 | 3288 | 2868 | 0 | 256 | 0 | 218 | 1227 | 0 | 394 | 1200 | 0 | 465 | 0 | 0 | 0 | 0 | 0 | 0 | 0 | 0 | 0
2040-11-11 | 21 | 23.36 | -16307 | -1065 | -1339 | 0 | 0 | 0 | 3192 | 0 | 300 | 784 | 53 | 200 | 4000 | 3288 | 3045 | 0 | 330 | 0 | 218 | 1223 | 0 | 412 | 1200 | 0 | 465 | 0 | 0 | 0 | 0 | 0 | 0 | 0 | 0 | 0
2040-11-11 | 22 | 19.28 | -14675 | -1065 | -1208 | 0 | 0 | -241 | 2225 | 0 | 300 | 554 | 53 | 166 | 3072 | 3288 | 3612 | 0 | 372 | 0 | 218 | 1220 | 0 | 443 | 1200 | 0 | 465 | 0 | 0 | 0 | 0 | 0 | 0 | 0 | 0 | 0
2040-11-11 | 23 | 19.28 | -13383 | -1114 | -1208 | 0 | 0 | -55 | 1110 | 0 | 300 | 486 | 53 | 160 | 2359 | 3288 | 4054 | 0 | 411 | 0 | 218 | 1212 | 0 | 445 | 1200 | 0 | 465 | 0 | 0 | 0 | 0 | 0 | 0 | 0 | 0 | 0
2040-11-11 | 24 | 26.06 | -12871 | -1164 | -1103 | 0 | 0 | 219 | 528 | 0 | 300 | 486 | 53 | 319 | 1579 | 3288 | 4400 | 0 | 454 | 0 | 209 | 1205 | 0 | 431 | 1200 | 0 | 465 | 0 | 0 | 0 | 0 | 0 | 0 | 0 | 0 | 0
2040-11-12 | 1 | 30.95 | -12438 | -1164 | -735 | 0 | 0 | -1277 | 528 | 0 | 220 | 486 | 53 | 335 | 1651 | 3288 | 4636 | 0 | 510 | 0 | 215 | 1190 | 0 | 837 | 1200 | 0 | 465 | 0 | 0 | 0 | 0 | 0 | 0 | 0 | 0 | 0
2040-11-12 | 2 | 30.95 | -12206 | -1218 | -657 | 0 | 0 | -687 | 528 | 0 | 220 | 486 | 53 | 341 | 753 | 3288 | 4671 | 0 | 521 | 0 | 212 | 1181 | 0 | 847 | 1200 | 0 | 465 | 0 | 0 | 0 | 0 | 0 | 0 | 0 | 0 | 0
2040-11-12 | 3 | 30.95 | -12246 | -1272 | -578 | 0 | 0 | -606 | 528 | 0 | 220 | 486 | 53 | 341 | 753 | 3288 | 4640 | 0 | 514 | 0 | 208 | 1179 | 0 | 825 | 1200 | 0 | 465 | 0 | 0 | 0 | 0 | 0 | 0 | 0 | 0 | 0
2040-11-12 | 4 | 39.22 | -12818 | -1272 | -551 | 0 | 0 | 0 | 528 | 0 | 220 | 486 | 53 | 341 | 1147 | 3288 | 4616 | 0 | 500 | 0 | 210 | 1182 | 0 | 404 | 1200 | 0 | 465 | 0 | 0 | 0 | 0 | 0 | 0 | 0 | 0 | 0
2040-11-12 | 5 | 41.82 | -14159 | -1272 | -525 | 0 | 0 | 938 | 528 | 0 | 220 | 491 | 53 | 341 | 1503 | 3288 | 4682 | 0 | 480 | 0 | 212 | 1178 | 0 | 376 | 1200 | 0 | 465 | 0 | 0 | 0 | 0 | 0 | 0 | 0 | 0 | 0
2040-11-12 | 6 | 41.82 | -16367 | -1330 | -551 | 0 | 0 | 352 | 528 | 0 | 220 | 937 | 53 | 341 | 4041 | 3288 | 4688 | 0 | 403 | 0 | 216 | 1181 | 0 | 334 | 1200 | 0 | 465 | 0 | 0 | 0 | 0 | 0 | 0 | 0 | 0 | 0
2040-11-12 | 7 | 41.82 | -17588 | -1272 | -709 | 0 | 0 | 612 | 1194 | 0 | 220 | 1159 | 53 | 341 | 4325 | 3288 | 4679 | 0 | 319 | 12 | 214 | 1184 | 0 | 303 | 1200 | 0 | 465 | 0 | 0 | 0 | 0 | 0 | 0 | 0 | 0 | 0
2040-11-12 | 8 | 38.05 | -18090 | -1272 | -867 | 0 | 0 | 0 | 2066 | 0 | 220 | 1075 | 53 | 341 | 4701 | 3288 | 4658 | 0 | 226 | 253 | 215 | 1182 | 0 | 285 | 1200 | 0 | 465 | 0 | 0 | 0 | 0 | 0 | 0 | 0 | 0 | 0
2040-11-12 | 9 | 30.24 | -18241 | -1218 | -1050 | 0 | 0 | 0 | 2462 | 0 | 220 | 888 | 53 | 341 | 4424 | 3288 | 4643 | 0 | 220 | 586 | 216 | 1197 | 0 | 307 | 1200 | 0 | 465 | 0 | 0 | 0 | 0 | 0 | 0 | 0 | 0 | 0
2040-11-12 | 10 | 30.84 | -18657 | -1272 | -1234 | 0 | 0 | 0 | 2705 | 0 | 220 | 1025 | 53 | 341 | 4428 | 3288 | 4665 | 0 | 261 | 766 | 215 | 1215 | 0 | 315 | 1200 | 0 | 465 | 0 | 0 | 0 | 0 | 0 | 0 | 0 | 0 | 0
2040-11-12 | 11 | 30.24 | -18948 | -1272 | -1182 | 0 | 0 | 0 | 2948 | 0 | 220 | 888 | 53 | 341 | 4382 | 3288 | 4645 | 0 | 296 | 941 | 215 | 1212 | 0 | 306 | 1200 | 0 | 465 | 0 | 0 | 0 | 0 | 0 | 0 | 0 | 0 | 0
2040-11-12 | 12 | 27.67 | -18689 | -1330 | -1024 | 0 | 0 | -184 | 3070 | 0 | 220 | 807 | 53 | 341 | 4160 | 3288 | 4427 | 0 | 420 | 1029 | 215 | 1211 | 0 | 322 | 1200 | 0 | 465 | 0 | 0 | 0 | 0 | 0 | 0 | 0 | 0 | 0
2040-11-12 | 13 | 27.67 | -18754 | -1384 | -1339 | 0 | 0 | -318 | 3128 | 0 | 220 | 774 | 53 | 341 | 4160 | 3288 | 4191 | 0 | 525 | 1694 | 215 | 1209 | 0 | 332 | 1200 | 0 | 465 | 0 | 0 | 0 | 0 | 0 | 0 | 0 | 0 | 0
2040-11-12 | 14 | 27.67 | -18854 | -1505 | -1313 | 0 | 0 | -698 | 3239 | 0 | 220 | 644 | 53 | 341 | 3914 | 3288 | 4274 | 0 | 615 | 2348 | 214 | 1208 | 0 | 347 | 1200 | 0 | 465 | 0 | 0 | 0 | 0 | 0 | 0 | 0 | 0 | 0
2040-11-12 | 15 | 33.82 | -18744 | -1626 | -1182 | 0 | 0 | 0 | 3303 | 0 | 220 | 807 | 53 | 341 | 4272 | 3288 | 4492 | 0 | 699 | 653 | 215 | 1208 | 0 | 335 | 1200 | 0 | 465 | 0 | 0 | 0 | 0 | 0 | 0 | 0 | 0 | 0
2040-11-12 | 16 | 34.28 | -19185 | -1689 | -1549 | 0 | 0 | 0 | 3503 | 0 | 220 | 1001 | 53 | 341 | 4431 | 3288 | 4508 | 0 | 786 | 888 | 215 | 1214 | 0 | 310 | 1200 | 0 | 465 | 0 | 0 | 0 | 0 | 0 | 0 | 0 | 0 | 0
2040-11-12 | 17 | 37.4 | -19641 | -1820 | -1996 | 0 | 0 | 528 | 4164 | 0 | 220 | 1252 | 53 | 341 | 4761 | 3288 | 4525 | 0 | 830 | 81 | 218 | 1211 | 0 | 319 | 1200 | 0 | 465 | 0 | 0 | 0 | 0 | 0 | 0 | 0 | 0 | 0
2040-11-12 | 18 | 37.4 | -19565 | -1887 | -2390 | 0 | 0 | 220 | 4756 | 0 | 220 | 1160 | 53 | 341 | 4773 | 3288 | 4661 | 0 | 898 | 13 | 218 | 1221 | 0 | 355 | 1200 | 0 | 465 | 0 | 0 | 0 | 0 | 0 | 0 | 0 | 0 | 0
2040-11-12 | 19 | 37.4 | -19670 | -1887 | -2285 | 0 | 0 | 140 | 4634 | 0 | 220 | 1160 | 53 | 341 | 4883 | 3288 | 4664 | 0 | 971 | 0 | 218 | 1229 | 0 | 376 | 1200 | 0 | 465 | 0 | 0 | 0 | 0 | 0 | 0 | 0 | 0 | 0
2040-11-12 | 20 | 27.7 | -18910 | -1954 | -1602 | 0 | 0 | 0 | 4322 | 0 | 220 | 872 | 53 | 341 | 4205 | 3288 | 4684 | 0 | 977 | 0 | 218 | 1227 | 0 | 394 | 1200 | 0 | 465 | 0 | 0 | 0 | 0 | 0 | 0 | 0 | 0 | 0
2040-11-12 | 21 | 23.36 | -17706 | -2026 | -1471 | 0 | 0 | 0 | 3778 | 0 | 220 | 748 | 53 | 210 | 3711 | 3288 | 4695 | 0 | 981 | 0 | 218 | 1223 | 0 | 412 | 1200 | 0 | 465 | 0 | 0 | 0 | 0 | 0 | 0 | 0 | 0 | 0
2040-11-12 | 22 | 21.94 | -16266 | -2170 | -1234 | 0 | 0 | -262 | 2933 | 0 | 220 | 682 | 53 | 166 | 3369 | 3288 | 4698 | 0 | 979 | 0 | 218 | 1220 | 0 | 443 | 1200 | 0 | 465 | 0 | 0 | 0 | 0 | 0 | 0 | 0 | 0 | 0
2040-11-12 | 23 | 21.94 | -15083 | -2242 | -1024 | 0 | 0 | -100 | 1913 | 0 | 220 | 590 | 53 | 181 | 2967 | 3288 | 4704 | 0 | 993 | 0 | 218 | 1212 | 0 | 445 | 1200 | 0 | 465 | 0 | 0 | 0 | 0 | 0 | 0 | 0 | 0 | 0
2040-11-12 | 24 | 29.65 | -14345 | -2318 | -840 | 0 | 0 | 268 | 1083 | 0 | 220 | 587 | 53 | 341 | 2440 | 3288 | 4694 | 0 | 1019 | 0 | 209 | 1205 | 0 | 431 | 1200 | 0 | 465 | 0 | 0 | 0 | 0 | 0 | 0 | 0 | 0 | 0
2040-11-13 | 1 | 30.34 | -13943 | -2395 | -735 | 0 | 0 | -209 | 528 | 0 | 220 | 590 | 53 | 341 | 2637 | 3288 | 4695 | 0 | 1022 | 0 | 215 | 1190 | 0 | 837 | 1200 | 0 | 465 | 0 | 0 | 0 | 0 | 0 | 0 | 0 | 0 | 0
2040-11-13 | 2 | 30.34 | -13818 | -2471 | -657 | 0 | 0 | -219 | 528 | 0 | 220 | 580 | 53 | 341 | 2532 | 3288 | 4695 | 0 | 1022 | 0 | 212 | 1181 | 0 | 847 | 1200 | 0 | 465 | 0 | 0 | 0 | 0 | 0 | 0 | 0 | 0 | 0
2040-11-13 | 3 | 30.34 | -13902 | -2548 | -578 | 0 | 0 | -118 | 528 | 0 | 220 | 590 | 53 | 341 | 2532 | 3288 | 4703 | 0 | 1013 | 0 | 208 | 1179 | 0 | 825 | 1200 | 0 | 465 | 0 | 0 | 0 | 0 | 0 | 0 | 0 | 0 | 0
2040-11-13 | 4 | 37.34 | -14575 | -2628 | -551 | 0 | 0 | 0 | 528 | 0 | 220 | 738 | 53 | 341 | 3415 | 3288 | 4703 | 0 | 1007 | 0 | 210 | 1182 | 0 | 404 | 1200 | 0 | 465 | 0 | 0 | 0 | 0 | 0 | 0 | 0 | 0 | 0
2040-11-13 | 5 | 39.26 | -16072 | -2628 | -525 | 0 | 0 | 0 | 528 | 0 | 220 | 1072 | 53 | 341 | 4575 | 3288 | 4703 | 0 | 1014 | 0 | 212 | 1178 | 0 | 376 | 1200 | 0 | 465 | 0 | 0 | 0 | 0 | 0 | 0 | 0 | 0 | 0
2040-11-13 | 6 | 39.94 | -18307 | -2709 | -551 | 0 | 0 | 0 | 1384 | 0 | 220 | 1329 | 53 | 341 | 5841 | 3288 | 4702 | 0 | 1013 | 0 | 216 | 1181 | 0 | 334 | 1200 | 0 | 465 | 0 | 0 | 0 | 0 | 0 | 0 | 0 | 0 | 0
2040-11-13 | 7 | 39.11 | -19260 | -2709 | -709 | 0 | 0 | 0 | 2890 | 0 | 220 | 1283 | 53 | 341 | 5503 | 3288 | 4694 | 0 | 1006 | 33 | 214 | 1184 | 0 | 303 | 1200 | 0 | 465 | 0 | 0 | 0 | 0 | 0 | 0 | 0 | 0 | 0
2040-11-13 | 8 | 30.34 | -19337 | -2790 | -867 | 0 | 0 | -86 | 3614 | 0 | 220 | 973 | 53 | 341 | 4530 | 3288 | 4685 | 0 | 1010 | 1018 | 215 | 1182 | 0 | 285 | 1200 | 0 | 465 | 0 | 0 | 0 | 0 | 0 | 0 | 0 | 0 | 0
2040-11-13 | 9 | 26.9 | -19261 | -2628 | -1050 | -55 | 0 | -1859 | 3657 | 0 | 0 | 486 | 53 | 335 | 3958 | 3288 | 4680 | 0 | 1025 | 3987 | 216 | 1197 | 0 | 307 | 1200 | 0 | 465 | 0 | 0 | 0 | 0 | 0 | 0 | 0 | 0 | 0
2040-11-13 | 10 | 25.6 | -19513 | -2471 | -1234 | -905 | 0 | -1859 | 3620 | 0 | 0 | 486 | 53 | 319 | 2183 | 3288 | 4654 | 0 | 1001 | 6967 | 215 | 1215 | 0 | 315 | 1200 | 0 | 465 | 0 | 0 | 0 | 0 | 0 | 0 | 0 | 0 | 0
2040-11-13 | 11 | 5 | -19685 | -2318 | -1182 | -908 | -610 | -1859 | 3651 | 0 | 0 | 486 | 53 | 160 | 1309 | 3288 | 4660 | 0 | 987 | 8958 | 215 | 1131 | 0 | 0 | 1200 | 0 | 465 | 0 | 0 | 0 | 0 | 81 | 0 | 306 | 0 | 0
2040-11-13 | 12 | 5 | -19300 | -2170 | -1024 | -908 | -610 | -1859 | 3567 | 0 | 0 | 486 | 53 | 160 | 1182 | 3288 | 4659 | 0 | 973 | 9052 | 215 | 572 | 0 | 0 | 1200 | 0 | 465 | 0 | 0 | 0 | 0 | 639 | 0 | 322 | 0 | 0
2040-11-13 | 13 | 5 | -19048 | -1954 | -1339 | -908 | -199 | -1859 | 3371 | 0 | 0 | 486 | 53 | 166 | 1182 | 3288 | 4646 | 0 | 939 | 8699 | 215 | 598 | 0 | 0 | 1200 | 0 | 465 | 0 | 0 | 0 | 0 | 611 | 0 | 332 | 0 | 0
2040-11-13 | 14 | 26.9 | -19067 | -1887 | -1313 | -58 | 0 | -1853 | 3155 | 0 | 0 | 486 | 53 | 325 | 1135 | 3288 | 4485 | 0 | 919 | 6896 | 214 | 1208 | 0 | 347 | 1200 | 0 | 465 | 0 | 0 | 0 | 0 | 0 | 0 | 0 | 0 | 0
2040-11-13 | 15 | 41.01 | -18984 | -1887 | -1182 | 122 | 0 | 0 | 3091 | 0 | 80 | 486 | 53 | 341 | 1976 | 3288 | 3778 | 0 | 924 | 4490 | 215 | 1208 | 0 | 335 | 1200 | 0 | 465 | 0 | 0 | 0 | 0 | 0 | 0 | 0 | 0 | 0
2040-11-13 | 16 | 41.01 | -19715 | -1887 | -1549 | 303 | 167 | 1333 | 3260 | 0 | 80 | 1159 | 53 | 341 | 3754 | 3288 | 3631 | 0 | 888 | 1490 | 215 | 1214 | 0 | 310 | 1200 | 0 | 465 | 0 | 0 | 0 | 0 | 0 | 0 | 0 | 0 | 0
2040-11-13 | 17 | 41.01 | -20332 | -1954 | -1996 | 693 | 347 | 1549 | 4042 | 0 | 80 | 1329 | 53 | 341 | 5010 | 3288 | 3253 | 0 | 791 | 92 | 218 | 1211 | 0 | 319 | 1200 | 0 | 465 | 0 | 0 | 0 | 0 | 0 | 0 | 0 | 0 | 0
2040-11-13 | 18 | 41.01 | -20150 | -2098 | -2390 | 695 | 342 | 842 | 4756 | 0 | 80 | 1329 | 53 | 341 | 5847 | 3288 | 2843 | 0 | 750 | 13 | 218 | 1221 | 0 | 355 | 1200 | 0 | 465 | 0 | 0 | 0 | 0 | 0 | 0 | 0 | 0 | 0
2040-11-13 | 19 | 41.01 | -20255 | -2242 | -2285 | 678 | 220 | 1445 | 4655 | 0 | 80 | 1329 | 53 | 341 | 6344 | 3288 | 2168 | 0 | 692 | 0 | 218 | 1229 | 0 | 376 | 1200 | 0 | 465 | 0 | 0 | 0 | 0 | 0 | 0 | 0 | 0 | 0
2040-11-13 | 20 | 41.01 | -19523 | -2318 | -1602 | 111 | 8 | 1203 | 4365 | 0 | 80 | 1329 | 53 | 341 | 6507 | 3288 | 2056 | 0 | 596 | 0 | 218 | 1227 | 0 | 394 | 1200 | 0 | 465 | 0 | 0 | 0 | 0 | 0 | 0 | 0 | 0 | 0
2040-11-13 | 21 | 41.01 | -18409 | -2395 | -1471 | 221 | 0 | 499 | 3863 | 0 | 80 | 1329 | 53 | 341 | 6810 | 3288 | 1788 | 0 | 486 | 0 | 218 | 1223 | 0 | 412 | 1200 | 0 | 465 | 0 | 0 | 0 | 0 | 0 | 0 | 0 | 0 | 0
2040-11-13 | 22 | 41.01 | -16852 | -2395 | -1234 | 127 | 0 | 522 | 3017 | 0 | 80 | 1329 | 53 | 341 | 6810 | 3288 | 985 | 0 | 383 | 0 | 218 | 1220 | 0 | 443 | 1200 | 0 | 465 | 0 | 0 | 0 | 0 | 0 | 0 | 0 | 0 | 0
2040-11-13 | 23 | 41.01 | -15521 | -2471 | -1024 | 46 | 2 | 625 | 1960 | 0 | 80 | 1329 | 53 | 341 | 6810 | 3288 | 653 | 0 | 289 | 0 | 218 | 1212 | 0 | 445 | 1200 | 0 | 465 | 0 | 0 | 0 | 0 | 0 | 0 | 0 | 0 | 0
2040-11-13 | 24 | 41.01 | -14760 | -2548 | -840 | 222 | 135 | 699 | 1067 | 0 | 80 | 1329 | 53 | 341 | 6810 | 3288 | 413 | 0 | 200 | 0 | 209 | 1205 | 0 | 431 | 1200 | 0 | 465 | 0 | 0 | 0 | 0 | 0 | 0 | 0 | 0 | 0
2040-11-14 | 1 | 41.44 | -14277 | -2548 | -735 | 0 | 0 | 0 | 988 | 0 | 93 | 1329 | 53 | 341 | 7130 | 3288 | 271 | 0 | 159 | 0 | 215 | 1190 | 0 | 837 | 1200 | 0 | 465 | 0 | 0 | 0 | 0 | 0 | 0 | 0 | 0 | 0
2040-11-14 | 2 | 42.6 | -14317 | -2628 | -657 | 0 | 0 | 0 | 682 | 0 | 93 | 1329 | 53 | 341 | 7644 | 3288 | 137 | 0 | 130 | 0 | 212 | 1181 | 0 | 847 | 1200 | 0 | 465 | 0 | 0 | 0 | 0 | 0 | 0 | 0 | 0 | 0
2040-11-14 | 3 | 42.69 | -14380 | -2548 | -578 | 0 | 0 | 0 | 618 | 0 | 93 | 1329 | 53 | 341 | 7703 | 3288 | 80 | 0 | 123 | 0 | 208 | 1179 | 0 | 825 | 1200 | 0 | 465 | 0 | 0 | 0 | 0 | 0 | 0 | 0 | 0 | 0
2040-11-14 | 4 | 43.37 | -14888 | -2628 | -551 | 0 | 0 | 0 | 692 | 0 | 93 | 1329 | 53 | 341 | 8652 | 3288 | 20 | 0 | 138 | 0 | 210 | 1182 | 0 | 404 | 1200 | 0 | 465 | 0 | 0 | 0 | 0 | 0 | 0 | 0 | 0 | 0
2040-11-14 | 5 | 44.56 | -16412 | -2628 | -525 | 0 | 0 | 0 | 1015 | 0 | 93 | 1329 | 53 | 341 | 9851 | 3288 | 14 | 0 | 150 | 0 | 212 | 1178 | 0 | 376 | 1200 | 0 | 465 | 0 | 0 | 0 | 0 | 0 | 0 | 0 | 0 | 0
2040-11-14 | 6 | 47.01 | -18516 | -2628 | -551 | 0 | 0 | 0 | 2040 | 0 | 93 | 1329 | 53 | 341 | 10933 | 3288 | 49 | 0 | 173 | 0 | 216 | 1181 | 0 | 334 | 1200 | 0 | 465 | 0 | 0 | 0 | 0 | 0 | 0 | 0 | 0 | 0
2040-11-14 | 7 | 46.04 | -19537 | -2709 | -709 | 0 | 0 | 0 | 3572 | 0 | 93 | 1329 | 53 | 341 | 10568 | 3288 | 118 | 0 | 206 | 20 | 214 | 1184 | 0 | 303 | 1200 | 0 | 465 | 0 | 0 | 0 | 0 | 0 | 0 | 0 | 0 | 0
2040-11-14 | 8 | 43.71 | -19721 | -2628 | -867 | 0 | 0 | 0 | 4264 | 0 | 93 | 1329 | 53 | 341 | 9491 | 3288 | 214 | 0 | 228 | 568 | 215 | 1182 | 0 | 285 | 1200 | 0 | 465 | 0 | 0 | 0 | 0 | 0 | 0 | 0 | 0 | 0
2040-11-14 | 9 | 41.87 | -19753 | -2395 | -1050 | 0 | 0 | 0 | 4333 | 0 | 93 | 1329 | 53 | 341 | 7950 | 3288 | 390 | 0 | 257 | 1779 | 216 | 1197 | 0 | 307 | 1200 | 0 | 465 | 0 | 0 | 0 | 0 | 0 | 0 | 0 | 0 | 0
2040-11-14 | 10 | 40.18 | -19893 | -2170 | -1234 | 0 | 0 | 0 | 4317 | 0 | 80 | 1183 | 53 | 341 | 6933 | 3288 | 614 | 0 | 289 | 2789 | 215 | 1215 | 0 | 315 | 1200 | 0 | 465 | 0 | 0 | 0 | 0 | 0 | 0 | 0 | 0 | 0
2040-11-14 | 11 | 39.27 | -19961 | -1954 | -1182 | 0 | 0 | 0 | 4232 | 0 | 80 | 995 | 53 | 341 | 6040 | 3288 | 874 | 0 | 312 | 3483 | 215 | 1212 | 0 | 306 | 1200 | 0 | 465 | 0 | 0 | 0 | 0 | 0 | 0 | 0 | 0 | 0
2040-11-14 | 12 | 36.17 | -19412 | -1820 | -1024 | 0 | 0 | 0 | 4085 | 0 | 80 | 784 | 53 | 341 | 5139 | 3288 | 1331 | 0 | 350 | 3392 | 215 | 1211 | 0 | 322 | 1200 | 0 | 465 | 0 | 0 | 0 | 0 | 0 | 0 | 0 | 0 | 0
2040-11-14 | 13 | 36.17 | -19390 | -1689 | -1339 | 0 | 0 | 0 | 3831 | 0 | 80 | 784 | 53 | 341 | 5111 | 3288 | 1776 | 0 | 379 | 3354 | 215 | 1209 | 0 | 332 | 1200 | 0 | 465 | 0 | 0 | 0 | 0 | 0 | 0 | 0 | 0 | 0
2040-11-14 | 14 | 39.22 | -19386 | -1564 | -1313 | 0 | 0 | 0 | 3725 | 0 | 80 | 851 | 53 | 341 | 5701 | 3288 | 1709 | 0 | 390 | 2691 | 214 | 1208 | 0 | 347 | 1200 | 0 | 465 | 0 | 0 | 0 | 0 | 0 | 0 | 0 | 0 | 0
2040-11-14 | 15 | 39.11 | -19183 | -1442 | -1182 | 0 | 0 | 0 | 3556 | 0 | 80 | 873 | 53 | 341 | 5630 | 3288 | 2135 | 0 | 399 | 2029 | 215 | 1208 | 0 | 335 | 1200 | 0 | 465 | 0 | 0 | 0 | 0 | 0 | 0 | 0 | 0 | 0
2040-11-14 | 16 | 40.06 | -19657 | -1384 | -1549 | 0 | 0 | 0 | 3609 | 0 | 300 | 1325 | 53 | 341 | 6100 | 3288 | 3084 | 0 | 394 | 691 | 215 | 1214 | 0 | 310 | 1200 | 0 | 465 | 0 | 0 | 0 | 0 | 0 | 0 | 0 | 0 | 0
2040-11-14 | 17 | 40.69 | -20056 | -1384 | -1996 | 0 | 0 | 0 | 4211 | 0 | 300 | 1329 | 53 | 341 | 6430 | 3288 | 3654 | 0 | 370 | 45 | 218 | 1211 | 0 | 319 | 1200 | 0 | 465 | 0 | 0 | 0 | 0 | 0 | 0 | 0 | 0 | 0
2040-11-14 | 18 | 39.26 | -19861 | -1442 | -2390 | 0 | 0 | 0 | 4756 | 0 | 300 | 1329 | 53 | 341 | 5921 | 3288 | 3881 | 0 | 352 | 13 | 218 | 1221 | 0 | 355 | 1200 | 0 | 465 | 0 | 0 | 0 | 0 | 0 | 0 | 0 | 0 | 0
2040-11-14 | 19 | 39.87 | -19867 | -1505 | -2285 | 0 | 0 | 0 | 4597 | 0 | 300 | 1329 | 53 | 341 | 5994 | 3288 | 3907 | 0 | 359 | 0 | 218 | 1229 | 0 | 376 | 1200 | 0 | 465 | 0 | 0 | 0 | 0 | 0 | 0 | 0 | 0 | 0
2040-11-14 | 20 | 36.31 | -19105 | -1505 | -1602 | 0 | 0 | 0 | 4174 | 0 | 300 | 1220 | 53 | 341 | 5245 | 3288 | 3719 | 0 | 366 | 0 | 218 | 1227 | 0 | 394 | 1200 | 0 | 465 | 0 | 0 | 0 | 0 | 0 | 0 | 0 | 0 | 0
2040-11-14 | 21 | 33.82 | -17926 | -1564 | -1471 | 0 | 0 | 0 | 3620 | 0 | 300 | 1129 | 53 | 341 | 4568 | 3288 | 3795 | 0 | 348 | 0 | 218 | 1223 | 0 | 412 | 1200 | 0 | 465 | 0 | 0 | 0 | 0 | 0 | 0 | 0 | 0 | 0
2040-11-14 | 22 | 29.8 | -16491 | -1564 | -1234 | 0 | 0 | 0 | 2700 | 0 | 300 | 807 | 53 | 341 | 4286 | 3288 | 3620 | 0 | 347 | 0 | 218 | 1220 | 0 | 443 | 1200 | 0 | 465 | 0 | 0 | 0 | 0 | 0 | 0 | 0 | 0 | 0
2040-11-14 | 23 | 29.8 | -15235 | -1505 | -1024 | 0 | 0 | 0 | 1590 | 0 | 300 | 785 | 53 | 341 | 4310 | 3288 | 3232 | 0 | 325 | 0 | 218 | 1212 | 0 | 445 | 1200 | 0 | 465 | 0 | 0 | 0 | 0 | 0 | 0 | 0 | 0 | 0
2040-11-14 | 24 | 36.31 | -14328 | -1564 | -840 | 0 | 0 | 0 | 697 | 0 | 300 | 801 | 53 | 341 | 4835 | 3288 | 2572 | 0 | 334 | 0 | 209 | 1205 | 0 | 431 | 1200 | 0 | 465 | 0 | 0 | 0 | 0 | 0 | 0 | 0 | 0 | 0
2040-11-15 | 1 | 31.88 | -13924 | -1564 | -735 | 0 | 0 | -231 | 1020 | 0 | 300 | 740 | 53 | 341 | 4513 | 3288 | 1977 | 0 | 315 | 0 | 215 | 1190 | 0 | 837 | 1200 | 0 | 465 | 0 | 0 | 0 | 0 | 0 | 0 | 0 | 0 | 0
2040-11-15 | 2 | 31.88 | -13691 | -1564 | -657 | 0 | 0 | -156 | 687 | 0 | 300 | 745 | 53 | 341 | 4485 | 3288 | 1953 | 0 | 309 | 0 | 212 | 1181 | 0 | 847 | 1200 | 0 | 465 | 0 | 0 | 0 | 0 | 0 | 0 | 0 | 0 | 0
2040-11-15 | 3 | 37.4 | -13813 | -1689 | -578 | 0 | 0 | 0 | 560 | 0 | 300 | 868 | 53 | 341 | 5117 | 3288 | 1367 | 0 | 309 | 0 | 208 | 1179 | 0 | 825 | 1200 | 0 | 465 | 0 | 0 | 0 | 0 | 0 | 0 | 0 | 0 | 0
2040-11-15 | 4 | 39.26 | -14195 | -1689 | -551 | 0 | 0 | 0 | 639 | 0 | 300 | 1039 | 53 | 341 | 5890 | 3288 | 1104 | 0 | 320 | 0 | 210 | 1182 | 0 | 404 | 1200 | 0 | 465 | 0 | 0 | 0 | 0 | 0 | 0 | 0 | 0 | 0
2040-11-15 | 5 | 41.61 | -15739 | -1820 | -525 | 0 | 0 | 0 | 988 | 0 | 300 | 1329 | 53 | 341 | 7098 | 3288 | 908 | 0 | 348 | 0 | 212 | 1178 | 0 | 376 | 1200 | 0 | 465 | 0 | 0 | 0 | 0 | 0 | 0 | 0 | 0 | 0
2040-11-15 | 6 | 43.09 | -17768 | -1752 | -551 | 0 | 0 | 286 | 2077 | 0 | 300 | 1329 | 53 | 341 | 7932 | 3288 | 699 | 0 | 370 | 0 | 216 | 1181 | 0 | 334 | 1200 | 0 | 465 | 0 | 0 | 0 | 0 | 0 | 0 | 0 | 0 | 0
2040-11-15 | 7 | 43.01 | -18714 | -1820 | -709 | 0 | 0 | 0 | 3678 | 0 | 300 | 1329 | 53 | 341 | 7885 | 3288 | 587 | 0 | 389 | 27 | 214 | 1184 | 0 | 303 | 1200 | 0 | 465 | 0 | 0 | 0 | 0 | 0 | 0 | 0 | 0 | 0
2040-11-15 | 8 | 40.69 | -18821 | -1820 | -867 | 0 | 0 | 0 | 4433 | 0 | 300 | 1160 | 53 | 341 | 6787 | 3288 | 442 | 0 | 414 | 941 | 215 | 1182 | 0 | 285 | 1200 | 0 | 465 | 0 | 0 | 0 | 0 | 0 | 0 | 0 | 0 | 0
2040-11-15 | 9 | 30.32 | -18697 | -1505 | -1050 | 0 | 0 | -215 | 4402 | 0 | 220 | 524 | 53 | 341 | 4607 | 3288 | 578 | 0 | 460 | 3610 | 216 | 1197 | 0 | 307 | 1200 | 0 | 465 | 0 | 0 | 0 | 0 | 0 | 0 | 0 | 0 | 0
2040-11-15 | 10 | 30.32 | -18720 | -1272 | -1234 | 0 | 0 | -1755 | 4264 | 0 | 220 | 486 | 53 | 341 | 3337 | 3288 | 664 | 0 | 456 | 6461 | 215 | 1215 | 0 | 315 | 1200 | 0 | 465 | 0 | 0 | 0 | 0 | 0 | 0 | 0 | 0 | 0
2040-11-15 | 11 | 30.32 | -18881 | -1065 | -1182 | 0 | 0 | -352 | 4095 | 0 | 220 | 486 | 53 | 341 | 176 | 3288 | 968 | 0 | 531 | 7924 | 215 | 1212 | 0 | 306 | 1200 | 0 | 465 | 0 | 0 | 0 | 0 | 0 | 0 | 0 | 0 | 0
2040-11-15 | 12 | 29.66 | -18203 | -921 | -1024 | 0 | -36 | -1859 | 3995 | 0 | 220 | 486 | 53 | 341 | 139 | 3288 | 1210 | 0 | 608 | 8290 | 215 | 1211 | 0 | 322 | 1200 | 0 | 465 | 0 | 0 | 0 | 0 | 0 | 0 | 0 | 0 | 0
2040-11-15 | 13 | 29.66 | -18036 | -831 | -1339 | 0 | -497 | -1859 | 3651 | 0 | 220 | 486 | 53 | 341 | 0 | 3288 | 1751 | 0 | 669 | 8682 | 215 | 1209 | 0 | 332 | 1200 | 0 | 465 | 0 | 0 | 0 | 0 | 0 | 0 | 0 | 0 | 0
2040-11-15 | 14 | 30.32 | -17933 | -786 | -1313 | 0 | 0 | -1171 | 3493 | 0 | 220 | 486 | 53 | 341 | 0 | 3288 | 2462 | 0 | 747 | 6679 | 214 | 1208 | 0 | 347 | 1200 | 0 | 465 | 0 | 0 | 0 | 0 | 0 | 0 | 0 | 0 | 0
2040-11-15 | 15 | 40.98 | -17721 | -746 | -1182 | 0 | 0 | 654 | 3303 | 0 | 220 | 486 | 53 | 341 | 182 | 3288 | 2860 | 0 | 762 | 4077 | 215 | 1208 | 0 | 335 | 1200 | 0 | 465 | 0 | 0 | 0 | 0 | 0 | 0 | 0 | 0 | 0
2040-11-15 | 16 | 40.98 | -18287 | -746 | -1549 | 0 | 406 | 1859 | 3398 | 0 | 220 | 712 | 53 | 341 | 1693 | 3288 | 3082 | 0 | 794 | 1331 | 215 | 1214 | 0 | 310 | 1200 | 0 | 465 | 0 | 0 | 0 | 0 | 0 | 0 | 0 | 0 | 0
2040-11-15 | 17 | 40.98 | -18630 | -786 | -1996 | 0 | 0 | 1541 | 4148 | 0 | 220 | 936 | 53 | 341 | 3676 | 3288 | 2913 | 0 | 821 | 61 | 218 | 1211 | 0 | 319 | 1200 | 0 | 465 | 0 | 0 | 0 | 0 | 0 | 0 | 0 | 0 | 0
2040-11-15 | 18 | 40.98 | -18357 | -921 | -2390 | 0 | 0 | 836 | 4756 | 0 | 220 | 807 | 53 | 341 | 4049 | 3288 | 2994 | 0 | 852 | 13 | 218 | 1221 | 0 | 355 | 1200 | 0 | 465 | 0 | 0 | 0 | 0 | 0 | 0 | 0 | 0 | 0
2040-11-15 | 19 | 40.98 | -18405 | -1015 | -2285 | 0 | 52 | 447 | 4550 | 0 | 220 | 836 | 53 | 341 | 4520 | 3288 | 3023 | 0 | 886 | 0 | 218 | 1229 | 0 | 376 | 1200 | 0 | 465 | 0 | 0 | 0 | 0 | 0 | 0 | 0 | 0 | 0
2040-11-15 | 20 | 35.45 | -17749 | -1065 | -1602 | 0 | 0 | 0 | 4159 | 0 | 220 | 738 | 53 | 341 | 4236 | 3288 | 2909 | 0 | 968 | 0 | 218 | 1227 | 0 | 394 | 1200 | 0 | 465 | 0 | 0 | 0 | 0 | 0 | 0 | 0 | 0 | 0
2040-11-15 | 21 | 29.8 | -16930 | -1114 | -1471 | 0 | 0 | 0 | 3625 | 0 | 220 | 696 | 53 | 335 | 3974 | 3288 | 2783 | 0 | 1023 | 0 | 218 | 1223 | 0 | 412 | 1200 | 0 | 465 | 0 | 0 | 0 | 0 | 0 | 0 | 0 | 0 | 0
2040-11-15 | 22 | 23.36 | -15879 | -1164 | -1234 | 0 | 0 | 0 | 2917 | 0 | 220 | 554 | 53 | 192 | 3470 | 3288 | 2967 | 0 | 1069 | 0 | 218 | 1220 | 0 | 443 | 1200 | 0 | 465 | 0 | 0 | 0 | 0 | 0 | 0 | 0 | 0 | 0
2040-11-15 | 23 | 19.28 | -14820 | -1218 | -1024 | 0 | 0 | 0 | 2061 | 0 | 220 | 486 | 53 | 160 | 3245 | 3288 | 2928 | 0 | 1082 | 0 | 218 | 1212 | 0 | 445 | 1200 | 0 | 465 | 0 | 0 | 0 | 0 | 0 | 0 | 0 | 0 | 0
2040-11-15 | 24 | 5 | -14016 | -1272 | -840 | 0 | 0 | 0 | 1226 | 0 | 220 | 486 | 53 | 160 | 2828 | 3288 | 3867 | 0 | 1063 | 0 | 209 | 1062 | 0 | 0 | 1200 | 0 | 465 | 0 | 0 | 0 | 0 | 143 | 0 | 431 | 0 | 0
2040-11-16 | 1 | 17.92 | -13555 | -1330 | -735 | 0 | 0 | -1258 | 528 | 0 | 220 | 486 | 53 | 160 | 2804 | 3288 | 4397 | 0 | 1034 | 0 | 215 | 1190 | 0 | 837 | 1200 | 0 | 465 | 0 | 0 | 0 | 0 | 0 | 0 | 0 | 0 | 0
2040-11-16 | 2 | 17.92 | -13362 | -1384 | -657 | 0 | 0 | -1258 | 528 | 0 | 220 | 486 | 53 | 160 | 2468 | 3288 | 4546 | 0 | 1006 | 0 | 212 | 1181 | 0 | 847 | 1200 | 0 | 465 | 0 | 0 | 0 | 0 | 0 | 0 | 0 | 0 | 0
2040-11-16 | 3 | 17.92 | -13345 | -1564 | -578 | 0 | 0 | -1019 | 528 | 0 | 220 | 486 | 53 | 160 | 2148 | 3288 | 4769 | 0 | 976 | 0 | 208 | 1179 | 0 | 825 | 1200 | 0 | 465 | 0 | 0 | 0 | 0 | 0 | 0 | 0 | 0 | 0
2040-11-16 | 4 | 17.92 | -13582 | -1689 | -551 | 0 | 0 | -275 | 528 | 0 | 220 | 486 | 53 | 160 | 2148 | 3288 | 4849 | 0 | 905 | 0 | 210 | 1182 | 0 | 404 | 1200 | 0 | 465 | 0 | 0 | 0 | 0 | 0 | 0 | 0 | 0 | 0
2040-11-16 | 5 | 24.22 | -14190 | -1820 | -525 | 0 | 0 | 72 | 528 | 0 | 220 | 517 | 53 | 314 | 2398 | 3288 | 4842 | 0 | 871 | 0 | 212 | 1178 | 0 | 376 | 1200 | 0 | 465 | 0 | 0 | 0 | 0 | 0 | 0 | 0 | 0 | 0
2040-11-16 | 6 | 24.22 | -15007 | -1954 | -551 | 0 | 0 | 244 | 919 | 0 | 220 | 685 | 53 | 329 | 2688 | 3288 | 4872 | 0 | 817 | 0 | 216 | 1181 | 0 | 334 | 1200 | 0 | 465 | 0 | 0 | 0 | 0 | 0 | 0 | 0 | 0 | 0
2040-11-16 | 7 | 24.22 | -15935 | -2098 | -709 | 0 | 0 | 802 | 1701 | 0 | 220 | 738 | 53 | 329 | 2558 | 3288 | 4896 | 0 | 769 | 20 | 214 | 1184 | 0 | 303 | 1200 | 0 | 465 | 0 | 0 | 0 | 0 | 0 | 0 | 0 | 0 | 0
2040-11-16 | 8 | 24.22 | -16715 | -2170 | -867 | 0 | 0 | 23 | 2510 | 0 | 220 | 590 | 53 | 313 | 2781 | 3288 | 4888 | 0 | 742 | 997 | 215 | 1182 | 0 | 285 | 1200 | 0 | 465 | 0 | 0 | 0 | 0 | 0 | 0 | 0 | 0 | 0
2040-11-16 | 9 | 17.92 | -17100 | -2098 | -1050 | 0 | 0 | -441 | 3128 | 0 | 0 | 486 | 53 | 160 | 869 | 3288 | 4858 | 0 | 697 | 3765 | 216 | 1197 | 0 | 307 | 1200 | 0 | 465 | 0 | 0 | 0 | 0 | 0 | 0 | 0 | 0 | 0
2040-11-16 | 10 | 5 | -17527 | -1954 | -1234 | -905 | 0 | -1859 | 3413 | 0 | 0 | 486 | 53 | 160 | 626 | 3288 | 4868 | 0 | 680 | 6913 | 215 | 1112 | 0 | 0 | 1200 | 0 | 465 | 0 | 0 | 0 | 0 | 103 | 0 | 315 | 0 | 0
2040-11-16 | 11 | 2 | -17715 | -1820 | -1182 | -908 | -610 | -1859 | 3583 | 0 | 0 | 486 | 53 | 160 | 626 | 3288 | 4857 | 0 | 640 | 8832 | 0 | 0 | 0 | 0 | 1103 | 0 | 465 | 0 | 0 | 0 | 215 | 1212 | 0 | 306 | 97 | 0
2040-11-16 | 12 | 2 | -17214 | -1689 | -1024 | -908 | -610 | -1859 | 3503 | 0 | 0 | 486 | 53 | 160 | 626 | 3288 | 4857 | 0 | 629 | 8709 | 0 | 0 | 0 | 0 | 529 | 0 | 465 | 0 | 0 | 0 | 215 | 1211 | 0 | 322 | 671 | 0
2040-11-16 | 13 | 2 | -16854 | -1564 | -1339 | -908 | -199 | -1859 | 3271 | 0 | 0 | 486 | 53 | 160 | 626 | 3288 | 4854 | 0 | 601 | 8734 | 0 | 0 | 0 | 0 | 185 | 0 | 465 | 0 | 0 | 0 | 215 | 1209 | 0 | 332 | 1015 | 0
2040-11-16 | 14 | 5 | -16911 | -1505 | -1313 | -444 | 0 | -1859 | 2959 | 0 | 0 | 486 | 53 | 160 | 0 | 3288 | 4852 | 0 | 550 | 7012 | 214 | 792 | 0 | 0 | 1200 | 0 | 465 | 0 | 0 | 0 | 0 | 416 | 0 | 347 | 0 | 0
2040-11-16 | 15 | 17.92 | -16895 | -1442 | -1182 | 0 | 0 | -559 | 2869 | 0 | 0 | 486 | 53 | 160 | 0 | 3288 | 4851 | 0 | 540 | 4408 | 215 | 1208 | 0 | 335 | 1200 | 0 | 465 | 0 | 0 | 0 | 0 | 0 | 0 | 0 | 0 | 0
2040-11-16 | 16 | 24.22 | -17609 | -1505 | -1549 | 574 | 175 | 1136 | 3149 | 0 | 0 | 590 | 53 | 311 | 1139 | 3288 | 4852 | 0 | 518 | 1475 | 215 | 1214 | 0 | 310 | 1200 | 0 | 465 | 0 | 0 | 0 | 0 | 0 | 0 | 0 | 0 | 0
2040-11-16 | 17 | 24.22 | -18115 | -1626 | -1996 | 902 | 508 | 1605 | 4048 | 0 | 0 | 864 | 53 | 329 | 1342 | 3288 | 4840 | 0 | 479 | 66 | 218 | 1211 | 0 | 319 | 1200 | 0 | 465 | 0 | 0 | 0 | 0 | 0 | 0 | 0 | 0 | 0
2040-11-16 | 18 | 24.22 | -17849 | -1752 | -2390 | 588 | 62 | 1549 | 4756 | 0 | 0 | 807 | 53 | 326 | 1782 | 3288 | 4856 | 0 | 451 | 13 | 218 | 1221 | 0 | 355 | 1200 | 0 | 465 | 0 | 0 | 0 | 0 | 0 | 0 | 0 | 0 | 0
2040-11-16 | 19 | 24.22 | -17888 | -1887 | -2285 | 734 | 69 | 1549 | 4581 | 0 | 80 | 807 | 53 | 326 | 1782 | 3288 | 4865 | 0 | 437 | 0 | 218 | 1229 | 0 | 376 | 1200 | 0 | 465 | 0 | 0 | 0 | 0 | 0 | 0 | 0 | 0 | 0
2040-11-16 | 20 | 24.22 | -17378 | -1954 | -1602 | 172 | 2 | 1394 | 4206 | 0 | 80 | 745 | 53 | 326 | 1950 | 3288 | 4839 | 0 | 375 | 0 | 218 | 1227 | 0 | 394 | 1200 | 0 | 465 | 0 | 0 | 0 | 0 | 0 | 0 | 0 | 0 | 0
2040-11-16 | 21 | 24.22 | -16753 | -2026 | -1471 | 434 | 153 | 730 | 3799 | 0 | 80 | 728 | 53 | 326 | 1950 | 3288 | 4851 | 0 | 339 | 0 | 218 | 1223 | 0 | 412 | 1200 | 0 | 465 | 0 | 0 | 0 | 0 | 0 | 0 | 0 | 0 | 0
2040-11-16 | 22 | 24.22 | -15842 | -2098 | -1234 | 41 | 149 | 716 | 3255 | 0 | 80 | 642 | 53 | 326 | 1950 | 3288 | 4833 | 0 | 295 | 0 | 218 | 1220 | 0 | 443 | 1200 | 0 | 465 | 0 | 0 | 0 | 0 | 0 | 0 | 0 | 0 | 0
2040-11-16 | 23 | 24.22 | -14925 | -2170 | -1024 | 58 | 29 | 618 | 2520 | 0 | 80 | 554 | 53 | 326 | 1950 | 3288 | 4852 | 0 | 250 | 0 | 218 | 1212 | 0 | 445 | 1200 | 0 | 465 | 0 | 0 | 0 | 0 | 0 | 0 | 0 | 0 | 0
2040-11-16 | 24 | 24.22 | -13946 | -2242 | -840 | 0 | 73 | 0 | 1812 | 0 | 80 | 500 | 53 | 326 | 2306 | 3288 | 4848 | 0 | 231 | 0 | 209 | 1205 | 0 | 431 | 1200 | 0 | 465 | 0 | 0 | 0 | 0 | 0 | 0 | 0 | 0 | 0
2040-11-17 | 1 | 24.21 | -13522 | -2318 | -972 | 0 | 0 | -643 | 956 | 0 | 80 | 642 | 53 | 314 | 3135 | 3288 | 4844 | 0 | 235 | 0 | 215 | 1190 | 0 | 837 | 1200 | 0 | 465 | 0 | 0 | 0 | 0 | 0 | 0 | 0 | 0 | 0
2040-11-17 | 2 | 24.21 | -13340 | -2318 | -840 | 0 | 0 | -629 | 597 | 0 | 80 | 642 | 53 | 314 | 3135 | 3288 | 4882 | 0 | 232 | 0 | 212 | 1181 | 0 | 847 | 1200 | 0 | 465 | 0 | 0 | 0 | 0 | 0 | 0 | 0 | 0 | 0
2040-11-17 | 3 | 24.21 | -13343 | -2395 | -762 | 0 | 0 | -546 | 528 | 0 | 80 | 642 | 53 | 314 | 3135 | 3288 | 4888 | 0 | 240 | 0 | 208 | 1179 | 0 | 825 | 1200 | 0 | 465 | 0 | 0 | 0 | 0 | 0 | 0 | 0 | 0 | 0
2040-11-17 | 4 | 24.21 | -13457 | -2395 | -683 | 0 | 0 | -111 | 528 | 0 | 80 | 685 | 53 | 314 | 3135 | 3288 | 4869 | 0 | 231 | 0 | 210 | 1182 | 0 | 404 | 1200 | 0 | 465 | 0 | 0 | 0 | 0 | 0 | 0 | 0 | 0 | 0
2040-11-17 | 5 | 24.21 | -13871 | -2395 | -683 | 0 | 0 | -201 | 528 | 0 | 80 | 738 | 53 | 314 | 3645 | 3288 | 4882 | 0 | 190 | 0 | 212 | 1178 | 0 | 376 | 1200 | 0 | 465 | 0 | 0 | 0 | 0 | 0 | 0 | 0 | 0 | 0
2040-11-17 | 6 | 24.22 | -14553 | -2395 | -709 | 0 | 0 | 0 | 814 | 0 | 80 | 784 | 53 | 335 | 3870 | 3288 | 4890 | 0 | 146 | 0 | 216 | 1181 | 0 | 334 | 1200 | 0 | 465 | 0 | 0 | 0 | 0 | 0 | 0 | 0 | 0 | 0
2040-11-17 | 7 | 29.8 | -15366 | -2395 | -788 | 0 | 0 | 0 | 1332 | 0 | 80 | 807 | 53 | 341 | 4258 | 3288 | 4888 | 0 | 132 | 4 | 214 | 1184 | 0 | 303 | 1200 | 0 | 465 | 0 | 0 | 0 | 0 | 0 | 0 | 0 | 0 | 0
2040-11-17 | 8 | 27.7 | -16344 | -2395 | -919 | 0 | 0 | 0 | 1976 | 0 | 80 | 807 | 53 | 341 | 3996 | 3288 | 4898 | 0 | 128 | 743 | 215 | 1182 | 0 | 285 | 1200 | 0 | 465 | 0 | 0 | 0 | 0 | 0 | 0 | 0 | 0 | 0
2040-11-17 | 9 | 24.21 | -17089 | -2242 | -1103 | 0 | 0 | -792 | 2658 | 0 | 80 | 554 | 53 | 314 | 3525 | 3288 | 4908 | 0 | 111 | 2350 | 216 | 1197 | 0 | 307 | 1200 | 0 | 465 | 0 | 0 | 0 | 0 | 0 | 0 | 0 | 0 | 0
2040-11-17 | 10 | 24.21 | -17645 | -2026 | -1313 | 0 | 0 | -1228 | 3149 | 0 | 80 | 486 | 53 | 314 | 3525 | 3288 | 4917 | 0 | 100 | 2889 | 215 | 1215 | 0 | 315 | 1200 | 0 | 465 | 0 | 0 | 0 | 0 | 0 | 0 | 0 | 0 | 0
2040-11-17 | 11 | 24.21 | -17842 | -1887 | -1182 | 0 | 0 | -1192 | 3339 | 0 | 80 | 486 | 53 | 314 | 2359 | 3288 | 4915 | 0 | 89 | 3780 | 215 | 1212 | 0 | 306 | 1200 | 0 | 465 | 0 | 0 | 0 | 0 | 0 | 0 | 0 | 0 | 0
2040-11-17 | 12 | 24.21 | -17873 | -1689 | -1313 | 0 | 0 | -661 | 3419 | 0 | 80 | 486 | 53 | 314 | 2359 | 3288 | 4916 | 0 | 67 | 3141 | 215 | 1211 | 0 | 322 | 1200 | 0 | 465 | 0 | 0 | 0 | 0 | 0 | 0 | 0 | 0 | 0
2040-11-17 | 13 | 24.21 | -17753 | -1564 | -1418 | 0 | 0 | -397 | 3413 | 0 | 80 | 486 | 53 | 313 | 1979 | 3288 | 4914 | 0 | 69 | 3114 | 215 | 1209 | 0 | 332 | 1200 | 0 | 465 | 0 | 0 | 0 | 0 | 0 | 0 | 0 | 0 | 0
2040-11-17 | 14 | 32.72 | -17704 | -1505 | -1471 | 0 | 0 | 3 | 3324 | 0 | 80 | 486 | 53 | 341 | 2110 | 3288 | 4930 | 0 | 91 | 2539 | 214 | 1208 | 0 | 347 | 1200 | 0 | 465 | 0 | 0 | 0 | 0 | 0 | 0 | 0 | 0 | 0
2040-11-17 | 15 | 32.72 | -18024 | -1442 | -1523 | 0 | 0 | 1094 | 3281 | 0 | 80 | 704 | 53 | 341 | 2110 | 3288 | 4929 | 0 | 106 | 1580 | 215 | 1208 | 0 | 335 | 1200 | 0 | 465 | 0 | 0 | 0 | 0 | 0 | 0 | 0 | 0 | 0
2040-11-17 | 16 | 32.72 | -19078 | -1442 | -1444 | 0 | 0 | 1746 | 3456 | 0 | 300 | 1159 | 53 | 341 | 2637 | 3288 | 4929 | 0 | 119 | 532 | 215 | 1214 | 0 | 310 | 1200 | 0 | 465 | 0 | 0 | 0 | 0 | 0 | 0 | 0 | 0 | 0
2040-11-17 | 17 | 32.72 | -19837 | -1505 | -1444 | 0 | 0 | 1263 | 4227 | 0 | 300 | 1188 | 53 | 341 | 3609 | 3288 | 4931 | 0 | 140 | 34 | 218 | 1211 | 0 | 319 | 1200 | 0 | 465 | 0 | 0 | 0 | 0 | 0 | 0 | 0 | 0 | 0
2040-11-17 | 18 | 32.72 | -19542 | -1505 | -1471 | 0 | 0 | 569 | 4756 | 0 | 300 | 1025 | 53 | 341 | 3609 | 3288 | 4936 | 0 | 169 | 13 | 218 | 1221 | 0 | 355 | 1200 | 0 | 465 | 0 | 0 | 0 | 0 | 0 | 0 | 0 | 0 | 0
2040-11-17 | 19 | 32.72 | -18833 | -1442 | -1523 | 0 | 0 | 62 | 4528 | 0 | 300 | 807 | 53 | 341 | 3790 | 3288 | 4942 | 0 | 199 | 0 | 218 | 1229 | 0 | 376 | 1200 | 0 | 465 | 0 | 0 | 0 | 0 | 0 | 0 | 0 | 0 | 0
2040-11-17 | 20 | 25.6 | -18144 | -1442 | -1418 | 0 | 0 | 0 | 3968 | 0 | 300 | 798 | 53 | 325 | 3622 | 3288 | 4919 | 0 | 226 | 0 | 218 | 1227 | 0 | 394 | 1200 | 0 | 465 | 0 | 0 | 0 | 0 | 0 | 0 | 0 | 0 | 0
2040-11-17 | 21 | 22.27 | -16871 | -1442 | -1339 | 0 | 0 | 0 | 3450 | 0 | 300 | 685 | 53 | 170 | 3026 | 3288 | 4919 | 0 | 242 | 0 | 218 | 1223 | 0 | 412 | 1200 | 0 | 465 | 0 | 0 | 0 | 0 | 0 | 0 | 0 | 0 | 0
2040-11-17 | 22 | 10 | -15363 | -1442 | -1208 | 0 | 0 | 0 | 2489 | 0 | 300 | 523 | 53 | 160 | 2758 | 3288 | 4917 | 0 | 271 | 0 | 218 | 1220 | 0 | 151 | 1200 | 0 | 465 | 0 | 0 | 0 | 0 | 0 | 0 | 292 | 0 | 0
2040-11-17 | 23 | 10 | -14180 | -1442 | -1208 | 0 | 0 | 0 | 1458 | 0 | 300 | 517 | 53 | 160 | 2564 | 3288 | 4919 | 0 | 284 | 0 | 218 | 1212 | 0 | 192 | 1200 | 0 | 465 | 0 | 0 | 0 | 0 | 0 | 0 | 253 | 0 | 0
2040-11-17 | 24 | 12.56 | -13349 | -1442 | -1103 | 0 | 0 | 0 | 587 | 0 | 300 | 490 | 53 | 160 | 2291 | 3288 | 4919 | 0 | 296 | 0 | 209 | 1205 | 0 | 431 | 1200 | 0 | 465 | 0 | 0 | 0 | 0 | 0 | 0 | 0 | 0 | 0
2040-11-18 | 1 | 27.91 | -13024 | -1564 | -972 | 0 | 0 | -1288 | 528 | 0 | 300 | 486 | 53 | 319 | 2745 | 3288 | 4918 | 0 | 302 | 0 | 215 | 1190 | 0 | 837 | 1200 | 0 | 465 | 0 | 0 | 0 | 0 | 0 | 0 | 0 | 0 | 0
2040-11-18 | 2 | 27.91 | -12926 | -1564 | -840 | 0 | 0 | -1247 | 528 | 0 | 300 | 486 | 53 | 335 | 2455 | 3288 | 4912 | 0 | 315 | 0 | 212 | 1181 | 0 | 847 | 1200 | 0 | 465 | 0 | 0 | 0 | 0 | 0 | 0 | 0 | 0 | 0
2040-11-18 | 3 | 27.91 | -13148 | -1564 | -762 | 0 | 0 | -614 | 528 | 0 | 300 | 486 | 53 | 341 | 1967 | 3288 | 4920 | 0 | 326 | 0 | 208 | 1179 | 0 | 825 | 1200 | 0 | 465 | 0 | 0 | 0 | 0 | 0 | 0 | 0 | 0 | 0
2040-11-18 | 4 | 31.31 | -13653 | -1505 | -683 | 0 | 0 | 0 | 528 | 0 | 300 | 486 | 53 | 341 | 2125 | 3288 | 4919 | 0 | 338 | 0 | 210 | 1182 | 0 | 404 | 1200 | 0 | 465 | 0 | 0 | 0 | 0 | 0 | 0 | 0 | 0 | 0
2040-11-18 | 5 | 37.71 | -15138 | -1564 | -683 | 0 | 0 | 249 | 528 | 0 | 300 | 760 | 53 | 341 | 3151 | 3288 | 4947 | 0 | 336 | 0 | 212 | 1178 | 0 | 376 | 1200 | 0 | 465 | 0 | 0 | 0 | 0 | 0 | 0 | 0 | 0 | 0
2040-11-18 | 6 | 37.71 | -17356 | -1564 | -709 | 0 | 0 | 1077 | 761 | 0 | 300 | 1248 | 53 | 341 | 3859 | 3288 | 4948 | 0 | 358 | 0 | 216 | 1181 | 0 | 334 | 1200 | 0 | 465 | 0 | 0 | 0 | 0 | 0 | 0 | 0 | 0 | 0
2040-11-18 | 7 | 37.71 | -18626 | -1564 | -788 | 0 | 0 | 972 | 2288 | 0 | 300 | 1160 | 53 | 341 | 3866 | 3288 | 4950 | 0 | 392 | 1 | 214 | 1184 | 0 | 303 | 1200 | 0 | 465 | 0 | 0 | 0 | 0 | 0 | 0 | 0 | 0 | 0
2040-11-18 | 8 | 37.71 | -19009 | -1564 | -919 | 0 | 0 | 33 | 3192 | 0 | 300 | 1072 | 53 | 341 | 4283 | 3288 | 4958 | 0 | 407 | 218 | 215 | 1182 | 0 | 285 | 1200 | 0 | 465 | 0 | 0 | 0 | 0 | 0 | 0 | 0 | 0 | 0
2040-11-18 | 9 | 24.21 | -19136 | -1505 | -1103 | 0 | 0 | -94 | 3514 | 0 | 300 | 807 | 53 | 304 | 4101 | 3288 | 4950 | 0 | 396 | 740 | 216 | 1197 | 0 | 307 | 1200 | 0 | 465 | 0 | 0 | 0 | 0 | 0 | 0 | 0 | 0 | 0
2040-11-18 | 10 | 24.21 | -19452 | -1442 | -1313 | 0 | 0 | -295 | 3683 | 0 | 300 | 807 | 53 | 301 | 4101 | 3288 | 4950 | 0 | 358 | 1251 | 215 | 1215 | 0 | 315 | 1200 | 0 | 465 | 0 | 0 | 0 | 0 | 0 | 0 | 0 | 0 | 0
2040-11-18 | 11 | 24.21 | -19447 | -1442 | -1182 | 0 | 0 | -673 | 3810 | 0 | 300 | 745 | 53 | 301 | 4069 | 3288 | 4972 | 0 | 308 | 1500 | 215 | 1212 | 0 | 306 | 1200 | 0 | 465 | 0 | 0 | 0 | 0 | 0 | 0 | 0 | 0 | 0
2040-11-18 | 12 | 24.21 | -19317 | -1384 | -1313 | 0 | 0 | -588 | 3847 | 0 | 300 | 728 | 53 | 300 | 3739 | 3288 | 4974 | 0 | 243 | 1717 | 215 | 1211 | 0 | 322 | 1200 | 0 | 465 | 0 | 0 | 0 | 0 | 0 | 0 | 0 | 0 | 0
2040-11-18 | 13 | 24.21 | -19161 | -1272 | -1418 | 0 | 0 | -588 | 3752 | 0 | 300 | 725 | 53 | 300 | 3618 | 3288 | 4958 | 0 | 205 | 1820 | 215 | 1209 | 0 | 332 | 1200 | 0 | 465 | 0 | 0 | 0 | 0 | 0 | 0 | 0 | 0 | 0
2040-11-18 | 14 | 24.21 | -18976 | -1272 | -1471 | 0 | 0 | -446 | 3678 | 0 | 300 | 738 | 53 | 300 | 3618 | 3288 | 4950 | 0 | 191 | 1615 | 214 | 1208 | 0 | 347 | 1200 | 0 | 465 | 0 | 0 | 0 | 0 | 0 | 0 | 0 | 0 | 0
2040-11-18 | 15 | 32.72 | -19186 | -1218 | -1523 | 0 | 0 | 72 | 3556 | 0 | 300 | 865 | 53 | 341 | 3917 | 3288 | 4950 | 0 | 204 | 956 | 215 | 1208 | 0 | 335 | 1200 | 0 | 465 | 0 | 0 | 0 | 0 | 0 | 0 | 0 | 0 | 0
2040-11-18 | 16 | 32.72 | -20138 | -1164 | -1444 | 0 | 0 | 822 | 3614 | 0 | 300 | 1207 | 53 | 341 | 4044 | 3288 | 4950 | 0 | 219 | 504 | 215 | 1214 | 0 | 310 | 1200 | 0 | 465 | 0 | 0 | 0 | 0 | 0 | 0 | 0 | 0 | 0
2040-11-18 | 17 | 32.72 | -20829 | -1164 | -1444 | 0 | 0 | 1051 | 4254 | 0 | 300 | 1322 | 53 | 341 | 4186 | 3288 | 4950 | 0 | 245 | 34 | 218 | 1211 | 0 | 319 | 1200 | 0 | 465 | 0 | 0 | 0 | 0 | 0 | 0 | 0 | 0 | 0
2040-11-18 | 18 | 32.72 | -20360 | -1218 | -1471 | 0 | 0 | 41 | 4756 | 0 | 300 | 1159 | 53 | 341 | 4406 | 3288 | 4949 | 0 | 283 | 13 | 218 | 1221 | 0 | 355 | 1200 | 0 | 465 | 0 | 0 | 0 | 0 | 0 | 0 | 0 | 0 | 0
2040-11-18 | 19 | 27.7 | -19698 | -1218 | -1523 | 0 | 0 | 0 | 4465 | 0 | 300 | 1072 | 53 | 335 | 4201 | 3288 | 4946 | 0 | 291 | 0 | 218 | 1229 | 0 | 376 | 1200 | 0 | 465 | 0 | 0 | 0 | 0 | 0 | 0 | 0 | 0 | 0
2040-11-18 | 20 | 23.49 | -18709 | -1218 | -1418 | 0 | 0 | 0 | 3952 | 0 | 300 | 807 | 53 | 227 | 3973 | 3288 | 4928 | 0 | 312 | 0 | 218 | 1227 | 0 | 394 | 1200 | 0 | 465 | 0 | 0 | 0 | 0 | 0 | 0 | 0 | 0 | 0
2040-11-18 | 21 | 20.5 | -17379 | -1218 | -1339 | 0 | 0 | -206 | 3244 | 0 | 300 | 745 | 53 | 160 | 3579 | 3288 | 4922 | 0 | 332 | 0 | 218 | 1223 | 0 | 412 | 1200 | 0 | 465 | 0 | 0 | 0 | 0 | 0 | 0 | 0 | 0 | 0
2040-11-18 | 22 | 20.5 | -15636 | -1218 | -1208 | 0 | 0 | -186 | 2277 | 0 | 300 | 621 | 53 | 160 | 2907 | 3288 | 4791 | 0 | 304 | 0 | 218 | 1220 | 0 | 443 | 1200 | 0 | 465 | 0 | 0 | 0 | 0 | 0 | 0 | 0 | 0 | 0
2040-11-18 | 23 | 21.39 | -14253 | -1218 | -1208 | 0 | 0 | 0 | 1120 | 0 | 300 | 578 | 53 | 175 | 2600 | 3288 | 4712 | 0 | 312 | 0 | 218 | 1212 | 0 | 445 | 1200 | 0 | 465 | 0 | 0 | 0 | 0 | 0 | 0 | 0 | 0 | 0
2040-11-18 | 24 | 27.7 | -13613 | -1272 | -1103 | 0 | 0 | 290 | 528 | 0 | 300 | 642 | 53 | 335 | 2479 | 3288 | 4237 | 0 | 326 | 0 | 209 | 1205 | 0 | 431 | 1200 | 0 | 465 | 0 | 0 | 0 | 0 | 0 | 0 | 0 | 0 | 0
2040-11-19 | 1 | 32.28 | -13189 | -1272 | -735 | 0 | 0 | -269 | 528 | 0 | 300 | 554 | 53 | 341 | 2819 | 3288 | 3354 | 0 | 320 | 0 | 215 | 1190 | 0 | 837 | 1200 | 0 | 465 | 0 | 0 | 0 | 0 | 0 | 0 | 0 | 0 | 0
2040-11-19 | 2 | 39.87 | -13021 | -1272 | -657 | 0 | 0 | 0 | 528 | 0 | 300 | 642 | 53 | 341 | 3482 | 3288 | 2053 | 0 | 356 | 0 | 212 | 1181 | 0 | 847 | 1200 | 0 | 465 | 0 | 0 | 0 | 0 | 0 | 0 | 0 | 0 | 0
2040-11-19 | 3 | 41.87 | -13020 | -1272 | -578 | 0 | 0 | 0 | 528 | 0 | 300 | 738 | 53 | 341 | 4200 | 3288 | 1200 | 0 | 343 | 0 | 208 | 1179 | 0 | 825 | 1200 | 0 | 465 | 0 | 0 | 0 | 0 | 0 | 0 | 0 | 0 | 0
2040-11-19 | 4 | 42.6 | -13530 | -1330 | -551 | 0 | 0 | 0 | 528 | 0 | 300 | 807 | 53 | 341 | 5602 | 3288 | 624 | 0 | 407 | 0 | 210 | 1182 | 0 | 404 | 1200 | 0 | 465 | 0 | 0 | 0 | 0 | 0 | 0 | 0 | 0 | 0
2040-11-19 | 5 | 41.82 | -14890 | -1330 | -525 | 0 | 0 | 0 | 528 | 0 | 313 | 1216 | 53 | 341 | 6698 | 3288 | 542 | 0 | 334 | 0 | 212 | 1178 | 0 | 376 | 1200 | 0 | 465 | 0 | 0 | 0 | 0 | 0 | 0 | 0 | 0 | 0
2040-11-19 | 6 | 43.46 | -17098 | -1330 | -551 | 0 | 0 | 0 | 703 | 0 | 313 | 1329 | 53 | 341 | 8810 | 3288 | 453 | 0 | 293 | 0 | 216 | 1181 | 0 | 334 | 1200 | 0 | 465 | 0 | 0 | 0 | 0 | 0 | 0 | 0 | 0 | 0
2040-11-19 | 7 | 42.99 | -18272 | -1330 | -709 | 0 | 0 | 0 | 2330 | 0 | 313 | 1329 | 53 | 341 | 8555 | 3288 | 491 | 0 | 245 | 0 | 214 | 1184 | 0 | 303 | 1200 | 0 | 465 | 0 | 0 | 0 | 0 | 0 | 0 | 0 | 0 | 0
2040-11-19 | 8 | 42.24 | -18578 | -1330 | -867 | 0 | 0 | 0 | 3218 | 0 | 313 | 1329 | 53 | 341 | 8055 | 3288 | 338 | 0 | 208 | 284 | 215 | 1182 | 0 | 285 | 1200 | 0 | 465 | 0 | 0 | 0 | 0 | 0 | 0 | 0 | 0 | 0
2040-11-19 | 9 | 41.05 | -18548 | -1272 | -1050 | 0 | 0 | 0 | 3493 | 0 | 313 | 1329 | 53 | 341 | 7336 | 3288 | 289 | 0 | 186 | 857 | 216 | 1197 | 0 | 307 | 1200 | 0 | 465 | 0 | 0 | 0 | 0 | 0 | 0 | 0 | 0 | 0
2040-11-19 | 10 | 41.01 | -18778 | -1272 | -1234 | 0 | 0 | 0 | 3588 | 0 | 313 | 1329 | 53 | 341 | 7307 | 3288 | 139 | 0 | 139 | 1377 | 215 | 1215 | 0 | 315 | 1200 | 0 | 465 | 0 | 0 | 0 | 0 | 0 | 0 | 0 | 0 | 0
2040-11-19 | 11 | 40.18 | -18986 | -1218 | -1182 | 0 | 0 | 0 | 3678 | 0 | 313 | 1269 | 53 | 341 | 7005 | 3288 | 59 | 0 | 128 | 1853 | 215 | 1212 | 0 | 306 | 1200 | 0 | 465 | 0 | 0 | 0 | 0 | 0 | 0 | 0 | 0 | 0
2040-11-19 | 12 | 39.27 | -18604 | -1164 | -1024 | 0 | 0 | 0 | 3678 | 0 | 313 | 1142 | 53 | 341 | 6374 | 3288 | 49 | 0 | 88 | 2053 | 215 | 1211 | 0 | 322 | 1200 | 0 | 465 | 0 | 0 | 0 | 0 | 0 | 0 | 0 | 0 | 0
2040-11-19 | 13 | 39.87 | -18562 | -1114 | -1339 | 0 | 0 | 0 | 3577 | 0 | 300 | 1130 | 53 | 341 | 6392 | 3288 | 48 | 0 | 87 | 2378 | 215 | 1209 | 0 | 332 | 1200 | 0 | 465 | 0 | 0 | 0 | 0 | 0 | 0 | 0 | 0 | 0
2040-11-19 | 14 | 40.06 | -18558 | -1065 | -1313 | 0 | 0 | 0 | 3503 | 0 | 300 | 1159 | 53 | 341 | 6606 | 3288 | 219 | 0 | 83 | 1950 | 214 | 1208 | 0 | 347 | 1200 | 0 | 465 | 0 | 0 | 0 | 0 | 0 | 0 | 0 | 0 | 0
2040-11-19 | 15 | 40.06 | -18359 | -1065 | -1182 | 0 | 0 | 0 | 3413 | 0 | 300 | 1159 | 53 | 341 | 6578 | 3288 | 389 | 0 | 75 | 1585 | 215 | 1208 | 0 | 335 | 1200 | 0 | 465 | 0 | 0 | 0 | 0 | 0 | 0 | 0 | 0 | 0
2040-11-19 | 16 | 43.46 | -18896 | -1065 | -1549 | 0 | 0 | 0 | 3519 | 0 | 300 | 1329 | 53 | 341 | 8078 | 3288 | 565 | 0 | 64 | 569 | 215 | 1214 | 0 | 310 | 1200 | 0 | 465 | 0 | 0 | 0 | 0 | 0 | 0 | 0 | 0 | 0
2040-11-19 | 17 | 43.63 | -19295 | -1065 | -1996 | 0 | 0 | 199 | 4195 | 0 | 300 | 1329 | 53 | 341 | 8313 | 3288 | 819 | 0 | 73 | 33 | 218 | 1211 | 0 | 319 | 1200 | 0 | 465 | 0 | 0 | 0 | 0 | 0 | 0 | 0 | 0 | 0
2040-11-19 | 18 | 43.49 | -19137 | -1114 | -2390 | 0 | 0 | 0 | 4756 | 0 | 300 | 1329 | 53 | 341 | 8142 | 3288 | 877 | 0 | 82 | 13 | 218 | 1221 | 0 | 355 | 1200 | 0 | 465 | 0 | 0 | 0 | 0 | 0 | 0 | 0 | 0 | 0
2040-11-19 | 19 | 43.49 | -19058 | -1114 | -2285 | 0 | 0 | 0 | 4571 | 0 | 300 | 1329 | 53 | 341 | 8142 | 3288 | 851 | 0 | 94 | 0 | 218 | 1229 | 0 | 376 | 1200 | 0 | 465 | 0 | 0 | 0 | 0 | 0 | 0 | 0 | 0 | 0
2040-11-19 | 20 | 42.11 | -18245 | -1164 | -1602 | 0 | 0 | 0 | 4100 | 0 | 300 | 1329 | 53 | 341 | 7372 | 3288 | 637 | 0 | 86 | 0 | 218 | 1227 | 0 | 394 | 1200 | 0 | 465 | 0 | 0 | 0 | 0 | 0 | 0 | 0 | 0 | 0
2040-11-19 | 21 | 40.98 | -17087 | -1164 | -1471 | 0 | 0 | 0 | 3445 | 0 | 300 | 1283 | 53 | 341 | 6858 | 3288 | 555 | 0 | 79 | 0 | 218 | 1223 | 0 | 412 | 1200 | 0 | 465 | 0 | 0 | 0 | 0 | 0 | 0 | 0 | 0 | 0
2040-11-19 | 22 | 39.26 | -15628 | -1164 | -1234 | 0 | 0 | 0 | 2499 | 0 | 300 | 1159 | 53 | 341 | 6197 | 3288 | 569 | 0 | 72 | 0 | 218 | 1220 | 0 | 443 | 1200 | 0 | 465 | 0 | 0 | 0 | 0 | 0 | 0 | 0 | 0 | 0
2040-11-19 | 23 | 39.26 | -14406 | -1164 | -1024 | 0 | 0 | 0 | 1358 | 0 | 300 | 1072 | 53 | 341 | 5923 | 3288 | 642 | 0 | 76 | 0 | 218 | 1212 | 0 | 445 | 1200 | 0 | 465 | 0 | 0 | 0 | 0 | 0 | 0 | 0 | 0 | 0
2040-11-19 | 24 | 39.94 | -13423 | -1218 | -840 | 0 | 0 | 0 | 528 | 0 | 300 | 888 | 53 | 341 | 5854 | 3288 | 638 | 0 | 79 | 0 | 209 | 1205 | 0 | 431 | 1200 | 0 | 465 | 0 | 0 | 0 | 0 | 0 | 0 | 0 | 0 | 0
2040-11-20 | 1 | 34.28 | -13001 | -1218 | -735 | 0 | 0 | 0 | 528 | 0 | 300 | 784 | 53 | 341 | 4931 | 3288 | 745 | 0 | 75 | 0 | 215 | 1190 | 0 | 837 | 1200 | 0 | 465 | 0 | 0 | 0 | 0 | 0 | 0 | 0 | 0 | 0
2040-11-20 | 2 | 32.97 | -12871 | -1272 | -657 | 0 | 0 | -93 | 528 | 0 | 300 | 784 | 53 | 341 | 4602 | 3288 | 1002 | 0 | 88 | 0 | 212 | 1181 | 0 | 847 | 1200 | 0 | 465 | 0 | 0 | 0 | 0 | 0 | 0 | 0 | 0 | 0
2040-11-20 | 3 | 33.82 | -12901 | -1272 | -578 | 0 | 0 | 0 | 528 | 0 | 300 | 776 | 53 | 341 | 4597 | 3288 | 893 | 0 | 96 | 0 | 208 | 1179 | 0 | 825 | 1200 | 0 | 465 | 0 | 0 | 0 | 0 | 0 | 0 | 0 | 0 | 0
2040-11-20 | 4 | 39.22 | -13473 | -1272 | -551 | 0 | 0 | 0 | 528 | 0 | 300 | 807 | 53 | 341 | 5329 | 3288 | 1078 | 0 | 111 | 0 | 210 | 1182 | 0 | 404 | 1200 | 0 | 465 | 0 | 0 | 0 | 0 | 0 | 0 | 0 | 0 | 0
2040-11-20 | 5 | 41.61 | -14921 | -1272 | -525 | 0 | 0 | 0 | 528 | 0 | 300 | 1160 | 53 | 341 | 6229 | 3288 | 1267 | 0 | 119 | 0 | 212 | 1178 | 0 | 376 | 1200 | 0 | 465 | 0 | 0 | 0 | 0 | 0 | 0 | 0 | 0 | 0
2040-11-20 | 6 | 44.56 | -17157 | -1272 | -551 | 0 | 0 | 40 | 528 | 0 | 313 | 1329 | 53 | 341 | 8418 | 3288 | 1136 | 0 | 137 | 0 | 216 | 1181 | 0 | 334 | 1200 | 0 | 465 | 0 | 0 | 0 | 0 | 0 | 0 | 0 | 0 | 0
2040-11-20 | 7 | 44.56 | -18354 | -1272 | -709 | 0 | 0 | 29 | 2071 | 0 | 313 | 1329 | 53 | 341 | 8359 | 3288 | 1037 | 0 | 148 | 0 | 214 | 1184 | 0 | 303 | 1200 | 0 | 465 | 0 | 0 | 0 | 0 | 0 | 0 | 0 | 0 | 0
2040-11-20 | 8 | 42.69 | -18648 | -1272 | -867 | 0 | 0 | 0 | 2954 | 0 | 313 | 1329 | 53 | 341 | 7721 | 3288 | 1097 | 0 | 160 | 183 | 215 | 1182 | 0 | 285 | 1200 | 0 | 465 | 0 | 0 | 0 | 0 | 0 | 0 | 0 | 0 | 0
2040-11-20 | 9 | 40.18 | -18703 | -1272 | -1050 | 0 | 0 | 0 | 3255 | 0 | 313 | 1329 | 53 | 341 | 6853 | 3288 | 1441 | 0 | 158 | 608 | 216 | 1197 | 0 | 307 | 1200 | 0 | 465 | 0 | 0 | 0 | 0 | 0 | 0 | 0 | 0 | 0
2040-11-20 | 10 | 39.11 | -18942 | -1272 | -1234 | 0 | 0 | 0 | 3408 | 0 | 313 | 1218 | 53 | 341 | 6083 | 3288 | 1969 | 0 | 158 | 1206 | 215 | 1215 | 0 | 315 | 1200 | 0 | 465 | 0 | 0 | 0 | 0 | 0 | 0 | 0 | 0 | 0
2040-11-20 | 11 | 36.31 | -19140 | -1272 | -1182 | 0 | 0 | 0 | 3540 | 0 | 313 | 1159 | 53 | 341 | 5592 | 3288 | 2306 | 0 | 169 | 1434 | 215 | 1212 | 0 | 306 | 1200 | 0 | 465 | 0 | 0 | 0 | 0 | 0 | 0 | 0 | 0 | 0
2040-11-20 | 12 | 34.28 | -18788 | -1272 | -1024 | 0 | 0 | 0 | 3572 | 0 | 313 | 807 | 53 | 341 | 5105 | 3288 | 2381 | 0 | 187 | 1623 | 215 | 1211 | 0 | 322 | 1200 | 0 | 465 | 0 | 0 | 0 | 0 | 0 | 0 | 0 | 0 | 0
2040-11-20 | 13 | 35.65 | -18825 | -1218 | -1339 | 0 | 0 | 0 | 3493 | 0 | 313 | 890 | 53 | 341 | 5177 | 3288 | 2683 | 0 | 204 | 1518 | 215 | 1209 | 0 | 332 | 1200 | 0 | 465 | 0 | 0 | 0 | 0 | 0 | 0 | 0 | 0 | 0
2040-11-20 | 14 | 32.18 | -18817 | -1218 | -1313 | 0 | 0 | 0 | 3503 | 0 | 300 | 940 | 53 | 341 | 4827 | 3288 | 3006 | 0 | 230 | 1425 | 214 | 1208 | 0 | 347 | 1200 | 0 | 465 | 0 | 0 | 0 | 0 | 0 | 0 | 0 | 0 | 0
2040-11-20 | 15 | 29.8 | -18603 | -1218 | -1182 | 0 | 0 | 0 | 3413 | 0 | 300 | 1016 | 53 | 341 | 4603 | 3288 | 3464 | 0 | 252 | 849 | 215 | 1208 | 0 | 335 | 1200 | 0 | 465 | 0 | 0 | 0 | 0 | 0 | 0 | 0 | 0 | 0
2040-11-20 | 16 | 37.71 | -19151 | -1218 | -1549 | 0 | 0 | 0 | 3509 | 0 | 300 | 1197 | 53 | 341 | 5457 | 3288 | 3794 | 0 | 285 | 290 | 215 | 1214 | 0 | 310 | 1200 | 0 | 465 | 0 | 0 | 0 | 0 | 0 | 0 | 0 | 0 | 0
2040-11-20 | 17 | 38.05 | -19528 | -1272 | -1996 | 0 | 0 | 0 | 4211 | 0 | 300 | 1283 | 53 | 341 | 5433 | 3288 | 4139 | 0 | 313 | 21 | 218 | 1211 | 0 | 319 | 1200 | 0 | 465 | 0 | 0 | 0 | 0 | 0 | 0 | 0 | 0 | 0
2040-11-20 | 18 | 34.28 | -19328 | -1330 | -2390 | 0 | 0 | 0 | 4756 | 0 | 300 | 1160 | 53 | 341 | 4887 | 3288 | 4431 | 0 | 360 | 13 | 218 | 1221 | 0 | 355 | 1200 | 0 | 465 | 0 | 0 | 0 | 0 | 0 | 0 | 0 | 0 | 0
2040-11-20 | 19 | 35.45 | -19365 | -1330 | -2285 | 0 | 0 | 0 | 4544 | 0 | 300 | 1207 | 53 | 341 | 4963 | 3288 | 4337 | 0 | 457 | 0 | 218 | 1229 | 0 | 376 | 1200 | 0 | 465 | 0 | 0 | 0 | 0 | 0 | 0 | 0 | 0 | 0
2040-11-20 | 20 | 25.6 | -18585 | -1330 | -1602 | 0 | 0 | 0 | 4132 | 0 | 300 | 888 | 53 | 341 | 4140 | 3288 | 4430 | 0 | 439 | 0 | 218 | 1227 | 0 | 394 | 1200 | 0 | 465 | 0 | 0 | 0 | 0 | 0 | 0 | 0 | 0 | 0
2040-11-20 | 21 | 24.21 | -17441 | -1330 | -1471 | 0 | 0 | 0 | 3509 | 0 | 300 | 784 | 53 | 282 | 3714 | 3288 | 4318 | 0 | 475 | 0 | 218 | 1223 | 0 | 412 | 1200 | 0 | 465 | 0 | 0 | 0 | 0 | 0 | 0 | 0 | 0 | 0
2040-11-20 | 22 | 24.21 | -15958 | -1330 | -1234 | 0 | 0 | 0 | 2584 | 0 | 300 | 710 | 53 | 280 | 3109 | 3288 | 4212 | 0 | 440 | 0 | 218 | 1220 | 0 | 443 | 1200 | 0 | 465 | 0 | 0 | 0 | 0 | 0 | 0 | 0 | 0 | 0
2040-11-20 | 23 | 23.37 | -14681 | -1330 | -1024 | 0 | 0 | 0 | 1453 | 0 | 300 | 610 | 53 | 230 | 2897 | 3288 | 4221 | 0 | 442 | 0 | 218 | 1212 | 0 | 445 | 1200 | 0 | 465 | 0 | 0 | 0 | 0 | 0 | 0 | 0 | 0 | 0
2040-11-20 | 24 | 27.7 | -13899 | -1384 | -840 | 0 | 0 | 0 | 528 | 0 | 300 | 590 | 53 | 341 | 2714 | 3288 | 4352 | 0 | 447 | 0 | 209 | 1205 | 0 | 431 | 1200 | 0 | 465 | 0 | 0 | 0 | 0 | 0 | 0 | 0 | 0 | 0
2040-11-21 | 1 | 29.8 | -13359 | -1384 | -735 | 0 | 0 | -1164 | 528 | 0 | 300 | 486 | 53 | 341 | 2766 | 3288 | 4529 | 0 | 443 | 0 | 215 | 1190 | 0 | 837 | 1200 | 0 | 465 | 0 | 0 | 0 | 0 | 0 | 0 | 0 | 0 | 0
2040-11-21 | 2 | 29.8 | -13328 | -1442 | -657 | 0 | 0 | -815 | 528 | 0 | 300 | 486 | 53 | 341 | 2295 | 3288 | 4590 | 0 | 454 | 0 | 212 | 1181 | 0 | 847 | 1200 | 0 | 465 | 0 | 0 | 0 | 0 | 0 | 0 | 0 | 0 | 0
2040-11-21 | 3 | 29.8 | -13324 | -1442 | -578 | 0 | 0 | -833 | 528 | 0 | 300 | 486 | 53 | 341 | 2127 | 3288 | 4691 | 0 | 485 | 0 | 208 | 1179 | 0 | 825 | 1200 | 0 | 465 | 0 | 0 | 0 | 0 | 0 | 0 | 0 | 0 | 0
2040-11-21 | 4 | 30.84 | -13825 | -1505 | -551 | 0 | 0 | 0 | 528 | 0 | 300 | 517 | 53 | 341 | 2247 | 3288 | 4690 | 0 | 456 | 0 | 210 | 1182 | 0 | 404 | 1200 | 0 | 465 | 0 | 0 | 0 | 0 | 0 | 0 | 0 | 0 | 0
2040-11-21 | 5 | 34.28 | -15275 | -1564 | -525 | 0 | 0 | 0 | 528 | 0 | 300 | 784 | 53 | 341 | 3530 | 3288 | 4689 | 0 | 418 | 0 | 212 | 1178 | 0 | 376 | 1200 | 0 | 465 | 0 | 0 | 0 | 0 | 0 | 0 | 0 | 0 | 0
2040-11-21 | 6 | 39.94 | -17489 | -1564 | -551 | 0 | 0 | 0 | 1374 | 0 | 300 | 1159 | 53 | 341 | 4735 | 3288 | 4574 | 0 | 384 | 0 | 216 | 1181 | 0 | 334 | 1200 | 0 | 465 | 0 | 0 | 0 | 0 | 0 | 0 | 0 | 0 | 0
2040-11-21 | 7 | 37.4 | -18493 | -1564 | -709 | 0 | 0 | 0 | 3033 | 0 | 300 | 1052 | 53 | 341 | 4346 | 3288 | 4619 | 0 | 362 | 5 | 214 | 1184 | 0 | 303 | 1200 | 0 | 465 | 0 | 0 | 0 | 0 | 0 | 0 | 0 | 0 | 0
2040-11-21 | 8 | 29.8 | -18490 | -1564 | -867 | 0 | 0 | -345 | 3820 | 0 | 300 | 748 | 53 | 341 | 3957 | 3288 | 4323 | 0 | 307 | 781 | 215 | 1182 | 0 | 285 | 1200 | 0 | 465 | 0 | 0 | 0 | 0 | 0 | 0 | 0 | 0 | 0
2040-11-21 | 9 | 26.27 | -18180 | -1442 | -1050 | -365 | 0 | -1859 | 3836 | 0 | 220 | 486 | 53 | 335 | 3569 | 3288 | 3970 | 0 | 282 | 3472 | 216 | 1197 | 0 | 307 | 1200 | 0 | 465 | 0 | 0 | 0 | 0 | 0 | 0 | 0 | 0 | 0
2040-11-21 | 10 | 23.36 | -18266 | -1272 | -1234 | -905 | 0 | -1859 | 3620 | 0 | 220 | 486 | 53 | 188 | 2125 | 3288 | 3562 | 0 | 231 | 6353 | 215 | 1215 | 0 | 315 | 1200 | 0 | 465 | 0 | 0 | 0 | 0 | 0 | 0 | 0 | 0 | 0
2040-11-21 | 11 | 10 | -18422 | -1114 | -1182 | -908 | -610 | -1859 | 3540 | 0 | 220 | 486 | 53 | 160 | 1863 | 3288 | 3083 | 0 | 174 | 8121 | 215 | 1212 | 0 | 15 | 1200 | 0 | 465 | 0 | 0 | 0 | 0 | 0 | 0 | 291 | 0 | 0
2040-11-21 | 12 | 5 | -17936 | -966 | -1024 | -908 | -610 | -1859 | 3440 | 0 | 220 | 486 | 53 | 160 | 1620 | 3288 | 2642 | 0 | 139 | 8964 | 215 | 412 | 0 | 0 | 1200 | 0 | 465 | 0 | 0 | 0 | 0 | 799 | 0 | 322 | 0 | 0
2040-11-21 | 13 | 10 | -17795 | -872 | -1339 | -908 | -199 | -1859 | 3229 | 0 | 220 | 486 | 53 | 166 | 1380 | 3288 | 2190 | 0 | 133 | 8430 | 215 | 1209 | 0 | 308 | 1200 | 0 | 465 | 0 | 0 | 0 | 0 | 0 | 0 | 24 | 0 | 0
2040-11-21 | 14 | 29.8 | -17849 | -831 | -1313 | 0 | 0 | -705 | 3096 | 0 | 220 | 486 | 53 | 325 | 1315 | 3288 | 1610 | 0 | 123 | 6746 | 214 | 1208 | 0 | 347 | 1200 | 0 | 465 | 0 | 0 | 0 | 0 | 0 | 0 | 0 | 0 | 0
2040-11-21 | 15 | 40.28 | -17701 | -786 | -1182 | 0 | 0 | 952 | 3012 | 0 | 220 | 517 | 53 | 341 | 2831 | 3288 | 1063 | 0 | 104 | 3865 | 215 | 1208 | 0 | 335 | 1200 | 0 | 465 | 0 | 0 | 0 | 0 | 0 | 0 | 0 | 0 | 0
2040-11-21 | 16 | 40.28 | -18368 | -786 | -1549 | 786 | 0 | 1679 | 3149 | 0 | 220 | 1299 | 53 | 341 | 4476 | 3288 | 717 | 0 | 93 | 1197 | 215 | 1214 | 0 | 310 | 1200 | 0 | 465 | 0 | 0 | 0 | 0 | 0 | 0 | 0 | 0 | 0
2040-11-21 | 17 | 42.53 | -18891 | -921 | -1996 | 908 | 610 | 1859 | 4026 | 0 | 220 | 1329 | 53 | 341 | 5127 | 3288 | 499 | 0 | 103 | 30 | 218 | 1211 | 0 | 319 | 1200 | 0 | 465 | 0 | 0 | 0 | 0 | 0 | 0 | 0 | 0 | 0
2040-11-21 | 18 | 40.69 | -18779 | -1065 | -2390 | 908 | 610 | 1859 | 4756 | 0 | 220 | 1329 | 53 | 341 | 5018 | 3288 | 272 | 0 | 107 | 13 | 218 | 1221 | 0 | 355 | 1200 | 0 | 465 | 0 | 0 | 0 | 0 | 0 | 0 | 0 | 0 | 0
2040-11-21 | 19 | 40.28 | -18925 | -1164 | -2285 | 787 | 0 | 1644 | 4666 | 0 | 220 | 1329 | 53 | 341 | 6302 | 3288 | 123 | 0 | 132 | 0 | 218 | 1229 | 0 | 376 | 1200 | 0 | 465 | 0 | 0 | 0 | 0 | 0 | 0 | 0 | 0 | 0
2040-11-21 | 20 | 40.28 | -18238 | -1164 | -1602 | 0 | 0 | 1203 | 4317 | 0 | 220 | 1329 | 53 | 341 | 6540 | 3288 | 74 | 0 | 134 | 0 | 218 | 1227 | 0 | 394 | 1200 | 0 | 465 | 0 | 0 | 0 | 0 | 0 | 0 | 0 | 0 | 0
2040-11-21 | 21 | 40.28 | -17186 | -1218 | -1471 | 46 | 0 | 540 | 3773 | 0 | 220 | 1283 | 53 | 341 | 6540 | 3288 | 100 | 0 | 171 | 0 | 218 | 1223 | 0 | 412 | 1200 | 0 | 465 | 0 | 0 | 0 | 0 | 0 | 0 | 0 | 0 | 0
2040-11-21 | 22 | 39.9 | -15664 | -1218 | -1234 | 0 | 0 | 0 | 2874 | 0 | 220 | 1078 | 53 | 341 | 6304 | 3288 | 193 | 0 | 218 | 0 | 218 | 1220 | 0 | 443 | 1200 | 0 | 465 | 0 | 0 | 0 | 0 | 0 | 0 | 0 | 0 | 0
2040-11-21 | 23 | 39.26 | -14440 | -1272 | -1024 | 0 | 0 | 0 | 1701 | 0 | 220 | 941 | 53 | 341 | 6047 | 3288 | 355 | 0 | 249 | 0 | 218 | 1212 | 0 | 445 | 1200 | 0 | 465 | 0 | 0 | 0 | 0 | 0 | 0 | 0 | 0 | 0
2040-11-21 | 24 | 39.89 | -13613 | -1218 | -840 | 0 | 0 | 0 | 697 | 0 | 220 | 836 | 53 | 341 | 5868 | 3288 | 578 | 0 | 279 | 0 | 209 | 1205 | 0 | 431 | 1200 | 0 | 465 | 0 | 0 | 0 | 0 | 0 | 0 | 0 | 0 | 0
2040-11-22 | 1 | 35.45 | -13119 | -1164 | -735 | 0 | 0 | 0 | 528 | 0 | 220 | 784 | 53 | 341 | 4834 | 3288 | 751 | 0 | 311 | 0 | 215 | 1190 | 0 | 837 | 1200 | 0 | 465 | 0 | 0 | 0 | 0 | 0 | 0 | 0 | 0 | 0
2040-11-22 | 2 | 33.57 | -12914 | -1164 | -657 | 0 | 0 | 0 | 528 | 0 | 220 | 725 | 53 | 341 | 4366 | 3288 | 935 | 0 | 372 | 0 | 212 | 1181 | 0 | 847 | 1200 | 0 | 465 | 0 | 0 | 0 | 0 | 0 | 0 | 0 | 0 | 0
2040-11-22 | 3 | 30.79 | -12993 | -1164 | -578 | 0 | 0 | -72 | 528 | 0 | 220 | 685 | 53 | 341 | 3970 | 3288 | 1409 | 0 | 434 | 0 | 208 | 1179 | 0 | 825 | 1200 | 0 | 465 | 0 | 0 | 0 | 0 | 0 | 0 | 0 | 0 | 0
2040-11-22 | 4 | 33.57 | -13491 | -1065 | -551 | 0 | 0 | 0 | 528 | 0 | 220 | 590 | 53 | 341 | 3991 | 3288 | 2154 | 0 | 481 | 0 | 210 | 1182 | 0 | 404 | 1200 | 0 | 465 | 0 | 0 | 0 | 0 | 0 | 0 | 0 | 0 | 0
2040-11-22 | 5 | 37.34 | -14792 | -1015 | -525 | 0 | 0 | 0 | 528 | 0 | 220 | 738 | 53 | 341 | 4166 | 3288 | 3006 | 0 | 561 | 0 | 212 | 1178 | 0 | 376 | 1200 | 0 | 465 | 0 | 0 | 0 | 0 | 0 | 0 | 0 | 0 | 0
2040-11-22 | 6 | 41.61 | -16943 | -966 | -551 | 0 | 0 | 53 | 734 | 0 | 220 | 1159 | 53 | 341 | 5018 | 3288 | 3603 | 0 | 595 | 0 | 216 | 1181 | 0 | 334 | 1200 | 0 | 465 | 0 | 0 | 0 | 0 | 0 | 0 | 0 | 0 | 0
2040-11-22 | 7 | 37.61 | -18147 | -921 | -709 | 0 | 0 | 0 | 2336 | 0 | 220 | 815 | 53 | 341 | 4292 | 3288 | 4427 | 0 | 639 | 1 | 214 | 1184 | 0 | 303 | 1200 | 0 | 465 | 0 | 0 | 0 | 0 | 0 | 0 | 0 | 0 | 0
2040-11-22 | 8 | 29.02 | -18420 | -872 | -867 | 0 | 0 | -3 | 3234 | 0 | 220 | 738 | 53 | 341 | 3453 | 3288 | 4667 | 0 | 647 | 173 | 215 | 1182 | 0 | 285 | 1200 | 0 | 465 | 0 | 0 | 0 | 0 | 0 | 0 | 0 | 0 | 0
2040-11-22 | 9 | 29.02 | -18453 | -872 | -1050 | 0 | 0 | -132 | 3535 | 0 | 220 | 642 | 53 | 341 | 3053 | 3288 | 4814 | 0 | 681 | 494 | 216 | 1197 | 0 | 307 | 1200 | 0 | 465 | 0 | 0 | 0 | 0 | 0 | 0 | 0 | 0 | 0
2040-11-22 | 10 | 29.02 | -18693 | -831 | -1234 | 0 | 0 | -236 | 3651 | 0 | 220 | 618 | 53 | 341 | 3053 | 3288 | 4837 | 0 | 676 | 847 | 215 | 1215 | 0 | 315 | 1200 | 0 | 465 | 0 | 0 | 0 | 0 | 0 | 0 | 0 | 0 | 0
2040-11-22 | 11 | 29.02 | -18888 | -786 | -1182 | 0 | 0 | -679 | 3757 | 0 | 220 | 486 | 53 | 341 | 2885 | 3288 | 4836 | 0 | 678 | 1592 | 215 | 1212 | 0 | 306 | 1200 | 0 | 465 | 0 | 0 | 0 | 0 | 0 | 0 | 0 | 0 | 0
2040-11-22 | 12 | 29.02 | -18581 | -746 | -1024 | 0 | 0 | -203 | 3757 | 0 | 220 | 486 | 53 | 341 | 2215 | 3288 | 4796 | 0 | 706 | 1279 | 215 | 1211 | 0 | 322 | 1200 | 0 | 465 | 0 | 0 | 0 | 0 | 0 | 0 | 0 | 0 | 0
2040-11-22 | 13 | 37.34 | -18649 | -705 | -1339 | 0 | 0 | 0 | 3715 | 0 | 220 | 517 | 53 | 341 | 2443 | 3288 | 4795 | 0 | 712 | 1189 | 215 | 1209 | 0 | 332 | 1200 | 0 | 465 | 0 | 0 | 0 | 0 | 0 | 0 | 0 | 0 | 0
2040-11-22 | 14 | 39.22 | -18588 | -705 | -1313 | 0 | 0 | 163 | 3752 | 0 | 220 | 616 | 53 | 341 | 2650 | 3288 | 4788 | 0 | 737 | 564 | 214 | 1208 | 0 | 347 | 1200 | 0 | 465 | 0 | 0 | 0 | 0 | 0 | 0 | 0 | 0 | 0
2040-11-22 | 15 | 39.22 | -18283 | -831 | -1182 | 0 | 0 | 15 | 3704 | 0 | 220 | 590 | 53 | 341 | 2776 | 3288 | 4788 | 0 | 794 | 305 | 215 | 1208 | 0 | 335 | 1200 | 0 | 465 | 0 | 0 | 0 | 0 | 0 | 0 | 0 | 0 | 0
2040-11-22 | 16 | 39.22 | -18513 | -966 | -1549 | 0 | 0 | 470 | 3836 | 0 | 220 | 738 | 53 | 341 | 2884 | 3288 | 4794 | 0 | 843 | 157 | 215 | 1214 | 0 | 310 | 1200 | 0 | 465 | 0 | 0 | 0 | 0 | 0 | 0 | 0 | 0 | 0
2040-11-22 | 17 | 39.22 | -18662 | -1015 | -1996 | 0 | 0 | 279 | 4349 | 0 | 220 | 745 | 53 | 341 | 3228 | 3288 | 4795 | 0 | 937 | 25 | 218 | 1211 | 0 | 319 | 1200 | 0 | 465 | 0 | 0 | 0 | 0 | 0 | 0 | 0 | 0 | 0
2040-11-22 | 18 | 21.39 | -18361 | -1065 | -2390 | 0 | 0 | 0 | 4756 | 0 | 220 | 728 | 53 | 181 | 3305 | 3288 | 4813 | 0 | 999 | 13 | 218 | 1221 | 0 | 355 | 1200 | 0 | 465 | 0 | 0 | 0 | 0 | 0 | 0 | 0 | 0 | 0
2040-11-22 | 19 | 23.49 | -18345 | -1114 | -2285 | 0 | 0 | 0 | 4502 | 0 | 300 | 738 | 53 | 218 | 3288 | 3288 | 4821 | 0 | 1047 | 0 | 218 | 1229 | 0 | 376 | 1200 | 0 | 465 | 0 | 0 | 0 | 0 | 0 | 0 | 0 | 0 | 0
2040-11-22 | 20 | 10 | -17762 | -1164 | -1602 | 0 | 0 | 0 | 4063 | 0 | 300 | 590 | 53 | 160 | 2902 | 3288 | 4821 | 0 | 1060 | 0 | 218 | 1227 | 0 | 180 | 1200 | 0 | 465 | 0 | 0 | 0 | 0 | 0 | 0 | 214 | 0 | 0
2040-11-22 | 21 | 5 | -16901 | -1218 | -1471 | 0 | 0 | -184 | 3593 | 0 | 300 | 486 | 53 | 160 | 2902 | 3288 | 4814 | 0 | 1070 | 0 | 218 | 1223 | 0 | 0 | 1200 | 0 | 465 | 0 | 0 | 0 | 0 | 0 | 0 | 412 | 0 | 0
2040-11-22 | 22 | 5 | -15797 | -1330 | -1234 | 0 | 0 | -268 | 2901 | 0 | 300 | 486 | 53 | 160 | 2449 | 3288 | 4806 | 0 | 1085 | 0 | 218 | 1218 | 0 | 0 | 1200 | 0 | 465 | 0 | 0 | 0 | 0 | 2 | 0 | 443 | 0 | 0
2040-11-22 | 23 | 5 | -14753 | -1384 | -1024 | 0 | 0 | 0 | 2018 | 0 | 300 | 486 | 53 | 160 | 1893 | 3288 | 4800 | 0 | 1079 | 0 | 218 | 1200 | 0 | 0 | 1200 | 0 | 465 | 0 | 0 | 0 | 0 | 12 | 0 | 445 | 0 | 0
2040-11-22 | 24 | 6.76 | -13845 | -1442 | -840 | 0 | 0 | 335 | 1205 | 0 | 300 | 486 | 53 | 160 | 1352 | 3288 | 4800 | 0 | 1070 | 0 | 209 | 1205 | 0 | 0 | 1200 | 0 | 465 | 0 | 0 | 0 | 0 | 0 | 0 | 431 | 0 | 0
2040-11-23 | 1 | 27.83 | -13394 | -1505 | -735 | 0 | 0 | -1515 | 1078 | 0 | 300 | 486 | 53 | 319 | 1836 | 3288 | 4798 | 0 | 1083 | 0 | 215 | 1190 | 0 | 837 | 1200 | 0 | 465 | 0 | 0 | 0 | 0 | 0 | 0 | 0 | 0 | 0
2040-11-23 | 2 | 27.83 | -13144 | -1564 | -657 | 0 | 0 | -1160 | 745 | 0 | 300 | 486 | 53 | 335 | 1546 | 3288 | 4796 | 0 | 1070 | 0 | 212 | 1181 | 0 | 847 | 1200 | 0 | 465 | 0 | 0 | 0 | 0 | 0 | 0 | 0 | 0 | 0
2040-11-23 | 3 | 27.83 | -13126 | -1626 | -578 | 0 | 0 | -895 | 555 | 0 | 300 | 486 | 53 | 341 | 1546 | 3288 | 4723 | 0 | 1056 | 0 | 208 | 1179 | 0 | 825 | 1200 | 0 | 465 | 0 | 0 | 0 | 0 | 0 | 0 | 0 | 0 | 0
2040-11-23 | 4 | 27.83 | -13328 | -1626 | -551 | 0 | 0 | -438 | 528 | 0 | 300 | 486 | 53 | 341 | 1866 | 3288 | 4561 | 0 | 1059 | 0 | 210 | 1182 | 0 | 404 | 1200 | 0 | 465 | 0 | 0 | 0 | 0 | 0 | 0 | 0 | 0 | 0
2040-11-23 | 5 | 30.84 | -13961 | -1689 | -525 | 0 | 0 | 0 | 708 | 0 | 300 | 486 | 53 | 341 | 2278 | 3288 | 4260 | 0 | 1029 | 0 | 212 | 1178 | 0 | 376 | 1200 | 0 | 465 | 0 | 0 | 0 | 0 | 0 | 0 | 0 | 0 | 0
2040-11-23 | 6 | 27.83 | -14908 | -1689 | -551 | 0 | 0 | -448 | 1205 | 0 | 300 | 554 | 53 | 341 | 3245 | 3288 | 4239 | 0 | 976 | 0 | 216 | 1181 | 0 | 334 | 1200 | 0 | 465 | 0 | 0 | 0 | 0 | 0 | 0 | 0 | 0 | 0
2040-11-23 | 7 | 37.34 | -15777 | -1689 | -709 | 0 | 0 | 0 | 2018 | 0 | 300 | 685 | 53 | 341 | 3704 | 3288 | 3475 | 0 | 944 | 0 | 214 | 1184 | 0 | 303 | 1200 | 0 | 465 | 0 | 0 | 0 | 0 | 0 | 0 | 0 | 0 | 0
2040-11-23 | 8 | 27.83 | -16581 | -1752 | -867 | 0 | 0 | -43 | 2816 | 0 | 300 | 642 | 53 | 335 | 3655 | 3288 | 3172 | 0 | 902 | 732 | 215 | 1182 | 0 | 285 | 1200 | 0 | 465 | 0 | 0 | 0 | 0 | 0 | 0 | 0 | 0 | 0
2040-11-23 | 9 | 27.83 | -16904 | -1626 | -1050 | 0 | 0 | -1676 | 3445 | 0 | 80 | 486 | 53 | 319 | 3315 | 3288 | 2651 | 0 | 848 | 3386 | 216 | 1197 | 0 | 307 | 1200 | 0 | 465 | 0 | 0 | 0 | 0 | 0 | 0 | 0 | 0 | 0
2040-11-23 | 10 | 5 | -17157 | -1442 | -1234 | -905 | -84 | -1859 | 3672 | 0 | 80 | 486 | 53 | 160 | 2551 | 3288 | 2139 | 0 | 830 | 6326 | 215 | 1215 | 0 | 0 | 1200 | 0 | 465 | 0 | 0 | 0 | 0 | 0 | 0 | 315 | 0 | 0
2040-11-23 | 11 | 5 | -17254 | -1330 | -1182 | -908 | -610 | -1859 | 3731 | 0 | 80 | 486 | 53 | 160 | 1972 | 3288 | 1733 | 0 | 804 | 8057 | 215 | 900 | 0 | 0 | 1200 | 0 | 465 | 0 | 0 | 0 | 0 | 312 | 0 | 306 | 0 | 0
2040-11-23 | 12 | 5 | -16724 | -1218 | -1024 | -908 | -295 | -1859 | 3604 | 0 | 80 | 486 | 53 | 160 | 1763 | 3288 | 1211 | 0 | 755 | 8715 | 215 | 33 | 0 | 0 | 1200 | 0 | 465 | 0 | 0 | 0 | 0 | 1178 | 0 | 322 | 0 | 0
2040-11-23 | 13 | 5 | -16368 | -1114 | -1339 | -908 | -430 | -1859 | 3345 | 0 | 80 | 486 | 53 | 160 | 1763 | 3288 | 925 | 0 | 660 | 8284 | 215 | 1094 | 0 | 0 | 1200 | 0 | 465 | 0 | 0 | 0 | 0 | 115 | 0 | 332 | 0 | 0
2040-11-23 | 14 | 25.76 | -16471 | -1015 | -1313 | -21 | 0 | -495 | 2991 | 0 | 80 | 486 | 53 | 319 | 863 | 3288 | 646 | 0 | 627 | 6527 | 214 | 1208 | 0 | 347 | 1200 | 0 | 465 | 0 | 0 | 0 | 0 | 0 | 0 | 0 | 0 | 0
2040-11-23 | 15 | 39.69 | -16418 | -1015 | -1182 | 795 | 0 | 1364 | 2985 | 0 | 80 | 486 | 53 | 335 | 1482 | 3288 | 559 | 0 | 570 | 3195 | 215 | 1208 | 0 | 335 | 1200 | 0 | 465 | 0 | 0 | 0 | 0 | 0 | 0 | 0 | 0 | 0
2040-11-23 | 16 | 41.81 | -17110 | -1015 | -1549 | 908 | 610 | 1859 | 3202 | 0 | 80 | 1072 | 53 | 341 | 3055 | 3288 | 511 | 0 | 522 | 770 | 215 | 1214 | 0 | 310 | 1200 | 0 | 465 | 0 | 0 | 0 | 0 | 0 | 0 | 0 | 0 | 0
2040-11-23 | 17 | 39.69 | -17496 | -1114 | -1996 | 829 | 508 | 1859 | 4122 | 0 | 80 | 1208 | 53 | 341 | 3744 | 3288 | 683 | 0 | 454 | 24 | 218 | 1211 | 0 | 319 | 1200 | 0 | 465 | 0 | 0 | 0 | 0 | 0 | 0 | 0 | 0 | 0
2040-11-23 | 18 | 39.69 | -17220 | -1218 | -2390 | 306 | 0 | 1859 | 4756 | 0 | 80 | 1159 | 53 | 341 | 4257 | 3288 | 797 | 0 | 459 | 13 | 218 | 1221 | 0 | 355 | 1200 | 0 | 465 | 0 | 0 | 0 | 0 | 0 | 0 | 0 | 0 | 0
2040-11-23 | 19 | 39.69 | -17225 | -1272 | -2285 | 301 | 102 | 1859 | 4507 | 0 | 80 | 1159 | 53 | 341 | 4257 | 3288 | 909 | 0 | 436 | 0 | 218 | 1229 | 0 | 376 | 1200 | 0 | 465 | 0 | 0 | 0 | 0 | 0 | 0 | 0 | 0 | 0
2040-11-23 | 20 | 37.61 | -16727 | -1330 | -1602 | 0 | 0 | 791 | 4074 | 0 | 80 | 1025 | 53 | 341 | 5196 | 3288 | 920 | 0 | 385 | 0 | 218 | 1227 | 0 | 394 | 1200 | 0 | 465 | 0 | 0 | 0 | 0 | 0 | 0 | 0 | 0 | 0
2040-11-23 | 21 | 37.61 | -16096 | -1330 | -1471 | 0 | 0 | 552 | 3604 | 0 | 80 | 836 | 53 | 341 | 5196 | 3288 | 1039 | 0 | 389 | 0 | 218 | 1223 | 0 | 412 | 1200 | 0 | 465 | 0 | 0 | 0 | 0 | 0 | 0 | 0 | 0 | 0
2040-11-23 | 22 | 37.61 | -15133 | -1330 | -1234 | 0 | 0 | 221 | 2970 | 0 | 80 | 784 | 53 | 341 | 5196 | 3288 | 843 | 0 | 374 | 0 | 218 | 1220 | 0 | 443 | 1200 | 0 | 465 | 0 | 0 | 0 | 0 | 0 | 0 | 0 | 0 | 0
2040-11-23 | 23 | 37.61 | -14174 | -1384 | -1024 | 0 | 0 | 74 | 2145 | 0 | 80 | 748 | 53 | 341 | 5175 | 3288 | 795 | 0 | 342 | 0 | 218 | 1212 | 0 | 445 | 1200 | 0 | 465 | 0 | 0 | 0 | 0 | 0 | 0 | 0 | 0 | 0
2040-11-23 | 24 | 36.17 | -13183 | -1384 | -840 | 0 | 0 | 0 | 1305 | 0 | 80 | 725 | 53 | 341 | 4742 | 3288 | 1076 | 0 | 286 | 0 | 209 | 1205 | 0 | 431 | 1200 | 0 | 465 | 0 | 0 | 0 | 0 | 0 | 0 | 0 | 0 | 0
2040-11-24 | 1 | 30.24 | -12705 | -1384 | -972 | 0 | 0 | 0 | 528 | 0 | 80 | 748 | 53 | 341 | 4320 | 3288 | 1573 | 0 | 221 | 0 | 215 | 1190 | 0 | 837 | 1200 | 0 | 465 | 0 | 0 | 0 | 0 | 0 | 0 | 0 | 0 | 0
2040-11-24 | 2 | 23.49 | -12448 | -1384 | -840 | 0 | 0 | -348 | 528 | 0 | 80 | 685 | 53 | 233 | 3974 | 3288 | 2081 | 0 | 192 | 0 | 212 | 1181 | 0 | 847 | 1200 | 0 | 465 | 0 | 0 | 0 | 0 | 0 | 0 | 0 | 0 | 0
2040-11-24 | 3 | 23.49 | -12367 | -1384 | -762 | 0 | 0 | -352 | 528 | 0 | 80 | 603 | 53 | 233 | 3974 | 3288 | 2061 | 0 | 167 | 0 | 208 | 1179 | 0 | 825 | 1200 | 0 | 465 | 0 | 0 | 0 | 0 | 0 | 0 | 0 | 0 | 0
2040-11-24 | 4 | 29.8 | -12461 | -1442 | -683 | 0 | 0 | 0 | 528 | 0 | 80 | 685 | 53 | 341 | 4151 | 3288 | 1860 | 0 | 137 | 0 | 210 | 1182 | 0 | 404 | 1200 | 0 | 465 | 0 | 0 | 0 | 0 | 0 | 0 | 0 | 0 | 0
2040-11-24 | 5 | 23.49 | -12833 | -1442 | -683 | 0 | 0 | -432 | 528 | 0 | 80 | 685 | 53 | 233 | 3844 | 3288 | 3146 | 0 | 101 | 0 | 212 | 1178 | 0 | 376 | 1200 | 0 | 465 | 0 | 0 | 0 | 0 | 0 | 0 | 0 | 0 | 0
2040-11-24 | 6 | 23.49 | -13584 | -1442 | -709 | 0 | 0 | -380 | 528 | 0 | 80 | 600 | 53 | 218 | 3488 | 3288 | 4375 | 0 | 89 | 0 | 216 | 1181 | 0 | 334 | 1200 | 0 | 465 | 0 | 0 | 0 | 0 | 0 | 0 | 0 | 0 | 0
2040-11-24 | 7 | 23.49 | -14446 | -1384 | -788 | 0 | 0 | -35 | 528 | 0 | 80 | 719 | 53 | 233 | 3487 | 3288 | 4804 | 0 | 93 | 0 | 214 | 1184 | 0 | 303 | 1200 | 0 | 465 | 0 | 0 | 0 | 0 | 0 | 0 | 0 | 0 | 0
2040-11-24 | 8 | 31.75 | -15629 | -1384 | -919 | 0 | 0 | 302 | 988 | 0 | 80 | 784 | 53 | 341 | 3634 | 3288 | 4858 | 0 | 119 | 137 | 215 | 1182 | 0 | 285 | 1200 | 0 | 465 | 0 | 0 | 0 | 0 | 0 | 0 | 0 | 0 | 0
2040-11-24 | 9 | 31.75 | -16570 | -1330 | -1103 | 0 | 0 | 70 | 1908 | 0 | 80 | 748 | 53 | 341 | 3634 | 3288 | 4854 | 0 | 144 | 498 | 216 | 1197 | 0 | 307 | 1200 | 0 | 465 | 0 | 0 | 0 | 0 | 0 | 0 | 0 | 0 | 0
2040-11-24 | 10 | 30.24 | -17445 | -1272 | -1313 | 0 | 0 | 0 | 2663 | 0 | 80 | 745 | 53 | 341 | 3582 | 3288 | 4833 | 0 | 185 | 850 | 215 | 1215 | 0 | 315 | 1200 | 0 | 465 | 0 | 0 | 0 | 0 | 0 | 0 | 0 | 0 | 0
2040-11-24 | 11 | 23.49 | -17811 | -1218 | -1182 | 0 | 0 | -18 | 3149 | 0 | 80 | 685 | 53 | 233 | 3353 | 3288 | 4824 | 0 | 203 | 962 | 215 | 1212 | 0 | 306 | 1200 | 0 | 465 | 0 | 0 | 0 | 0 | 0 | 0 | 0 | 0 | 0
2040-11-24 | 12 | 24.21 | -17998 | -1218 | -1313 | 0 | 0 | 0 | 3482 | 0 | 80 | 738 | 53 | 260 | 3529 | 3288 | 4641 | 0 | 199 | 845 | 215 | 1211 | 0 | 322 | 1200 | 0 | 465 | 0 | 0 | 0 | 0 | 0 | 0 | 0 | 0 | 0
2040-11-24 | 13 | 31.75 | -18064 | -1218 | -1418 | 0 | 0 | 786 | 3683 | 0 | 80 | 807 | 53 | 341 | 4094 | 3288 | 3175 | 0 | 217 | 755 | 215 | 1209 | 0 | 332 | 1200 | 0 | 465 | 0 | 0 | 0 | 0 | 0 | 0 | 0 | 0 | 0
2040-11-24 | 14 | 30.24 | -17948 | -1164 | -1471 | 0 | 0 | 0 | 3720 | 0 | 80 | 784 | 53 | 341 | 4050 | 3288 | 4021 | 0 | 247 | 563 | 214 | 1208 | 0 | 347 | 1200 | 0 | 465 | 0 | 0 | 0 | 0 | 0 | 0 | 0 | 0 | 0
2040-11-24 | 15 | 30.24 | -18251 | -1218 | -1523 | 0 | 0 | 0 | 3715 | 0 | 80 | 807 | 53 | 341 | 4020 | 3288 | 4392 | 0 | 295 | 578 | 215 | 1208 | 0 | 335 | 1200 | 0 | 465 | 0 | 0 | 0 | 0 | 0 | 0 | 0 | 0 | 0
2040-11-24 | 16 | 31.31 | -19130 | -1218 | -1444 | 0 | 0 | 0 | 3878 | 0 | 300 | 931 | 53 | 341 | 4175 | 3288 | 4671 | 0 | 400 | 349 | 215 | 1214 | 0 | 310 | 1200 | 0 | 465 | 0 | 0 | 0 | 0 | 0 | 0 | 0 | 0 | 0
2040-11-24 | 17 | 30.24 | -19425 | -1218 | -1444 | 0 | 0 | 0 | 4507 | 0 | 300 | 886 | 53 | 335 | 4111 | 3288 | 4695 | 0 | 478 | 21 | 218 | 1211 | 0 | 319 | 1200 | 0 | 465 | 0 | 0 | 0 | 0 | 0 | 0 | 0 | 0 | 0
2040-11-24 | 18 | 19.28 | -18955 | -1272 | -1471 | 0 | 0 | -14 | 4756 | 0 | 300 | 757 | 53 | 175 | 3615 | 3288 | 4708 | 0 | 586 | 13 | 218 | 1221 | 0 | 355 | 1200 | 0 | 465 | 0 | 0 | 0 | 0 | 0 | 0 | 0 | 0 | 0
2040-11-24 | 19 | 21.94 | -18315 | -1272 | -1523 | 0 | 0 | 0 | 4449 | 0 | 300 | 725 | 53 | 160 | 3201 | 3288 | 4818 | 0 | 628 | 0 | 218 | 1229 | 0 | 376 | 1200 | 0 | 465 | 0 | 0 | 0 | 0 | 0 | 0 | 0 | 0 | 0
2040-11-24 | 20 | 19.28 | -17665 | -1272 | -1418 | 0 | 0 | -141 | 3931 | 0 | 300 | 671 | 53 | 160 | 3079 | 3288 | 4846 | 0 | 662 | 0 | 218 | 1227 | 0 | 394 | 1200 | 0 | 465 | 0 | 0 | 0 | 0 | 0 | 0 | 0 | 0 | 0
2040-11-24 | 21 | 19.28 | -16535 | -1272 | -1339 | 0 | 0 | -43 | 3419 | 0 | 300 | 500 | 53 | 160 | 2425 | 3288 | 4812 | 0 | 714 | 0 | 218 | 1223 | 0 | 412 | 1200 | 0 | 465 | 0 | 0 | 0 | 0 | 0 | 0 | 0 | 0 | 0
2040-11-24 | 22 | 19.28 | -15036 | -1218 | -1208 | 0 | 0 | -124 | 2494 | 0 | 300 | 486 | 53 | 160 | 1722 | 3288 | 4811 | 0 | 724 | 0 | 218 | 1220 | 0 | 443 | 1200 | 0 | 465 | 0 | 0 | 0 | 0 | 0 | 0 | 0 | 0 | 0
2040-11-24 | 23 | 21.39 | -13814 | -1218 | -1208 | 0 | 0 | 0 | 1437 | 0 | 300 | 486 | 53 | 160 | 1434 | 3288 | 4820 | 0 | 721 | 0 | 218 | 1212 | 0 | 445 | 1200 | 0 | 465 | 0 | 0 | 0 | 0 | 0 | 0 | 0 | 0 | 0
2040-11-24 | 24 | 26.06 | -13147 | -1218 | -1103 | 0 | 0 | 238 | 528 | 0 | 300 | 486 | 53 | 319 | 1195 | 3288 | 4812 | 0 | 738 | 0 | 209 | 1205 | 0 | 431 | 1200 | 0 | 465 | 0 | 0 | 0 | 0 | 0 | 0 | 0 | 0 | 0
2040-11-25 | 1 | 27.7 | -12820 | -1218 | -972 | 0 | 0 | -599 | 528 | 0 | 300 | 486 | 53 | 335 | 1126 | 3288 | 4804 | 0 | 781 | 0 | 215 | 1190 | 0 | 837 | 1200 | 0 | 465 | 0 | 0 | 0 | 0 | 0 | 0 | 0 | 0 | 0
2040-11-25 | 2 | 27.7 | -12689 | -1218 | -840 | 0 | 0 | -679 | 528 | 0 | 300 | 486 | 53 | 341 | 920 | 3288 | 4804 | 0 | 801 | 0 | 212 | 1181 | 0 | 847 | 1200 | 0 | 465 | 0 | 0 | 0 | 0 | 0 | 0 | 0 | 0 | 0
2040-11-25 | 3 | 27.7 | -12887 | -1272 | -762 | 0 | 0 | -519 | 528 | 0 | 300 | 486 | 53 | 341 | 920 | 3288 | 4804 | 0 | 842 | 0 | 208 | 1179 | 0 | 825 | 1200 | 0 | 465 | 0 | 0 | 0 | 0 | 0 | 0 | 0 | 0 | 0
2040-11-25 | 4 | 27.7 | -13438 | -1272 | -683 | 0 | 0 | -156 | 528 | 0 | 300 | 486 | 53 | 341 | 1430 | 3288 | 4803 | 0 | 857 | 0 | 210 | 1182 | 0 | 404 | 1200 | 0 | 465 | 0 | 0 | 0 | 0 | 0 | 0 | 0 | 0 | 0
2040-11-25 | 5 | 27.7 | -14846 | -1218 | -683 | 0 | 0 | -111 | 528 | 0 | 300 | 573 | 53 | 341 | 2682 | 3288 | 4792 | 0 | 868 | 0 | 212 | 1178 | 0 | 376 | 1200 | 0 | 465 | 0 | 0 | 0 | 0 | 0 | 0 | 0 | 0 | 0
2040-11-25 | 6 | 37.43 | -17178 | -1272 | -709 | 0 | 0 | 175 | 1009 | 0 | 300 | 962 | 53 | 341 | 4031 | 3288 | 4733 | 0 | 871 | 0 | 216 | 1181 | 0 | 334 | 1200 | 0 | 465 | 0 | 0 | 0 | 0 | 0 | 0 | 0 | 0 | 0
2040-11-25 | 7 | 37.43 | -18286 | -1218 | -788 | 0 | 0 | 37 | 2668 | 0 | 300 | 807 | 53 | 341 | 4031 | 3288 | 4547 | 0 | 853 | 0 | 214 | 1184 | 0 | 303 | 1200 | 0 | 465 | 0 | 0 | 0 | 0 | 0 | 0 | 0 | 0 | 0
2040-11-25 | 8 | 27.7 | -18458 | -1218 | -919 | 0 | 0 | -137 | 3509 | 0 | 300 | 739 | 53 | 341 | 3710 | 3288 | 4204 | 0 | 846 | 395 | 215 | 1182 | 0 | 285 | 1200 | 0 | 465 | 0 | 0 | 0 | 0 | 0 | 0 | 0 | 0 | 0
2040-11-25 | 9 | 27.7 | -18298 | -1164 | -1103 | 0 | 0 | -1362 | 3704 | 0 | 300 | 486 | 53 | 335 | 3600 | 3288 | 3971 | 0 | 823 | 1981 | 216 | 1197 | 0 | 307 | 1200 | 0 | 465 | 0 | 0 | 0 | 0 | 0 | 0 | 0 | 0 | 0
2040-11-25 | 10 | 23.98 | -18479 | -1065 | -1313 | -529 | 0 | -1859 | 3657 | 0 | 300 | 486 | 53 | 227 | 3509 | 3288 | 3339 | 0 | 837 | 4138 | 215 | 1215 | 0 | 315 | 1200 | 0 | 465 | 0 | 0 | 0 | 0 | 0 | 0 | 0 | 0 | 0
2040-11-25 | 11 | 5 | -18235 | -921 | -1182 | -908 | -610 | -1859 | 3598 | 0 | 300 | 486 | 53 | 160 | 2771 | 3288 | 2639 | 0 | 833 | 6828 | 215 | 880 | 0 | 0 | 1200 | 0 | 465 | 0 | 0 | 0 | 0 | 332 | 0 | 306 | 0 | 0
2040-11-25 | 12 | 10 | -17945 | -831 | -1313 | -908 | -610 | -1859 | 3445 | 0 | 300 | 486 | 53 | 160 | 2381 | 3288 | 1948 | 0 | 844 | 7405 | 215 | 1211 | 0 | 65 | 1200 | 0 | 465 | 0 | 0 | 0 | 0 | 0 | 0 | 257 | 0 | 0
2040-11-25 | 13 | 10 | -17723 | -746 | -1418 | -908 | -199 | -1859 | 3250 | 0 | 300 | 486 | 53 | 166 | 2381 | 3288 | 1571 | 0 | 782 | 7365 | 215 | 1209 | 0 | 121 | 1200 | 0 | 465 | 0 | 0 | 0 | 0 | 0 | 0 | 211 | 0 | 0
2040-11-25 | 14 | 27.52 | -17626 | -705 | -1471 | 0 | 0 | -1329 | 3102 | 0 | 300 | 486 | 53 | 325 | 2189 | 3288 | 1319 | 0 | 773 | 5861 | 214 | 1208 | 0 | 347 | 1200 | 0 | 465 | 0 | 0 | 0 | 0 | 0 | 0 | 0 | 0 | 0
2040-11-25 | 15 | 37.61 | -17879 | -665 | -1523 | 300 | 52 | 530 | 3044 | 0 | 300 | 560 | 53 | 341 | 3209 | 3288 | 1057 | 0 | 720 | 3191 | 215 | 1208 | 0 | 335 | 1200 | 0 | 465 | 0 | 0 | 0 | 0 | 0 | 0 | 0 | 0 | 0
2040-11-25 | 16 | 37.61 | -18995 | -705 | -1444 | 736 | 441 | 1859 | 3202 | 0 | 300 | 1283 | 53 | 341 | 3882 | 3288 | 866 | 0 | 674 | 814 | 215 | 1214 | 0 | 310 | 1200 | 0 | 465 | 0 | 0 | 0 | 0 | 0 | 0 | 0 | 0 | 0
2040-11-25 | 17 | 39.11 | -19900 | -746 | -1444 | 908 | 610 | 1859 | 4026 | 0 | 300 | 1329 | 53 | 341 | 4647 | 3288 | 730 | 0 | 566 | 18 | 218 | 1211 | 0 | 319 | 1200 | 0 | 465 | 0 | 0 | 0 | 0 | 0 | 0 | 0 | 0 | 0
2040-11-25 | 18 | 37.61 | -19700 | -872 | -1471 | 724 | 15 | 1859 | 4756 | 0 | 300 | 1329 | 53 | 341 | 4609 | 3288 | 714 | 0 | 583 | 13 | 218 | 1221 | 0 | 355 | 1200 | 0 | 465 | 0 | 0 | 0 | 0 | 0 | 0 | 0 | 0 | 0
2040-11-25 | 19 | 37.61 | -19098 | -872 | -1523 | 131 | 102 | 1859 | 4634 | 0 | 300 | 1283 | 53 | 341 | 4635 | 3288 | 803 | 0 | 576 | 0 | 218 | 1229 | 0 | 376 | 1200 | 0 | 465 | 0 | 0 | 0 | 0 | 0 | 0 | 0 | 0 | 0
2040-11-25 | 20 | 37.43 | -18298 | -1015 | -1418 | 0 | 0 | 491 | 4238 | 0 | 300 | 1159 | 53 | 341 | 5608 | 3288 | 1267 | 0 | 482 | 0 | 218 | 1227 | 0 | 394 | 1200 | 0 | 465 | 0 | 0 | 0 | 0 | 0 | 0 | 0 | 0 | 0
2040-11-25 | 21 | 37.43 | -17052 | -1065 | -1339 | 0 | 0 | 51 | 3662 | 0 | 300 | 1025 | 53 | 341 | 5608 | 3288 | 1161 | 0 | 448 | 0 | 218 | 1223 | 0 | 412 | 1200 | 0 | 465 | 0 | 0 | 0 | 0 | 0 | 0 | 0 | 0 | 0
2040-11-25 | 22 | 37.43 | -15449 | -1114 | -1208 | 0 | 0 | 2 | 2732 | 0 | 300 | 807 | 53 | 341 | 5543 | 3288 | 784 | 0 | 375 | 0 | 218 | 1220 | 0 | 443 | 1200 | 0 | 465 | 0 | 0 | 0 | 0 | 0 | 0 | 0 | 0 | 0
2040-11-25 | 23 | 36.31 | -14002 | -1114 | -1208 | 0 | 0 | 0 | 1606 | 0 | 300 | 807 | 53 | 341 | 5381 | 3288 | 659 | 0 | 349 | 0 | 218 | 1212 | 0 | 445 | 1200 | 0 | 465 | 0 | 0 | 0 | 0 | 0 | 0 | 0 | 0 | 0
2040-11-25 | 24 | 37.43 | -13366 | -1164 | -1103 | 0 | 0 | 401 | 560 | 0 | 300 | 872 | 53 | 341 | 5408 | 3288 | 566 | 0 | 334 | 0 | 209 | 1205 | 0 | 431 | 1200 | 0 | 465 | 0 | 0 | 0 | 0 | 0 | 0 | 0 | 0 | 0
2040-11-26 | 1 | 33.82 | -12916 | -1218 | -735 | 0 | 0 | 0 | 528 | 0 | 300 | 784 | 53 | 341 | 4815 | 3288 | 525 | 0 | 326 | 0 | 215 | 1190 | 0 | 837 | 1200 | 0 | 465 | 0 | 0 | 0 | 0 | 0 | 0 | 0 | 0 | 0
2040-11-26 | 2 | 33.82 | -12749 | -1272 | -657 | 0 | 0 | 0 | 528 | 0 | 300 | 745 | 53 | 341 | 4708 | 3288 | 488 | 0 | 320 | 0 | 212 | 1181 | 0 | 847 | 1200 | 0 | 465 | 0 | 0 | 0 | 0 | 0 | 0 | 0 | 0 | 0
2040-11-26 | 3 | 34.28 | -12807 | -1330 | -578 | 0 | 0 | 0 | 528 | 0 | 300 | 745 | 53 | 341 | 4854 | 3288 | 422 | 0 | 306 | 0 | 208 | 1179 | 0 | 825 | 1200 | 0 | 465 | 0 | 0 | 0 | 0 | 0 | 0 | 0 | 0 | 0
2040-11-26 | 4 | 39.94 | -13393 | -1384 | -551 | 0 | 0 | 0 | 528 | 0 | 300 | 836 | 53 | 341 | 5876 | 3288 | 343 | 0 | 302 | 0 | 210 | 1182 | 0 | 404 | 1200 | 0 | 465 | 0 | 0 | 0 | 0 | 0 | 0 | 0 | 0 | 0
2040-11-26 | 5 | 42.6 | -14855 | -1384 | -525 | 0 | 0 | 0 | 528 | 0 | 300 | 1283 | 53 | 341 | 6924 | 3288 | 328 | 0 | 286 | 0 | 212 | 1178 | 0 | 376 | 1200 | 0 | 465 | 0 | 0 | 0 | 0 | 0 | 0 | 0 | 0 | 0
2040-11-26 | 6 | 45.2 | -16983 | -1384 | -551 | 0 | 0 | 0 | 1332 | 0 | 300 | 1329 | 53 | 341 | 8188 | 3288 | 395 | 0 | 296 | 0 | 216 | 1181 | 0 | 334 | 1200 | 0 | 465 | 0 | 0 | 0 | 0 | 0 | 0 | 0 | 0 | 0
2040-11-26 | 7 | 43.83 | -17984 | -1442 | -709 | 0 | 0 | 0 | 3022 | 0 | 300 | 1329 | 53 | 341 | 7640 | 3288 | 486 | 0 | 309 | 0 | 214 | 1184 | 0 | 303 | 1200 | 0 | 465 | 0 | 0 | 0 | 0 | 0 | 0 | 0 | 0 | 0
2040-11-26 | 8 | 41.81 | -18182 | -1505 | -867 | 0 | 0 | 0 | 3878 | 0 | 300 | 1166 | 53 | 341 | 6867 | 3288 | 439 | 0 | 329 | 545 | 215 | 1182 | 0 | 285 | 1200 | 0 | 465 | 0 | 0 | 0 | 0 | 0 | 0 | 0 | 0 | 0
2040-11-26 | 9 | 33.65 | -18081 | -1330 | -1050 | 0 | -8 | 0 | 4005 | 0 | 220 | 685 | 53 | 341 | 4879 | 3288 | 541 | 0 | 303 | 2768 | 216 | 1197 | 0 | 307 | 1200 | 0 | 465 | 0 | 0 | 0 | 0 | 0 | 0 | 0 | 0 | 0
2040-11-26 | 10 | 33.65 | -18178 | -1065 | -1234 | -199 | -610 | -950 | 3863 | 0 | 0 | 486 | 53 | 341 | 3993 | 3288 | 687 | 0 | 288 | 5828 | 215 | 1215 | 0 | 315 | 1200 | 0 | 465 | 0 | 0 | 0 | 0 | 0 | 0 | 0 | 0 | 0
2040-11-26 | 11 | 33.65 | -18348 | -831 | -1182 | -331 | 0 | -89 | 3725 | 0 | 0 | 486 | 53 | 341 | 139 | 3288 | 1084 | 0 | 261 | 8005 | 215 | 1212 | 0 | 306 | 1200 | 0 | 465 | 0 | 0 | 0 | 0 | 0 | 0 | 0 | 0 | 0
2040-11-26 | 12 | 33.65 | -17958 | -625 | -1024 | -334 | -86 | -1723 | 3588 | 0 | 0 | 486 | 53 | 341 | 139 | 3288 | 1419 | 0 | 279 | 8745 | 215 | 1211 | 0 | 322 | 1200 | 0 | 465 | 0 | 0 | 0 | 0 | 0 | 0 | 0 | 0 | 0
2040-11-26 | 13 | 33.65 | -17892 | -521 | -1339 | -68 | 0 | -1245 | 3435 | 0 | 0 | 486 | 53 | 341 | 135 | 3288 | 1757 | 0 | 260 | 7890 | 215 | 1209 | 0 | 332 | 1200 | 0 | 465 | 0 | 0 | 0 | 0 | 0 | 0 | 0 | 0 | 0
2040-11-26 | 14 | 33.65 | -17956 | -454 | -1313 | -2 | -5 | 0 | 3329 | 0 | 0 | 486 | 53 | 341 | 214 | 3288 | 2090 | 0 | 291 | 6203 | 214 | 1208 | 0 | 347 | 1200 | 0 | 465 | 0 | 0 | 0 | 0 | 0 | 0 | 0 | 0 | 0
2040-11-26 | 15 | 45.48 | -17658 | -395 | -1182 | 0 | 0 | 1092 | 3244 | 0 | 0 | 486 | 53 | 341 | 760 | 3288 | 2644 | 0 | 305 | 3597 | 215 | 1208 | 0 | 335 | 1200 | 0 | 465 | 0 | 0 | 0 | 0 | 0 | 0 | 0 | 0 | 0
2040-11-26 | 16 | 50 | -18169 | -427 | -1549 | 793 | 606 | 1859 | 3297 | 32 | 0 | 784 | 53 | 360 | 1140 | 3288 | 3143 | 0 | 332 | 1053 | 215 | 1214 | 0 | 310 | 1200 | 0 | 465 | 0 | 0 | 0 | 0 | 0 | 0 | 0 | 0 | 0
2040-11-26 | 17 | 45.48 | -18689 | -485 | -1996 | 10 | 4 | 15 | 4032 | 0 | 0 | 938 | 53 | 341 | 4948 | 3288 | 3728 | 0 | 376 | 24 | 218 | 1211 | 0 | 319 | 1200 | 0 | 465 | 0 | 0 | 0 | 0 | 0 | 0 | 0 | 0 | 0
2040-11-26 | 18 | 40.93 | -18545 | -589 | -2390 | 0 | 0 | 0 | 4756 | 0 | 0 | 784 | 53 | 341 | 4198 | 3288 | 4151 | 0 | 480 | 13 | 218 | 1221 | 0 | 355 | 1200 | 0 | 465 | 0 | 0 | 0 | 0 | 0 | 0 | 0 | 0 | 0
2040-11-26 | 19 | 39.26 | -18601 | -665 | -2285 | 0 | 0 | 0 | 4624 | 0 | 0 | 807 | 53 | 335 | 4371 | 3288 | 3980 | 0 | 606 | 0 | 218 | 1229 | 0 | 376 | 1200 | 0 | 465 | 0 | 0 | 0 | 0 | 0 | 0 | 0 | 0 | 0
2040-11-26 | 20 | 19.28 | -17897 | -746 | -1602 | 0 | 0 | 0 | 4254 | 0 | 0 | 642 | 53 | 175 | 3355 | 3288 | 4334 | 0 | 639 | 0 | 218 | 1227 | 0 | 394 | 1200 | 0 | 465 | 0 | 0 | 0 | 0 | 0 | 0 | 0 | 0 | 0
2040-11-26 | 21 | 10 | -16850 | -831 | -1471 | 0 | 0 | -194 | 3704 | 0 | 0 | 517 | 53 | 160 | 3213 | 3288 | 4379 | 0 | 676 | 0 | 218 | 1223 | 0 | 249 | 1200 | 0 | 465 | 0 | 0 | 0 | 0 | 0 | 0 | 163 | 0 | 0
2040-11-26 | 22 | 10 | -15418 | -921 | -1234 | 0 | 0 | 0 | 2848 | 0 | 0 | 500 | 53 | 160 | 3213 | 3288 | 3664 | 0 | 653 | 0 | 218 | 1220 | 0 | 90 | 1200 | 0 | 465 | 0 | 0 | 0 | 0 | 0 | 0 | 353 | 0 | 0
2040-11-26 | 23 | 10 | -14191 | -966 | -1024 | 0 | 0 | 0 | 1701 | 0 | 0 | 500 | 53 | 160 | 3213 | 3288 | 3261 | 0 | 658 | 0 | 218 | 1212 | 0 | 250 | 1200 | 0 | 465 | 0 | 0 | 0 | 0 | 0 | 0 | 195 | 0 | 0
2040-11-26 | 24 | 13.52 | -13199 | -1065 | -840 | 0 | 0 | 144 | 766 | 0 | 0 | 517 | 53 | 160 | 3265 | 3288 | 2775 | 0 | 626 | 0 | 209 | 1205 | 0 | 431 | 1200 | 0 | 465 | 0 | 0 | 0 | 0 | 0 | 0 | 0 | 0 | 0
2040-11-27 | 1 | 31.59 | -12761 | -1164 | -735 | 0 | 0 | -753 | 528 | 0 | 0 | 586 | 53 | 319 | 4255 | 3288 | 1862 | 0 | 614 | 0 | 215 | 1190 | 0 | 837 | 1200 | 0 | 465 | 0 | 0 | 0 | 0 | 0 | 0 | 0 | 0 | 0
2040-11-27 | 2 | 31.59 | -12507 | -1218 | -657 | 0 | 0 | -594 | 528 | 0 | 0 | 590 | 53 | 335 | 4305 | 3288 | 1424 | 0 | 546 | 0 | 212 | 1181 | 0 | 847 | 1200 | 0 | 465 | 0 | 0 | 0 | 0 | 0 | 0 | 0 | 0 | 0
2040-11-27 | 3 | 31.59 | -12593 | -1330 | -578 | 0 | 0 | -158 | 528 | 0 | 0 | 673 | 53 | 341 | 4305 | 3288 | 1129 | 0 | 463 | 0 | 208 | 1179 | 0 | 825 | 1200 | 0 | 465 | 0 | 0 | 0 | 0 | 0 | 0 | 0 | 0 | 0
2040-11-27 | 4 | 39.22 | -13056 | -1330 | -551 | 0 | 0 | 0 | 528 | 0 | 0 | 784 | 53 | 341 | 5360 | 3288 | 755 | 0 | 366 | 0 | 210 | 1182 | 0 | 404 | 1200 | 0 | 465 | 0 | 0 | 0 | 0 | 0 | 0 | 0 | 0 | 0
2040-11-27 | 5 | 41.61 | -14403 | -1384 | -525 | 0 | 0 | 0 | 528 | 0 | 0 | 1159 | 53 | 341 | 6575 | 3288 | 628 | 0 | 309 | 0 | 212 | 1178 | 0 | 376 | 1200 | 0 | 465 | 0 | 0 | 0 | 0 | 0 | 0 | 0 | 0 | 0
2040-11-27 | 6 | 42.69 | -16350 | -1384 | -551 | 0 | 0 | 472 | 898 | 0 | 13 | 1329 | 53 | 341 | 7747 | 3288 | 481 | 0 | 267 | 0 | 216 | 1181 | 0 | 334 | 1200 | 0 | 465 | 0 | 0 | 0 | 0 | 0 | 0 | 0 | 0 | 0
2040-11-27 | 7 | 42.69 | -17673 | -1384 | -709 | 0 | 0 | 598 | 2404 | 0 | 13 | 1329 | 53 | 341 | 7743 | 3288 | 409 | 0 | 220 | 1 | 214 | 1184 | 0 | 303 | 1200 | 0 | 465 | 0 | 0 | 0 | 0 | 0 | 0 | 0 | 0 | 0
2040-11-27 | 8 | 42.69 | -18271 | -1330 | -867 | 0 | 0 | 44 | 3403 | 0 | 13 | 1329 | 53 | 341 | 8068 | 3288 | 167 | 0 | 193 | 221 | 215 | 1182 | 0 | 285 | 1200 | 0 | 465 | 0 | 0 | 0 | 0 | 0 | 0 | 0 | 0 | 0
2040-11-27 | 9 | 41.09 | -18416 | -1218 | -1050 | 0 | 0 | 0 | 3863 | 0 | 13 | 1207 | 53 | 341 | 7217 | 3288 | 75 | 0 | 158 | 1084 | 216 | 1197 | 0 | 307 | 1200 | 0 | 465 | 0 | 0 | 0 | 0 | 0 | 0 | 0 | 0 | 0
2040-11-27 | 10 | 40.18 | -18798 | -1114 | -1234 | 0 | 0 | 0 | 4011 | 0 | 13 | 1159 | 53 | 341 | 6821 | 3288 | 153 | 0 | 145 | 1752 | 215 | 1215 | 0 | 315 | 1200 | 0 | 465 | 0 | 0 | 0 | 0 | 0 | 0 | 0 | 0 | 0
2040-11-27 | 11 | 39.9 | -19002 | -1015 | -1182 | 0 | 0 | 0 | 4180 | 0 | 13 | 1080 | 53 | 341 | 6494 | 3288 | 380 | 0 | 151 | 1822 | 215 | 1212 | 0 | 306 | 1200 | 0 | 465 | 0 | 0 | 0 | 0 | 0 | 0 | 0 | 0 | 0
2040-11-27 | 12 | 29.8 | -18610 | -966 | -1024 | 0 | 0 | 0 | 4174 | 0 | 13 | 738 | 53 | 341 | 4600 | 3288 | 1518 | 0 | 155 | 2306 | 215 | 1211 | 0 | 322 | 1200 | 0 | 465 | 0 | 0 | 0 | 0 | 0 | 0 | 0 | 0 | 0
2040-11-27 | 13 | 29.51 | -18539 | -872 | -1339 | 0 | 0 | -121 | 4037 | 0 | 13 | 745 | 53 | 341 | 4305 | 3288 | 2585 | 0 | 164 | 1918 | 215 | 1209 | 0 | 332 | 1200 | 0 | 465 | 0 | 0 | 0 | 0 | 0 | 0 | 0 | 0 | 0
2040-11-27 | 14 | 29.51 | -18504 | -831 | -1313 | 0 | 0 | -315 | 3942 | 0 | 0 | 710 | 53 | 341 | 4042 | 3288 | 3318 | 0 | 193 | 1643 | 214 | 1208 | 0 | 347 | 1200 | 0 | 465 | 0 | 0 | 0 | 0 | 0 | 0 | 0 | 0 | 0
2040-11-27 | 15 | 29.51 | -18222 | -786 | -1182 | 0 | 0 | -416 | 3794 | 0 | 0 | 710 | 53 | 341 | 4042 | 3288 | 3680 | 0 | 227 | 1048 | 215 | 1208 | 0 | 335 | 1200 | 0 | 465 | 0 | 0 | 0 | 0 | 0 | 0 | 0 | 0 | 0
2040-11-27 | 16 | 39.87 | -18684 | -786 | -1549 | 0 | 0 | 85 | 3841 | 0 | 0 | 1144 | 53 | 341 | 5012 | 3288 | 3250 | 0 | 294 | 307 | 215 | 1214 | 0 | 310 | 1200 | 0 | 465 | 0 | 0 | 0 | 0 | 0 | 0 | 0 | 0 | 0
2040-11-27 | 17 | 39.87 | -18643 | -786 | -1996 | 0 | 0 | 401 | 4491 | 0 | 220 | 1159 | 53 | 341 | 4926 | 3288 | 2756 | 0 | 363 | 13 | 218 | 1211 | 0 | 319 | 1200 | 0 | 465 | 0 | 0 | 0 | 0 | 0 | 0 | 0 | 0 | 0
2040-11-27 | 18 | 39.87 | -18244 | -831 | -2390 | 0 | 0 | 144 | 4756 | 0 | 220 | 1087 | 53 | 341 | 4909 | 3288 | 2781 | 0 | 414 | 13 | 218 | 1221 | 0 | 355 | 1200 | 0 | 465 | 0 | 0 | 0 | 0 | 0 | 0 | 0 | 0 | 0
2040-11-27 | 19 | 33.57 | -18179 | -831 | -2285 | 0 | 0 | 0 | 4396 | 0 | 300 | 1072 | 53 | 341 | 4322 | 3288 | 3579 | 0 | 456 | 0 | 218 | 1229 | 0 | 376 | 1200 | 0 | 465 | 0 | 0 | 0 | 0 | 0 | 0 | 0 | 0 | 0
2040-11-27 | 20 | 23.36 | -17365 | -831 | -1602 | 0 | 0 | 0 | 3884 | 0 | 300 | 698 | 53 | 196 | 3069 | 3288 | 4315 | 0 | 490 | 0 | 218 | 1227 | 0 | 394 | 1200 | 0 | 465 | 0 | 0 | 0 | 0 | 0 | 0 | 0 | 0 | 0
2040-11-27 | 21 | 23.36 | -16506 | -872 | -1471 | 0 | 0 | 0 | 3229 | 0 | 300 | 517 | 53 | 197 | 2421 | 3288 | 4767 | 0 | 557 | 0 | 218 | 1223 | 0 | 412 | 1200 | 0 | 465 | 0 | 0 | 0 | 0 | 0 | 0 | 0 | 0 | 0
2040-11-27 | 22 | 21.94 | -15239 | -831 | -1234 | 0 | 0 | 0 | 2425 | 0 | 300 | 486 | 53 | 160 | 1601 | 3288 | 4825 | 0 | 621 | 0 | 218 | 1220 | 0 | 443 | 1200 | 0 | 465 | 0 | 0 | 0 | 0 | 0 | 0 | 0 | 0 | 0
2040-11-27 | 23 | 19.28 | -14012 | -831 | -1024 | 0 | 0 | 0 | 1369 | 0 | 300 | 486 | 53 | 160 | 1242 | 3288 | 4793 | 0 | 636 | 0 | 218 | 1212 | 0 | 445 | 1200 | 0 | 465 | 0 | 0 | 0 | 0 | 0 | 0 | 0 | 0 | 0
2040-11-27 | 24 | 25.6 | -13010 | -831 | -840 | 0 | 0 | 0 | 528 | 0 | 300 | 486 | 53 | 319 | 780 | 3288 | 4794 | 0 | 622 | 0 | 209 | 1205 | 0 | 431 | 1200 | 0 | 465 | 0 | 0 | 0 | 0 | 0 | 0 | 0 | 0 | 0
2040-11-28 | 1 | 24.84 | -12463 | -831 | -735 | 0 | 0 | -915 | 528 | 0 | 300 | 486 | 53 | 335 | 641 | 3288 | 4792 | 0 | 614 | 0 | 215 | 1190 | 0 | 837 | 1200 | 0 | 465 | 0 | 0 | 0 | 0 | 0 | 0 | 0 | 0 | 0
2040-11-28 | 2 | 24.84 | -12125 | -872 | -657 | 0 | 0 | -828 | 528 | 0 | 300 | 486 | 53 | 341 | 199 | 3288 | 4786 | 0 | 595 | 0 | 212 | 1181 | 0 | 847 | 1200 | 0 | 465 | 0 | 0 | 0 | 0 | 0 | 0 | 0 | 0 | 0
2040-11-28 | 3 | 24.84 | -12007 | -921 | -578 | 0 | 0 | -950 | 528 | 0 | 300 | 486 | 53 | 341 | 199 | 3288 | 4786 | 0 | 597 | 0 | 208 | 1179 | 0 | 825 | 1200 | 0 | 465 | 0 | 0 | 0 | 0 | 0 | 0 | 0 | 0 | 0
2040-11-28 | 4 | 24.84 | -12194 | -966 | -551 | 0 | 0 | -361 | 528 | 0 | 300 | 486 | 53 | 341 | 199 | 3288 | 4808 | 0 | 608 | 0 | 210 | 1182 | 0 | 404 | 1200 | 0 | 465 | 0 | 0 | 0 | 0 | 0 | 0 | 0 | 0 | 0
2040-11-28 | 5 | 33.57 | -12715 | -1015 | -525 | 0 | 0 | 127 | 528 | 0 | 300 | 486 | 53 | 341 | 227 | 3288 | 4809 | 0 | 665 | 0 | 212 | 1178 | 0 | 376 | 1200 | 0 | 465 | 0 | 0 | 0 | 0 | 0 | 0 | 0 | 0 | 0
2040-11-28 | 6 | 33.57 | -13625 | -1065 | -551 | 0 | 0 | 359 | 528 | 0 | 300 | 486 | 53 | 341 | 975 | 3288 | 4792 | 0 | 723 | 0 | 216 | 1181 | 0 | 334 | 1200 | 0 | 465 | 0 | 0 | 0 | 0 | 0 | 0 | 0 | 0 | 0
2040-11-28 | 7 | 33.57 | -14681 | -1114 | -709 | 0 | 0 | 904 | 756 | 0 | 300 | 500 | 53 | 341 | 1428 | 3288 | 4792 | 0 | 776 | 0 | 214 | 1184 | 0 | 303 | 1200 | 0 | 465 | 0 | 0 | 0 | 0 | 0 | 0 | 0 | 0 | 0
2040-11-28 | 8 | 33.57 | -16187 | -1114 | -867 | 0 | 0 | 869 | 1659 | 0 | 300 | 590 | 53 | 335 | 1891 | 3288 | 4792 | 0 | 824 | 220 | 215 | 1182 | 0 | 285 | 1200 | 0 | 465 | 0 | 0 | 0 | 0 | 0 | 0 | 0 | 0 | 0
2040-11-28 | 9 | 23.49 | -17291 | -1065 | -1050 | 0 | 0 | 0 | 2885 | 0 | 300 | 486 | 53 | 227 | 2216 | 3288 | 4792 | 0 | 901 | 872 | 216 | 1197 | 0 | 307 | 1200 | 0 | 465 | 0 | 0 | 0 | 0 | 0 | 0 | 0 | 0 | 0
2040-11-28 | 10 | 9.1 | -18364 | -1065 | -1234 | 0 | 0 | -97 | 3831 | 0 | 300 | 486 | 53 | 160 | 2083 | 3288 | 4799 | 0 | 911 | 1753 | 215 | 1215 | 0 | 0 | 1200 | 0 | 465 | 0 | 0 | 0 | 0 | 0 | 0 | 315 | 0 | 0
2040-11-28 | 11 | 9.1 | -18805 | -966 | -1182 | 0 | 0 | -799 | 4518 | 0 | 300 | 486 | 53 | 160 | 2083 | 3288 | 4799 | 0 | 953 | 2020 | 215 | 1212 | 0 | 0 | 1200 | 0 | 465 | 0 | 0 | 0 | 0 | 0 | 0 | 306 | 0 | 0
2040-11-28 | 12 | 5 | -18082 | -1015 | -1024 | 0 | -109 | -1859 | 4756 | 0 | 300 | 486 | 53 | 160 | 1716 | 3288 | 4799 | 0 | 972 | 2512 | 215 | 1168 | 0 | 0 | 1200 | 0 | 465 | 0 | 0 | 0 | 0 | 43 | 0 | 322 | 0 | 0
2040-11-28 | 13 | 9.1 | -17220 | -1065 | -1339 | 0 | 0 | -1822 | 4460 | 0 | 300 | 486 | 53 | 160 | 1716 | 3288 | 4799 | 0 | 980 | 2114 | 215 | 1209 | 0 | 0 | 1200 | 0 | 465 | 0 | 0 | 0 | 0 | 0 | 0 | 332 | 0 | 0
2040-11-28 | 14 | 9.1 | -16429 | -1065 | -1313 | 0 | 0 | -1356 | 3799 | 0 | 300 | 486 | 53 | 160 | 1136 | 3288 | 4799 | 0 | 990 | 2064 | 214 | 1208 | 0 | 0 | 1200 | 0 | 465 | 0 | 0 | 0 | 0 | 0 | 0 | 347 | 0 | 0
2040-11-28 | 15 | 9.1 | -15412 | -1065 | -1182 | 0 | 0 | -1533 | 3118 | 0 | 300 | 486 | 53 | 160 | 1136 | 3288 | 4791 | 0 | 996 | 1775 | 215 | 1208 | 0 | 0 | 1200 | 0 | 465 | 0 | 0 | 0 | 0 | 0 | 0 | 335 | 0 | 0
2040-11-28 | 16 | 10 | -15249 | -1114 | -1549 | 0 | 0 | 0 | 2658 | 0 | 300 | 486 | 53 | 160 | 1136 | 3288 | 4790 | 0 | 986 | 815 | 215 | 1214 | 0 | 147 | 1200 | 0 | 465 | 0 | 0 | 0 | 0 | 0 | 0 | 163 | 0 | 0
2040-11-28 | 17 | 12.3 | -15015 | -1164 | -1996 | 0 | 0 | 940 | 2911 | 0 | 300 | 486 | 53 | 160 | 816 | 3288 | 4789 | 0 | 993 | 24 | 218 | 1211 | 0 | 319 | 1200 | 0 | 465 | 0 | 0 | 0 | 0 | 0 | 0 | 0 | 0 | 0
2040-11-28 | 18 | 12.3 | -14893 | -1272 | -2390 | 0 | 0 | 1105 | 3102 | 0 | 300 | 486 | 53 | 160 | 816 | 3288 | 4790 | 0 | 982 | 13 | 218 | 1221 | 0 | 355 | 1200 | 0 | 465 | 0 | 0 | 0 | 0 | 0 | 0 | 0 | 0 | 0
2040-11-28 | 19 | 12.3 | -15379 | -1330 | -2285 | 0 | 0 | 1742 | 2980 | 0 | 300 | 517 | 53 | 160 | 683 | 3288 | 4799 | 0 | 983 | 0 | 218 | 1229 | 0 | 376 | 1200 | 0 | 465 | 0 | 0 | 0 | 0 | 0 | 0 | 0 | 0 | 0
2040-11-28 | 20 | 12.3 | -15351 | -1384 | -1602 | 0 | 0 | 848 | 2906 | 0 | 300 | 486 | 53 | 160 | 1043 | 3288 | 4782 | 0 | 966 | 0 | 218 | 1227 | 0 | 394 | 1200 | 0 | 465 | 0 | 0 | 0 | 0 | 0 | 0 | 0 | 0 | 0
2040-11-28 | 21 | 12.3 | -15062 | -1442 | -1471 | 0 | 0 | 575 | 2822 | 0 | 300 | 486 | 53 | 160 | 1043 | 3288 | 4783 | 0 | 946 | 0 | 218 | 1223 | 0 | 412 | 1200 | 0 | 465 | 0 | 0 | 0 | 0 | 0 | 0 | 0 | 0 | 0
2040-11-28 | 22 | 12.3 | -14447 | -1505 | -1234 | 0 | 26 | 314 | 2478 | 0 | 300 | 486 | 53 | 160 | 823 | 3288 | 4791 | 0 | 920 | 0 | 218 | 1220 | 0 | 443 | 1200 | 0 | 465 | 0 | 0 | 0 | 0 | 0 | 0 | 0 | 0 | 0
2040-11-28 | 23 | 12.3 | -13738 | -1564 | -1024 | 0 | 68 | 0 | 1913 | 0 | 300 | 486 | 53 | 160 | 823 | 3288 | 4791 | 0 | 903 | 0 | 218 | 1212 | 0 | 445 | 1200 | 0 | 465 | 0 | 0 | 0 | 0 | 0 | 0 | 0 | 0 | 0
2040-11-28 | 24 | 10 | -13149 | -1564 | -840 | 0 | 0 | 0 | 1252 | 0 | 220 | 486 | 53 | 160 | 1032 | 3288 | 4791 | 0 | 881 | 0 | 209 | 1205 | 0 | 311 | 1200 | 0 | 465 | 0 | 0 | 0 | 0 | 0 | 0 | 120 | 0 | 0
2040-11-29 | 1 | 11.5 | -12723 | -1564 | -814 | 0 | 0 | -1245 | 528 | 0 | 220 | 486 | 53 | 160 | 2045 | 3288 | 4798 | 0 | 860 | 0 | 215 | 1190 | 0 | 837 | 1200 | 0 | 465 | 0 | 0 | 0 | 0 | 0 | 0 | 0 | 0 | 0
2040-11-29 | 2 | 11.5 | -12599 | -1626 | -735 | 0 | 0 | -1388 | 528 | 0 | 220 | 486 | 53 | 160 | 2045 | 3288 | 4797 | 0 | 865 | 0 | 212 | 1181 | 0 | 847 | 1200 | 0 | 465 | 0 | 0 | 0 | 0 | 0 | 0 | 0 | 0 | 0
2040-11-29 | 3 | 11.5 | -12657 | -1689 | -630 | 0 | 0 | -1328 | 528 | 0 | 220 | 486 | 53 | 160 | 2045 | 3288 | 4797 | 0 | 849 | 0 | 208 | 1179 | 0 | 825 | 1200 | 0 | 465 | 0 | 0 | 0 | 0 | 0 | 0 | 0 | 0 | 0
2040-11-29 | 4 | 11.5 | -12952 | -1689 | -604 | 0 | 0 | -901 | 528 | 0 | 220 | 486 | 53 | 160 | 2323 | 3288 | 4794 | 0 | 833 | 0 | 210 | 1182 | 0 | 404 | 1200 | 0 | 465 | 0 | 0 | 0 | 0 | 0 | 0 | 0 | 0 | 0
2040-11-29 | 5 | 11.5 | -13802 | -1752 | -604 | 0 | 0 | -351 | 528 | 0 | 220 | 486 | 53 | 160 | 2711 | 3288 | 4787 | 0 | 844 | 0 | 212 | 1178 | 0 | 376 | 1200 | 0 | 465 | 0 | 0 | 0 | 0 | 0 | 0 | 0 | 0 | 0
2040-11-29 | 6 | 15.55 | -14782 | -1752 | -630 | 0 | 0 | 284 | 734 | 0 | 220 | 642 | 53 | 160 | 2763 | 3288 | 4794 | 0 | 830 | 0 | 216 | 1181 | 0 | 334 | 1200 | 0 | 465 | 0 | 0 | 0 | 0 | 0 | 0 | 0 | 0 | 0
2040-11-29 | 7 | 15.55 | -15436 | -1752 | -788 | 0 | 0 | 94 | 1538 | 0 | 220 | 642 | 53 | 160 | 2983 | 3288 | 4787 | 0 | 846 | 0 | 214 | 1184 | 0 | 303 | 1200 | 0 | 465 | 0 | 0 | 0 | 0 | 0 | 0 | 0 | 0 | 0
2040-11-29 | 8 | 15.55 | -16151 | -1820 | -972 | 0 | 0 | 173 | 2166 | 0 | 220 | 642 | 53 | 160 | 2921 | 3288 | 4628 | 0 | 859 | 485 | 215 | 1182 | 0 | 285 | 1200 | 0 | 465 | 0 | 0 | 0 | 0 | 0 | 0 | 0 | 0 | 0
2040-11-29 | 9 | 11.5 | -16506 | -1689 | -1155 | 0 | 0 | -1450 | 2711 | 0 | 0 | 486 | 53 | 160 | 2608 | 3288 | 4628 | 0 | 883 | 2599 | 216 | 1197 | 0 | 307 | 1200 | 0 | 465 | 0 | 0 | 0 | 0 | 0 | 0 | 0 | 0 | 0
2040-11-29 | 10 | 5 | -16907 | -1564 | -1339 | -761 | -332 | -1859 | 2991 | 0 | 0 | 486 | 53 | 160 | 1785 | 3288 | 4464 | 0 | 889 | 5551 | 215 | 1215 | 0 | 0 | 1200 | 0 | 465 | 0 | 0 | 0 | 0 | 0 | 0 | 315 | 0 | 0
2040-11-29 | 11 | 5 | -17201 | -1442 | -1313 | -792 | -476 | -1859 | 3170 | 0 | 0 | 486 | 53 | 160 | 1297 | 3288 | 4116 | 0 | 901 | 7114 | 215 | 618 | 0 | 0 | 1200 | 0 | 465 | 0 | 0 | 0 | 0 | 594 | 0 | 306 | 0 | 0
2040-11-29 | 12 | 2 | -16823 | -1330 | -1129 | -908 | -610 | -1859 | 3170 | 0 | 0 | 486 | 53 | 160 | 953 | 3288 | 4025 | 0 | 919 | 7987 | 0 | 0 | 0 | 0 | 1152 | 0 | 465 | 0 | 0 | 0 | 215 | 1211 | 0 | 322 | 48 | 0
2040-11-29 | 13 | 5 | -16660 | -1272 | -1471 | 0 | 0 | -1859 | 3075 | 0 | 0 | 486 | 53 | 160 | 573 | 3288 | 3773 | 0 | 915 | 7127 | 145 | 0 | 0 | 0 | 1200 | 0 | 465 | 0 | 0 | 0 | 70 | 1209 | 0 | 332 | 0 | 0
2040-11-29 | 14 | 11.5 | -16908 | -1272 | -1444 | 0 | 0 | -661 | 2948 | 0 | 0 | 486 | 53 | 160 | 573 | 3288 | 3673 | 0 | 932 | 4737 | 214 | 1208 | 0 | 347 | 1200 | 0 | 465 | 0 | 0 | 0 | 0 | 0 | 0 | 0 | 0 | 0
2040-11-29 | 15 | 15.55 | -16722 | -1218 | -1287 | 0 | 0 | 829 | 2985 | 0 | 0 | 486 | 53 | 160 | 573 | 3288 | 3532 | 0 | 917 | 2980 | 215 | 1208 | 0 | 335 | 1200 | 0 | 465 | 0 | 0 | 0 | 0 | 0 | 0 | 0 | 0 | 0
2040-11-29 | 16 | 15.55 | -17474 | -1330 | -1707 | 568 | 482 | 1751 | 3207 | 0 | 0 | 784 | 53 | 160 | 1705 | 3288 | 3351 | 0 | 925 | 833 | 215 | 1214 | 0 | 310 | 1200 | 0 | 465 | 0 | 0 | 0 | 0 | 0 | 0 | 0 | 0 | 0
2040-11-29 | 17 | 15.55 | -17820 | -1384 | -2180 | 675 | 508 | 1804 | 4127 | 0 | 0 | 846 | 53 | 160 | 2197 | 3288 | 3343 | 0 | 947 | 22 | 218 | 1211 | 0 | 319 | 1200 | 0 | 465 | 0 | 0 | 0 | 0 | 0 | 0 | 0 | 0 | 0
2040-11-29 | 18 | 15.55 | -17585 | -1505 | -2626 | 634 | 127 | 1804 | 4756 | 0 | 0 | 807 | 53 | 160 | 2342 | 3288 | 3339 | 0 | 934 | 13 | 218 | 1221 | 0 | 355 | 1200 | 0 | 465 | 0 | 0 | 0 | 0 | 0 | 0 | 0 | 0 | 0
2040-11-29 | 19 | 15.55 | -17693 | -1564 | -2521 | 194 | 2 | 1859 | 4555 | 0 | 0 | 807 | 53 | 160 | 2722 | 3288 | 3715 | 0 | 935 | 0 | 218 | 1229 | 0 | 376 | 1200 | 0 | 465 | 0 | 0 | 0 | 0 | 0 | 0 | 0 | 0 | 0
2040-11-29 | 20 | 15.55 | -17189 | -1689 | -1786 | 0 | 0 | 866 | 4222 | 0 | 0 | 685 | 53 | 160 | 2722 | 3288 | 4231 | 0 | 932 | 0 | 218 | 1227 | 0 | 394 | 1200 | 0 | 465 | 0 | 0 | 0 | 0 | 0 | 0 | 0 | 0 | 0
2040-11-29 | 21 | 15.55 | -16620 | -1752 | -1628 | 0 | 0 | 714 | 3794 | 0 | 0 | 607 | 53 | 160 | 2722 | 3288 | 4209 | 0 | 935 | 0 | 218 | 1223 | 0 | 412 | 1200 | 0 | 465 | 0 | 0 | 0 | 0 | 0 | 0 | 0 | 0 | 0
2040-11-29 | 22 | 15.55 | -15664 | -1752 | -1366 | 0 | 0 | 156 | 3207 | 0 | 0 | 517 | 53 | 160 | 2722 | 3288 | 4211 | 0 | 921 | 0 | 218 | 1220 | 0 | 443 | 1200 | 0 | 465 | 0 | 0 | 0 | 0 | 0 | 0 | 0 | 0 | 0
2040-11-29 | 23 | 15.55 | -14709 | -1820 | -1129 | 46 | 0 | 476 | 2410 | 0 | 0 | 500 | 53 | 160 | 2554 | 3288 | 3715 | 0 | 915 | 0 | 218 | 1212 | 0 | 445 | 1200 | 0 | 465 | 0 | 0 | 0 | 0 | 0 | 0 | 0 | 0 | 0
2040-11-29 | 24 | 15.55 | -13918 | -1820 | -919 | 0 | 102 | 112 | 1590 | 0 | 0 | 486 | 53 | 160 | 2533 | 3288 | 3902 | 0 | 920 | 0 | 209 | 1205 | 0 | 431 | 1200 | 0 | 465 | 0 | 0 | 0 | 0 | 0 | 0 | 0 | 0 | 0
2040-11-30 | 1 | 27.63 | -13476 | -1887 | -735 | 0 | 0 | -708 | 750 | 0 | 0 | 517 | 53 | 319 | 3345 | 3288 | 3714 | 0 | 913 | 0 | 215 | 1190 | 0 | 837 | 1200 | 0 | 465 | 0 | 0 | 0 | 0 | 0 | 0 | 0 | 0 | 0
2040-11-30 | 2 | 27.63 | -13224 | -1887 | -657 | 0 | 0 | -726 | 528 | 0 | 0 | 486 | 53 | 335 | 3345 | 3288 | 3619 | 0 | 935 | 0 | 212 | 1181 | 0 | 847 | 1200 | 0 | 465 | 0 | 0 | 0 | 0 | 0 | 0 | 0 | 0 | 0
2040-11-30 | 3 | 27.63 | -13140 | -1954 | -578 | 0 | 0 | -941 | 528 | 0 | 0 | 486 | 53 | 341 | 3345 | 3288 | 3752 | 0 | 943 | 0 | 208 | 1179 | 0 | 825 | 1200 | 0 | 465 | 0 | 0 | 0 | 0 | 0 | 0 | 0 | 0 | 0
2040-11-30 | 4 | 27.63 | -13403 | -2026 | -551 | 0 | 0 | -463 | 528 | 0 | 0 | 517 | 53 | 341 | 3345 | 3288 | 3959 | 0 | 951 | 0 | 210 | 1182 | 0 | 404 | 1200 | 0 | 465 | 0 | 0 | 0 | 0 | 0 | 0 | 0 | 0 | 0
2040-11-30 | 5 | 27.63 | -13928 | -2026 | -525 | 0 | 0 | -221 | 528 | 0 | 0 | 590 | 53 | 341 | 3513 | 3288 | 3998 | 0 | 958 | 0 | 212 | 1178 | 0 | 376 | 1200 | 0 | 465 | 0 | 0 | 0 | 0 | 0 | 0 | 0 | 0 | 0
2040-11-30 | 6 | 27.63 | -14677 | -2098 | -551 | 0 | 0 | -233 | 808 | 0 | 0 | 705 | 53 | 341 | 3828 | 3288 | 4174 | 0 | 966 | 0 | 216 | 1181 | 0 | 334 | 1200 | 0 | 465 | 0 | 0 | 0 | 0 | 0 | 0 | 0 | 0 | 0
2040-11-30 | 7 | 33.57 | -15559 | -2170 | -709 | 0 | 0 | 0 | 1490 | 0 | 0 | 748 | 53 | 341 | 4121 | 3288 | 4060 | 0 | 970 | 0 | 214 | 1184 | 0 | 303 | 1200 | 0 | 465 | 0 | 0 | 0 | 0 | 0 | 0 | 0 | 0 | 0
2040-11-30 | 8 | 27.63 | -16487 | -2170 | -867 | 0 | 0 | -106 | 2214 | 0 | 0 | 728 | 53 | 341 | 3861 | 3288 | 4340 | 0 | 974 | 483 | 215 | 1182 | 0 | 285 | 1200 | 0 | 465 | 0 | 0 | 0 | 0 | 0 | 0 | 0 | 0 | 0
2040-11-30 | 9 | 27.63 | -16934 | -2098 | -1050 | 0 | 0 | -1492 | 2938 | 0 | 0 | 486 | 53 | 341 | 3245 | 3288 | 4090 | 0 | 970 | 2779 | 216 | 1197 | 0 | 307 | 1200 | 0 | 465 | 0 | 0 | 0 | 0 | 0 | 0 | 0 | 0 | 0
2040-11-30 | 10 | 27.63 | -17268 | -1954 | -1234 | 0 | 0 | -1648 | 3260 | 0 | 0 | 486 | 53 | 335 | 819 | 3288 | 3897 | 0 | 954 | 5602 | 215 | 1215 | 0 | 315 | 1200 | 0 | 465 | 0 | 0 | 0 | 0 | 0 | 0 | 0 | 0 | 0
2040-11-30 | 11 | 23.74 | -17546 | -1820 | -1182 | -863 | -199 | -1859 | 3361 | 0 | 0 | 486 | 53 | 227 | 538 | 3288 | 3871 | 0 | 939 | 7307 | 215 | 1212 | 0 | 306 | 1200 | 0 | 465 | 0 | 0 | 0 | 0 | 0 | 0 | 0 | 0 | 0
2040-11-30 | 12 | 5 | -17139 | -1626 | -1024 | -908 | -610 | -1859 | 3308 | 0 | 0 | 486 | 53 | 160 | 538 | 3288 | 3681 | 0 | 939 | 7731 | 215 | 1103 | 0 | 0 | 1200 | 0 | 465 | 0 | 0 | 0 | 0 | 108 | 0 | 322 | 0 | 0
2040-11-30 | 13 | 23.74 | -16901 | -1505 | -1339 | -677 | -610 | -1859 | 3139 | 0 | 0 | 486 | 53 | 227 | 408 | 3288 | 3226 | 0 | 931 | 7712 | 215 | 1209 | 0 | 332 | 1200 | 0 | 465 | 0 | 0 | 0 | 0 | 0 | 0 | 0 | 0 | 0
2040-11-30 | 14 | 27.63 | -16992 | -1442 | -1313 | 0 | 0 | -1459 | 2911 | 0 | 0 | 486 | 53 | 335 | 313 | 3288 | 3008 | 0 | 936 | 6442 | 214 | 1208 | 0 | 347 | 1200 | 0 | 465 | 0 | 0 | 0 | 0 | 0 | 0 | 0 | 0 | 0
2040-11-30 | 15 | 37.34 | -17020 | -1442 | -1182 | 708 | 508 | 400 | 2890 | 0 | 80 | 486 | 53 | 341 | 161 | 3288 | 2479 | 0 | 927 | 3898 | 215 | 1208 | 0 | 335 | 1200 | 0 | 465 | 0 | 0 | 0 | 0 | 0 | 0 | 0 | 0 | 0
2040-11-30 | 16 | 37.34 | -17745 | -1442 | -1549 | 420 | 185 | 1806 | 3155 | 0 | 300 | 836 | 53 | 341 | 2624 | 3288 | 2340 | 0 | 920 | 1066 | 215 | 1214 | 0 | 310 | 1200 | 0 | 465 | 0 | 0 | 0 | 0 | 0 | 0 | 0 | 0 | 0
2040-11-30 | 17 | 37.34 | -18179 | -1626 | -1996 | 380 | 424 | 1806 | 4100 | 0 | 300 | 1160 | 53 | 341 | 3350 | 3288 | 2259 | 0 | 907 | 20 | 218 | 1211 | 0 | 319 | 1200 | 0 | 465 | 0 | 0 | 0 | 0 | 0 | 0 | 0 | 0 | 0
2040-11-30 | 18 | 37.34 | -18064 | -1752 | -2390 | 465 | 2 | 1808 | 4756 | 0 | 300 | 1159 | 53 | 341 | 3350 | 3288 | 2309 | 0 | 904 | 13 | 218 | 1221 | 0 | 355 | 1200 | 0 | 465 | 0 | 0 | 0 | 0 | 0 | 0 | 0 | 0 | 0
2040-11-30 | 19 | 37.34 | -18229 | -1820 | -2285 | 88 | 0 | 1859 | 4645 | 0 | 300 | 1159 | 53 | 341 | 3790 | 3288 | 2413 | 0 | 910 | 0 | 218 | 1229 | 0 | 376 | 1200 | 0 | 465 | 0 | 0 | 0 | 0 | 0 | 0 | 0 | 0 | 0
2040-11-30 | 20 | 37.34 | -17689 | -1887 | -1602 | 0 | 0 | 1018 | 4354 | 0 | 300 | 1022 | 53 | 341 | 4034 | 3288 | 2384 | 0 | 879 | 0 | 218 | 1227 | 0 | 394 | 1200 | 0 | 465 | 0 | 0 | 0 | 0 | 0 | 0 | 0 | 0 | 0
2040-11-30 | 21 | 37.34 | -17049 | -2026 | -1471 | 0 | 0 | 674 | 3974 | 0 | 300 | 807 | 53 | 341 | 4164 | 3288 | 2588 | 0 | 839 | 0 | 218 | 1223 | 0 | 412 | 1200 | 0 | 465 | 0 | 0 | 0 | 0 | 0 | 0 | 0 | 0 | 0
2040-11-30 | 22 | 37.34 | -16084 | -2098 | -1234 | 46 | 0 | 378 | 3424 | 0 | 300 | 784 | 53 | 341 | 4164 | 3288 | 2296 | 0 | 795 | 0 | 218 | 1220 | 0 | 443 | 1200 | 0 | 465 | 0 | 0 | 0 | 0 | 0 | 0 | 0 | 0 | 0
2040-11-30 | 23 | 37.34 | -15035 | -2170 | -1024 | 0 | 102 | 297 | 2653 | 0 | 300 | 784 | 53 | 341 | 4344 | 3288 | 1763 | 0 | 764 | 0 | 218 | 1212 | 0 | 445 | 1200 | 0 | 465 | 0 | 0 | 0 | 0 | 0 | 0 | 0 | 0 | 0
2040-11-30 | 24 | 34.28 | -13986 | -2242 | -840 | 0 | 0 | 0 | 1849 | 0 | 300 | 738 | 53 | 341 | 4597 | 3288 | 1668 | 0 | 722 | 0 | 209 | 1205 | 0 | 431 | 1200 | 0 | 465 | 0 | 0 | 0 | 0 | 0 | 0 | 0 | 0 | 0
2040-12-01 | 1 | 35.65 | -13464 | -2242 | -972 | 0 | 0 | 0 | 528 | 0 | 300 | 920 | 53 | 341 | 5185 | 3288 | 1329 | 0 | 694 | 0 | 210 | 1164 | 0 | 1000 | 1200 | 0 | 465 | 0 | 0 | 0 | 0 | 0 | 0 | 0 | 0 | 0
2040-12-01 | 2 | 37.4 | -13188 | -2395 | -840 | 0 | 0 | 0 | 528 | 0 | 300 | 910 | 53 | 341 | 5353 | 3288 | 991 | 0 | 653 | 0 | 210 | 1155 | 0 | 976 | 1200 | 0 | 465 | 0 | 0 | 0 | 0 | 0 | 0 | 0 | 0 | 0
2040-12-01 | 3 | 38.14 | -13199 | -2471 | -762 | 0 | 0 | 0 | 528 | 0 | 300 | 958 | 53 | 341 | 5579 | 3288 | 808 | 0 | 608 | 0 | 213 | 1154 | 0 | 936 | 1200 | 0 | 465 | 0 | 0 | 0 | 0 | 0 | 0 | 0 | 0 | 0
2040-12-01 | 4 | 39.94 | -13299 | -2471 | -683 | 0 | 0 | 0 | 528 | 0 | 300 | 958 | 53 | 341 | 6242 | 3288 | 712 | 0 | 552 | 0 | 215 | 1152 | 0 | 447 | 1200 | 0 | 465 | 0 | 0 | 0 | 0 | 0 | 0 | 0 | 0 | 0
2040-12-01 | 5 | 41.44 | -13684 | -2548 | -683 | 0 | 0 | 0 | 528 | 0 | 300 | 1007 | 53 | 341 | 6859 | 3288 | 584 | 0 | 502 | 0 | 214 | 1148 | 0 | 425 | 1200 | 0 | 465 | 0 | 0 | 0 | 0 | 0 | 0 | 0 | 0 | 0
2040-12-01 | 6 | 42.6 | -14415 | -2628 | -709 | 0 | 0 | 0 | 528 | 0 | 313 | 1135 | 53 | 341 | 7677 | 3288 | 586 | 0 | 448 | 0 | 208 | 1149 | 0 | 360 | 1200 | 0 | 465 | 0 | 0 | 0 | 0 | 0 | 0 | 0 | 0 | 0
2040-12-01 | 7 | 42.96 | -15266 | -2628 | -788 | 0 | 0 | 0 | 787 | 0 | 313 | 1457 | 53 | 341 | 8210 | 3288 | 492 | 0 | 403 | 0 | 216 | 1157 | 0 | 299 | 1200 | 0 | 465 | 0 | 0 | 0 | 0 | 0 | 0 | 0 | 0 | 0
2040-12-01 | 8 | 43.09 | -16192 | -2548 | -919 | 0 | 0 | 0 | 1432 | 0 | 313 | 1457 | 53 | 341 | 8375 | 3288 | 446 | 0 | 377 | 274 | 216 | 1152 | 0 | 270 | 1200 | 0 | 465 | 0 | 0 | 0 | 0 | 0 | 0 | 0 | 0 | 0
2040-12-01 | 9 | 42.11 | -16912 | -2471 | -1103 | 0 | 0 | 0 | 2161 | 0 | 313 | 1135 | 53 | 341 | 7758 | 3288 | 378 | 0 | 299 | 1419 | 216 | 1161 | 0 | 299 | 1200 | 0 | 465 | 0 | 0 | 0 | 0 | 0 | 0 | 0 | 0 | 0
2040-12-01 | 10 | 41.11 | -17702 | -2318 | -1313 | 0 | 0 | 0 | 2705 | 0 | 313 | 1119 | 53 | 341 | 7282 | 3288 | 286 | 0 | 232 | 2330 | 216 | 1173 | 0 | 329 | 1200 | 0 | 465 | 0 | 0 | 0 | 0 | 0 | 0 | 0 | 0 | 0
2040-12-01 | 11 | 40.98 | -17911 | -2098 | -1182 | 0 | 0 | 0 | 3022 | 0 | 313 | 1105 | 53 | 341 | 7112 | 3288 | 331 | 0 | 153 | 2073 | 216 | 1179 | 0 | 340 | 1200 | 0 | 465 | 0 | 0 | 0 | 0 | 0 | 0 | 0 | 0 | 0
2040-12-01 | 12 | 41.09 | -18060 | -2026 | -1313 | 0 | 0 | 0 | 3192 | 0 | 313 | 1127 | 53 | 341 | 7215 | 3288 | 379 | 0 | 118 | 1958 | 215 | 1187 | 0 | 349 | 1200 | 0 | 465 | 0 | 0 | 0 | 0 | 0 | 0 | 0 | 0 | 0
2040-12-01 | 13 | 42.24 | -18255 | -1954 | -1418 | 0 | 0 | 0 | 3318 | 0 | 313 | 1182 | 53 | 341 | 7781 | 3288 | 551 | 0 | 95 | 1272 | 214 | 1199 | 0 | 355 | 1200 | 0 | 465 | 0 | 0 | 0 | 0 | 0 | 0 | 0 | 0 | 0
2040-12-01 | 14 | 42.58 | -18432 | -1887 | -1471 | 0 | 0 | 0 | 3445 | 0 | 313 | 1259 | 53 | 341 | 7939 | 3288 | 759 | 0 | 96 | 860 | 214 | 1206 | 0 | 351 | 1200 | 0 | 465 | 0 | 0 | 0 | 0 | 0 | 0 | 0 | 0 | 0
2040-12-01 | 15 | 42.91 | -19007 | -1887 | -1523 | 0 | 0 | 0 | 3609 | 0 | 313 | 1457 | 53 | 341 | 8149 | 3288 | 1259 | 0 | 97 | 425 | 216 | 1205 | 0 | 340 | 1200 | 0 | 465 | 0 | 0 | 0 | 0 | 0 | 0 | 0 | 0 | 0
2040-12-01 | 16 | 43.34 | -20250 | -1887 | -1444 | 0 | 0 | 0 | 3968 | 0 | 313 | 1457 | 53 | 341 | 8455 | 3288 | 2011 | 0 | 111 | 210 | 216 | 1209 | 0 | 284 | 1200 | 0 | 465 | 0 | 0 | 0 | 0 | 0 | 0 | 0 | 0 | 0
2040-12-01 | 17 | 42.11 | -20758 | -1887 | -1444 | 0 | 0 | 0 | 4867 | 0 | 300 | 1457 | 53 | 341 | 7369 | 3288 | 2898 | 0 | 133 | 13 | 216 | 1200 | 0 | 289 | 1200 | 0 | 465 | 0 | 0 | 0 | 0 | 0 | 0 | 0 | 0 | 0
2040-12-01 | 18 | 39.22 | -20416 | -1954 | -1471 | 0 | 0 | 0 | 5284 | 0 | 300 | 1119 | 53 | 341 | 5697 | 3288 | 4184 | 0 | 153 | 0 | 217 | 1202 | 0 | 337 | 1200 | 0 | 465 | 0 | 0 | 0 | 0 | 0 | 0 | 0 | 0 | 0
2040-12-01 | 19 | 34.28 | -19682 | -1820 | -1523 | 0 | 0 | 0 | 4962 | 0 | 300 | 1001 | 53 | 341 | 4681 | 3288 | 4770 | 0 | 167 | 0 | 217 | 1202 | 0 | 378 | 1200 | 0 | 465 | 0 | 0 | 0 | 0 | 0 | 0 | 0 | 0 | 0
2040-12-01 | 20 | 25.6 | -18783 | -1820 | -1418 | 0 | 0 | 0 | 4359 | 0 | 300 | 920 | 53 | 341 | 4172 | 3288 | 4859 | 0 | 230 | 0 | 216 | 1205 | 0 | 413 | 1200 | 0 | 465 | 0 | 0 | 0 | 0 | 0 | 0 | 0 | 0 | 0
2040-12-01 | 21 | 23.49 | -17559 | -1752 | -1339 | 0 | 0 | 0 | 3614 | 0 | 300 | 770 | 53 | 233 | 3705 | 3288 | 4868 | 0 | 291 | 0 | 217 | 1209 | 0 | 436 | 1200 | 0 | 465 | 0 | 0 | 0 | 0 | 0 | 0 | 0 | 0 | 0
2040-12-01 | 22 | 24.21 | -16064 | -1752 | -1208 | 0 | 0 | 0 | 2642 | 0 | 300 | 612 | 53 | 254 | 3109 | 3288 | 4868 | 0 | 338 | 0 | 217 | 1211 | 0 | 467 | 1200 | 0 | 465 | 0 | 0 | 0 | 0 | 0 | 0 | 0 | 0 | 0
2040-12-01 | 23 | 23.36 | -14758 | -1752 | -1208 | 0 | 0 | 0 | 1575 | 0 | 300 | 599 | 53 | 203 | 2897 | 3288 | 4868 | 0 | 356 | 0 | 216 | 1194 | 0 | 503 | 1200 | 0 | 465 | 0 | 0 | 0 | 0 | 0 | 0 | 0 | 0 | 0
2040-12-01 | 24 | 27.7 | -13817 | -1752 | -1103 | 0 | 0 | 0 | 576 | 0 | 300 | 599 | 53 | 341 | 2732 | 3288 | 4868 | 0 | 373 | 0 | 212 | 1175 | 0 | 490 | 1200 | 0 | 465 | 0 | 0 | 0 | 0 | 0 | 0 | 0 | 0 | 0
2040-12-02 | 1 | 28.71 | -13508 | -1752 | -1077 | 0 | 0 | -792 | 528 | 0 | 300 | 584 | 53 | 341 | 2741 | 3288 | 4868 | 0 | 386 | 0 | 210 | 1164 | 0 | 1000 | 1200 | 0 | 465 | 0 | 0 | 0 | 0 | 0 | 0 | 0 | 0 | 0
2040-12-02 | 2 | 28.71 | -13410 | -1689 | -919 | 0 | 0 | -712 | 528 | 0 | 300 | 567 | 53 | 341 | 2328 | 3288 | 4910 | 0 | 409 | 0 | 210 | 1155 | 0 | 976 | 1200 | 0 | 465 | 0 | 0 | 0 | 0 | 0 | 0 | 0 | 0 | 0
2040-12-02 | 3 | 28.71 | -13490 | -1689 | -814 | 0 | 0 | -288 | 528 | 0 | 300 | 567 | 53 | 341 | 1875 | 3288 | 4918 | 0 | 443 | 0 | 213 | 1154 | 0 | 936 | 1200 | 0 | 465 | 0 | 0 | 0 | 0 | 0 | 0 | 0 | 0 | 0
2040-12-02 | 4 | 38.81 | -14015 | -1689 | -762 | 0 | 0 | 169 | 528 | 0 | 300 | 584 | 53 | 341 | 2333 | 3288 | 4918 | 0 | 472 | 0 | 215 | 1152 | 0 | 447 | 1200 | 0 | 465 | 0 | 0 | 0 | 0 | 0 | 0 | 0 | 0 | 0
2040-12-02 | 5 | 38.81 | -15278 | -1689 | -735 | 0 | 0 | 71 | 528 | 0 | 300 | 701 | 53 | 341 | 3538 | 3288 | 4926 | 0 | 505 | 0 | 214 | 1148 | 0 | 425 | 1200 | 0 | 465 | 0 | 0 | 0 | 0 | 0 | 0 | 0 | 0 | 0
2040-12-02 | 6 | 38.81 | -17190 | -1689 | -762 | 0 | 0 | 487 | 528 | 0 | 300 | 1108 | 53 | 341 | 4697 | 3288 | 4926 | 0 | 530 | 0 | 208 | 1149 | 0 | 360 | 1200 | 0 | 465 | 0 | 0 | 0 | 0 | 0 | 0 | 0 | 0 | 0
2040-12-02 | 7 | 38.81 | -18516 | -1689 | -867 | 0 | 0 | 587 | 1733 | 0 | 300 | 1135 | 53 | 341 | 4847 | 3288 | 4926 | 0 | 524 | 0 | 216 | 1157 | 0 | 299 | 1200 | 0 | 465 | 0 | 0 | 0 | 0 | 0 | 0 | 0 | 0 | 0
2040-12-02 | 8 | 38.81 | -19041 | -1626 | -998 | 0 | 0 | 11 | 2679 | 0 | 300 | 1001 | 53 | 341 | 5037 | 3288 | 4900 | 0 | 534 | 217 | 216 | 1152 | 0 | 270 | 1200 | 0 | 465 | 0 | 0 | 0 | 0 | 0 | 0 | 0 | 0 | 0
2040-12-02 | 9 | 29.8 | -19394 | -1689 | -1234 | 0 | 0 | 0 | 3229 | 0 | 300 | 878 | 53 | 341 | 4276 | 3288 | 4863 | 0 | 516 | 1233 | 216 | 1161 | 0 | 299 | 1200 | 0 | 465 | 0 | 0 | 0 | 0 | 0 | 0 | 0 | 0 | 0
2040-12-02 | 10 | 26.76 | -19926 | -1626 | -1444 | 0 | 0 | -654 | 3572 | 0 | 300 | 636 | 53 | 341 | 4190 | 3288 | 4863 | 0 | 469 | 2556 | 216 | 1173 | 0 | 329 | 1200 | 0 | 465 | 0 | 0 | 0 | 0 | 0 | 0 | 0 | 0 | 0
2040-12-02 | 11 | 26.76 | -20012 | -1626 | -1313 | 0 | 0 | -1575 | 3852 | 0 | 300 | 567 | 53 | 341 | 3808 | 3288 | 4863 | 0 | 455 | 3599 | 216 | 1179 | 0 | 340 | 1200 | 0 | 465 | 0 | 0 | 0 | 0 | 0 | 0 | 0 | 0 | 0
2040-12-02 | 12 | 26.76 | -19904 | -1626 | -1444 | 0 | 0 | -1133 | 3995 | 0 | 300 | 584 | 53 | 341 | 3808 | 3288 | 4841 | 0 | 466 | 3015 | 215 | 1187 | 0 | 349 | 1200 | 0 | 465 | 0 | 0 | 0 | 0 | 0 | 0 | 0 | 0 | 0
2040-12-02 | 13 | 26.76 | -19876 | -1626 | -1576 | 0 | 0 | -1082 | 4000 | 0 | 300 | 584 | 53 | 341 | 3713 | 3288 | 4833 | 0 | 475 | 3140 | 214 | 1199 | 0 | 355 | 1200 | 0 | 465 | 0 | 0 | 0 | 0 | 0 | 0 | 0 | 0 | 0
2040-12-02 | 14 | 26.76 | -19672 | -1564 | -1628 | 0 | 0 | -363 | 3974 | 0 | 300 | 612 | 53 | 341 | 3709 | 3288 | 4831 | 0 | 483 | 2200 | 214 | 1206 | 0 | 351 | 1200 | 0 | 465 | 0 | 0 | 0 | 0 | 0 | 0 | 0 | 0 | 0
2040-12-02 | 15 | 36.17 | -19810 | -1564 | -1681 | 0 | 0 | 104 | 3868 | 0 | 300 | 958 | 53 | 341 | 4241 | 3288 | 4831 | 0 | 477 | 1167 | 216 | 1205 | 0 | 340 | 1200 | 0 | 465 | 0 | 0 | 0 | 0 | 0 | 0 | 0 | 0 | 0
2040-12-02 | 16 | 36.17 | -20880 | -1626 | -1602 | 0 | 0 | 1416 | 3958 | 0 | 300 | 1135 | 53 | 341 | 4486 | 3288 | 4831 | 0 | 483 | 443 | 216 | 1209 | 0 | 284 | 1200 | 0 | 465 | 0 | 0 | 0 | 0 | 0 | 0 | 0 | 0 | 0
2040-12-02 | 17 | 36.17 | -21622 | -1689 | -1576 | 0 | 0 | 1442 | 4740 | 0 | 300 | 1227 | 53 | 341 | 4778 | 3288 | 4839 | 0 | 501 | 8 | 216 | 1200 | 0 | 289 | 1200 | 0 | 465 | 0 | 0 | 0 | 0 | 0 | 0 | 0 | 0 | 0
2040-12-02 | 18 | 36.17 | -21175 | -1689 | -1628 | 0 | 0 | 556 | 5284 | 0 | 300 | 1119 | 53 | 341 | 4749 | 3288 | 4846 | 0 | 535 | 0 | 217 | 1202 | 0 | 337 | 1200 | 0 | 465 | 0 | 0 | 0 | 0 | 0 | 0 | 0 | 0 | 0
2040-12-02 | 19 | 36.17 | -20534 | -1752 | -1681 | 0 | 0 | 39 | 5030 | 0 | 300 | 1018 | 53 | 341 | 5019 | 3288 | 4838 | 0 | 577 | 0 | 217 | 1202 | 0 | 378 | 1200 | 0 | 465 | 0 | 0 | 0 | 0 | 0 | 0 | 0 | 0 | 0
2040-12-02 | 20 | 27.7 | -19541 | -1820 | -1576 | 0 | 0 | 0 | 4565 | 0 | 300 | 958 | 53 | 335 | 4474 | 3288 | 4830 | 0 | 634 | 0 | 216 | 1205 | 0 | 413 | 1200 | 0 | 465 | 0 | 0 | 0 | 0 | 0 | 0 | 0 | 0 | 0
2040-12-02 | 21 | 21.94 | -18182 | -1887 | -1471 | 0 | 0 | 0 | 3847 | 0 | 300 | 839 | 53 | 175 | 4035 | 3288 | 4830 | 0 | 645 | 0 | 217 | 1209 | 0 | 436 | 1200 | 0 | 465 | 0 | 0 | 0 | 0 | 0 | 0 | 0 | 0 | 0
2040-12-02 | 22 | 20.5 | -16442 | -1887 | -1339 | 0 | 0 | -102 | 2816 | 0 | 300 | 612 | 53 | 160 | 3493 | 3288 | 4830 | 0 | 659 | 0 | 217 | 1211 | 0 | 467 | 1200 | 0 | 465 | 0 | 0 | 0 | 0 | 0 | 0 | 0 | 0 | 0
2040-12-02 | 23 | 21.94 | -15082 | -1954 | -1339 | 0 | 0 | 0 | 1654 | 0 | 300 | 612 | 53 | 175 | 3255 | 3288 | 4808 | 0 | 652 | 0 | 216 | 1194 | 0 | 503 | 1200 | 0 | 465 | 0 | 0 | 0 | 0 | 0 | 0 | 0 | 0 | 0
2040-12-02 | 24 | 27.7 | -14507 | -1954 | -1208 | 0 | 0 | 76 | 634 | 0 | 300 | 632 | 53 | 335 | 3331 | 3288 | 4814 | 0 | 664 | 0 | 212 | 1175 | 0 | 490 | 1200 | 0 | 465 | 0 | 0 | 0 | 0 | 0 | 0 | 0 | 0 | 0
2040-12-03 | 1 | 29.64 | -14145 | -1954 | -814 | 0 | 0 | -1080 | 528 | 0 | 300 | 599 | 53 | 341 | 3387 | 3288 | 4806 | 0 | 651 | 0 | 210 | 1164 | 0 | 1000 | 1200 | 0 | 465 | 0 | 0 | 0 | 0 | 0 | 0 | 0 | 0 | 0
2040-12-03 | 2 | 29.64 | -13972 | -1887 | -735 | 0 | 0 | -601 | 528 | 0 | 300 | 578 | 53 | 341 | 2613 | 3288 | 4806 | 0 | 681 | 0 | 210 | 1155 | 0 | 976 | 1200 | 0 | 465 | 0 | 0 | 0 | 0 | 0 | 0 | 0 | 0 | 0
2040-12-03 | 3 | 29.64 | -14094 | -1954 | -630 | 0 | 0 | -118 | 528 | 0 | 300 | 584 | 53 | 341 | 2328 | 3288 | 4715 | 0 | 690 | 0 | 213 | 1154 | 0 | 936 | 1200 | 0 | 465 | 0 | 0 | 0 | 0 | 0 | 0 | 0 | 0 | 0
2040-12-03 | 4 | 39.26 | -14497 | -1887 | -604 | 0 | 0 | 0 | 528 | 0 | 300 | 599 | 53 | 341 | 2870 | 3288 | 4801 | 0 | 729 | 0 | 215 | 1152 | 0 | 447 | 1200 | 0 | 465 | 0 | 0 | 0 | 0 | 0 | 0 | 0 | 0 | 0
2040-12-03 | 5 | 40.06 | -15724 | -1954 | -604 | 0 | 0 | 41 | 528 | 0 | 300 | 834 | 53 | 341 | 3903 | 3288 | 4815 | 0 | 726 | 0 | 214 | 1148 | 0 | 425 | 1200 | 0 | 465 | 0 | 0 | 0 | 0 | 0 | 0 | 0 | 0 | 0
2040-12-03 | 6 | 40.06 | -17290 | -1954 | -630 | 0 | 0 | 722 | 719 | 0 | 300 | 1026 | 53 | 341 | 4487 | 3288 | 4822 | 0 | 735 | 0 | 208 | 1149 | 0 | 360 | 1200 | 0 | 465 | 0 | 0 | 0 | 0 | 0 | 0 | 0 | 0 | 0
2040-12-03 | 7 | 40.06 | -18476 | -1954 | -788 | 0 | 0 | 568 | 1913 | 0 | 300 | 1068 | 53 | 341 | 4769 | 3288 | 4822 | 0 | 759 | 0 | 216 | 1157 | 0 | 299 | 1200 | 0 | 465 | 0 | 0 | 0 | 0 | 0 | 0 | 0 | 0 | 0
2040-12-03 | 8 | 39.26 | -19220 | -1887 | -972 | 0 | 0 | 0 | 2801 | 0 | 300 | 1001 | 53 | 341 | 5258 | 3288 | 4820 | 0 | 799 | 115 | 216 | 1152 | 0 | 270 | 1200 | 0 | 465 | 0 | 0 | 0 | 0 | 0 | 0 | 0 | 0 | 0
2040-12-03 | 9 | 34.28 | -19541 | -1887 | -1155 | 0 | 0 | 0 | 3429 | 0 | 300 | 1001 | 53 | 341 | 4841 | 3288 | 4803 | 0 | 799 | 387 | 216 | 1161 | 0 | 299 | 1200 | 0 | 465 | 0 | 0 | 0 | 0 | 0 | 0 | 0 | 0 | 0
2040-12-03 | 10 | 32.18 | -19912 | -1887 | -1339 | 0 | 0 | 0 | 3767 | 0 | 300 | 958 | 53 | 341 | 4671 | 3288 | 4802 | 0 | 791 | 784 | 216 | 1173 | 0 | 329 | 1200 | 0 | 465 | 0 | 0 | 0 | 0 | 0 | 0 | 0 | 0 | 0
2040-12-03 | 11 | 24.84 | -20275 | -1820 | -1313 | 0 | 0 | -417 | 3963 | 0 | 300 | 801 | 53 | 341 | 4257 | 3288 | 4802 | 0 | 798 | 1822 | 216 | 1179 | 0 | 340 | 1200 | 0 | 465 | 0 | 0 | 0 | 0 | 0 | 0 | 0 | 0 | 0
2040-12-03 | 12 | 23.29 | -19979 | -1752 | -1129 | 0 | -457 | -1859 | 4042 | 0 | 300 | 567 | 53 | 192 | 3677 | 3288 | 4800 | 0 | 807 | 4033 | 215 | 1187 | 0 | 349 | 1200 | 0 | 465 | 0 | 0 | 0 | 0 | 0 | 0 | 0 | 0 | 0
2040-12-03 | 13 | 24.84 | -19924 | -1689 | -1471 | 0 | 0 | -1237 | 4011 | 0 | 300 | 567 | 53 | 341 | 3768 | 3288 | 4799 | 0 | 831 | 2929 | 214 | 1199 | 0 | 355 | 1200 | 0 | 465 | 0 | 0 | 0 | 0 | 0 | 0 | 0 | 0 | 0
2040-12-03 | 14 | 24.84 | -19868 | -1626 | -1444 | 0 | 0 | -819 | 3915 | 0 | 300 | 599 | 53 | 341 | 3763 | 3288 | 4780 | 0 | 872 | 2409 | 214 | 1206 | 0 | 351 | 1200 | 0 | 465 | 0 | 0 | 0 | 0 | 0 | 0 | 0 | 0 | 0
2040-12-03 | 15 | 24.84 | -19541 | -1626 | -1287 | 0 | 0 | -275 | 3767 | 0 | 300 | 632 | 53 | 341 | 3763 | 3288 | 4785 | 0 | 891 | 1482 | 216 | 1205 | 0 | 340 | 1200 | 0 | 465 | 0 | 0 | 0 | 0 | 0 | 0 | 0 | 0 | 0
2040-12-03 | 16 | 33.57 | -20235 | -1564 | -1707 | 0 | 0 | 1015 | 3773 | 0 | 300 | 1026 | 53 | 341 | 4213 | 3288 | 4790 | 0 | 888 | 444 | 216 | 1209 | 0 | 284 | 1200 | 0 | 465 | 0 | 0 | 0 | 0 | 0 | 0 | 0 | 0 | 0
2040-12-03 | 17 | 33.57 | -20755 | -1564 | -2180 | 0 | 284 | 1147 | 4587 | 0 | 300 | 1135 | 53 | 341 | 4313 | 3288 | 4802 | 0 | 863 | 15 | 216 | 1200 | 0 | 289 | 1200 | 0 | 465 | 0 | 0 | 0 | 0 | 0 | 0 | 0 | 0 | 0
2040-12-03 | 18 | 33.57 | -20501 | -1626 | -2626 | 0 | 7 | 640 | 5284 | 0 | 300 | 1119 | 53 | 341 | 4630 | 3288 | 4800 | 0 | 870 | 0 | 217 | 1202 | 0 | 337 | 1200 | 0 | 465 | 0 | 0 | 0 | 0 | 0 | 0 | 0 | 0 | 0
2040-12-03 | 19 | 33.57 | -20495 | -1689 | -2521 | 0 | 102 | 607 | 5073 | 0 | 300 | 1125 | 53 | 341 | 4630 | 3288 | 4806 | 0 | 919 | 0 | 217 | 1202 | 0 | 378 | 1200 | 0 | 465 | 0 | 0 | 0 | 0 | 0 | 0 | 0 | 0 | 0
2040-12-03 | 20 | 30.24 | -19681 | -1752 | -1786 | 0 | 0 | 0 | 4624 | 0 | 300 | 958 | 53 | 341 | 4495 | 3288 | 4790 | 0 | 871 | 0 | 216 | 1205 | 0 | 413 | 1200 | 0 | 465 | 0 | 0 | 0 | 0 | 0 | 0 | 0 | 0 | 0
2040-12-03 | 21 | 23.37 | -18380 | -1752 | -1628 | 0 | 0 | 0 | 3942 | 0 | 300 | 811 | 53 | 229 | 3962 | 3288 | 4787 | 0 | 860 | 0 | 217 | 1209 | 0 | 436 | 1200 | 0 | 465 | 0 | 0 | 0 | 0 | 0 | 0 | 0 | 0 | 0
2040-12-03 | 22 | 23.49 | -16791 | -1820 | -1366 | 0 | 0 | 0 | 2906 | 0 | 300 | 612 | 53 | 218 | 3387 | 3288 | 4794 | 0 | 857 | 0 | 217 | 1211 | 0 | 467 | 1200 | 0 | 465 | 0 | 0 | 0 | 0 | 0 | 0 | 0 | 0 | 0
2040-12-03 | 23 | 22.05 | -15457 | -1887 | -1129 | 0 | 0 | -24 | 1696 | 0 | 300 | 612 | 53 | 181 | 3174 | 3288 | 4754 | 0 | 860 | 0 | 216 | 1194 | 0 | 503 | 1200 | 0 | 465 | 0 | 0 | 0 | 0 | 0 | 0 | 0 | 0 | 0
2040-12-03 | 24 | 29.8 | -14613 | -1887 | -919 | 0 | 0 | 18 | 639 | 0 | 300 | 612 | 53 | 341 | 3291 | 3288 | 4471 | 0 | 863 | 0 | 212 | 1175 | 0 | 490 | 1200 | 0 | 465 | 0 | 0 | 0 | 0 | 0 | 0 | 0 | 0 | 0
2040-12-04 | 1 | 33.4 | -14124 | -1887 | -814 | 0 | 0 | -836 | 528 | 0 | 300 | 612 | 53 | 341 | 3436 | 3288 | 4214 | 0 | 849 | 0 | 210 | 1164 | 0 | 1000 | 1200 | 0 | 465 | 0 | 0 | 0 | 0 | 0 | 0 | 0 | 0 | 0
2040-12-04 | 2 | 37.34 | -13995 | -1954 | -735 | 0 | 0 | 0 | 528 | 0 | 300 | 632 | 53 | 341 | 3527 | 3288 | 3169 | 0 | 840 | 0 | 210 | 1155 | 0 | 976 | 1200 | 0 | 465 | 0 | 0 | 0 | 0 | 0 | 0 | 0 | 0 | 0
2040-12-04 | 3 | 40.06 | -14045 | -1954 | -630 | 0 | 0 | 0 | 528 | 0 | 300 | 763 | 53 | 341 | 4163 | 3288 | 2410 | 0 | 815 | 0 | 213 | 1154 | 0 | 936 | 1200 | 0 | 465 | 0 | 0 | 0 | 0 | 0 | 0 | 0 | 0 | 0
2040-12-04 | 4 | 40.98 | -14560 | -1954 | -604 | 0 | 0 | 0 | 528 | 0 | 300 | 928 | 53 | 341 | 5431 | 3288 | 1969 | 0 | 801 | 0 | 215 | 1152 | 0 | 447 | 1200 | 0 | 465 | 0 | 0 | 0 | 0 | 0 | 0 | 0 | 0 | 0
2040-12-04 | 5 | 41.44 | -15947 | -1954 | -604 | 0 | 0 | 0 | 528 | 0 | 313 | 1135 | 53 | 341 | 6567 | 3288 | 2088 | 0 | 740 | 0 | 214 | 1148 | 0 | 425 | 1200 | 0 | 465 | 0 | 0 | 0 | 0 | 0 | 0 | 0 | 0 | 0
2040-12-04 | 6 | 43.63 | -18138 | -1954 | -630 | 0 | 0 | 0 | 1374 | 0 | 313 | 1457 | 53 | 341 | 8332 | 3288 | 1514 | 0 | 669 | 0 | 208 | 1149 | 0 | 360 | 1200 | 0 | 465 | 0 | 0 | 0 | 0 | 0 | 0 | 0 | 0 | 0
2040-12-04 | 7 | 42.91 | -19222 | -1954 | -788 | 0 | 0 | 0 | 3065 | 0 | 313 | 1457 | 53 | 341 | 8373 | 3288 | 1132 | 0 | 605 | 0 | 216 | 1157 | 0 | 299 | 1200 | 0 | 465 | 0 | 0 | 0 | 0 | 0 | 0 | 0 | 0 | 0
2040-12-04 | 8 | 42.13 | -19310 | -1954 | -972 | 0 | 0 | 0 | 3952 | 0 | 313 | 1410 | 53 | 341 | 8001 | 3288 | 918 | 0 | 494 | 162 | 216 | 1152 | 0 | 270 | 1200 | 0 | 465 | 0 | 0 | 0 | 0 | 0 | 0 | 0 | 0 | 0
2040-12-04 | 9 | 42.13 | -19296 | -1954 | -1155 | 0 | 0 | 0 | 4127 | 0 | 313 | 1182 | 53 | 341 | 8000 | 3288 | 647 | 0 | 392 | 721 | 216 | 1161 | 0 | 299 | 1200 | 0 | 465 | 0 | 0 | 0 | 0 | 0 | 0 | 0 | 0 | 0
2040-12-04 | 10 | 40.98 | -19392 | -1820 | -1339 | 0 | 0 | 0 | 4143 | 0 | 313 | 1135 | 53 | 341 | 7246 | 3288 | 561 | 0 | 292 | 1796 | 216 | 1173 | 0 | 329 | 1200 | 0 | 465 | 0 | 0 | 0 | 0 | 0 | 0 | 0 | 0 | 0
2040-12-04 | 11 | 39.9 | -19511 | -1689 | -1313 | 0 | 0 | 0 | 4100 | 0 | 313 | 1001 | 53 | 341 | 6724 | 3288 | 529 | 0 | 234 | 2529 | 216 | 1179 | 0 | 340 | 1200 | 0 | 465 | 0 | 0 | 0 | 0 | 0 | 0 | 0 | 0 | 0
2040-12-04 | 12 | 38.05 | -19093 | -1626 | -1129 | 0 | 0 | 0 | 4011 | 0 | 313 | 878 | 53 | 341 | 6014 | 3288 | 542 | 0 | 208 | 2785 | 215 | 1187 | 0 | 349 | 1200 | 0 | 465 | 0 | 0 | 0 | 0 | 0 | 0 | 0 | 0 | 0
2040-12-04 | 13 | 36.96 | -19151 | -1564 | -1471 | 0 | 0 | 0 | 3894 | 0 | 300 | 811 | 53 | 341 | 5662 | 3288 | 573 | 0 | 182 | 3648 | 214 | 1199 | 0 | 355 | 1200 | 0 | 465 | 0 | 0 | 0 | 0 | 0 | 0 | 0 | 0 | 0
2040-12-04 | 14 | 39.11 | -19150 | -1442 | -1444 | 0 | 0 | 0 | 3836 | 0 | 300 | 920 | 53 | 341 | 6085 | 3288 | 475 | 0 | 168 | 3134 | 214 | 1206 | 0 | 351 | 1200 | 0 | 465 | 0 | 0 | 0 | 0 | 0 | 0 | 0 | 0 | 0
2040-12-04 | 15 | 39.87 | -18901 | -1442 | -1287 | 0 | 0 | 0 | 3720 | 0 | 300 | 958 | 53 | 341 | 6320 | 3288 | 394 | 0 | 112 | 2719 | 216 | 1205 | 0 | 340 | 1200 | 0 | 465 | 0 | 0 | 0 | 0 | 0 | 0 | 0 | 0 | 0
2040-12-04 | 16 | 45.13 | -19587 | -1442 | -1707 | 0 | 0 | 221 | 3831 | 0 | 300 | 1457 | 53 | 341 | 9132 | 3288 | 337 | 0 | 109 | 293 | 216 | 1209 | 0 | 284 | 1200 | 0 | 465 | 0 | 0 | 0 | 0 | 0 | 0 | 0 | 0 | 0
2040-12-04 | 17 | 45.13 | -19959 | -1442 | -2180 | 0 | 0 | 375 | 4666 | 0 | 300 | 1457 | 53 | 341 | 9318 | 3288 | 306 | 0 | 98 | 8 | 216 | 1200 | 0 | 289 | 1200 | 0 | 465 | 0 | 0 | 0 | 0 | 0 | 0 | 0 | 0 | 0
2040-12-04 | 18 | 45.13 | -19885 | -1505 | -2626 | 0 | 0 | 22 | 5284 | 0 | 300 | 1457 | 53 | 341 | 9305 | 3288 | 417 | 0 | 127 | 0 | 217 | 1202 | 0 | 337 | 1200 | 0 | 465 | 0 | 0 | 0 | 0 | 0 | 0 | 0 | 0 | 0
2040-12-04 | 19 | 44.56 | -19975 | -1505 | -2521 | 0 | 0 | 0 | 5152 | 0 | 300 | 1457 | 53 | 341 | 9277 | 3288 | 510 | 0 | 161 | 0 | 217 | 1202 | 0 | 378 | 1200 | 0 | 465 | 0 | 0 | 0 | 0 | 0 | 0 | 0 | 0 | 0
2040-12-04 | 20 | 42.58 | -19412 | -1564 | -1786 | 0 | 0 | 0 | 4756 | 0 | 300 | 1457 | 53 | 341 | 8109 | 3288 | 823 | 0 | 135 | 0 | 216 | 1205 | 0 | 413 | 1200 | 0 | 465 | 0 | 0 | 0 | 0 | 0 | 0 | 0 | 0 | 0
2040-12-04 | 21 | 40.69 | -18282 | -1505 | -1628 | 0 | 0 | 0 | 4185 | 0 | 300 | 1135 | 53 | 341 | 7105 | 3288 | 1375 | 0 | 106 | 0 | 217 | 1209 | 0 | 436 | 1200 | 0 | 465 | 0 | 0 | 0 | 0 | 0 | 0 | 0 | 0 | 0
2040-12-04 | 22 | 38.81 | -16670 | -1505 | -1366 | 0 | 0 | 0 | 3181 | 0 | 300 | 1001 | 53 | 341 | 5989 | 3288 | 1722 | 0 | 105 | 0 | 217 | 1211 | 0 | 467 | 1200 | 0 | 465 | 0 | 0 | 0 | 0 | 0 | 0 | 0 | 0 | 0
2040-12-04 | 23 | 37.4 | -15321 | -1564 | -1129 | 0 | 0 | 0 | 1892 | 0 | 300 | 958 | 53 | 341 | 5601 | 3288 | 1878 | 0 | 125 | 0 | 216 | 1194 | 0 | 503 | 1200 | 0 | 465 | 0 | 0 | 0 | 0 | 0 | 0 | 0 | 0 | 0
2040-12-04 | 24 | 38.05 | -14282 | -1564 | -919 | 0 | 0 | 0 | 787 | 0 | 300 | 958 | 53 | 341 | 5553 | 3288 | 1805 | 0 | 138 | 0 | 212 | 1175 | 0 | 490 | 1200 | 0 | 465 | 0 | 0 | 0 | 0 | 0 | 0 | 0 | 0 | 0
2040-12-05 | 1 | 35.65 | -13800 | -1689 | -814 | 0 | 0 | 0 | 528 | 0 | 300 | 958 | 53 | 341 | 5108 | 3288 | 1519 | 0 | 168 | 0 | 210 | 1164 | 0 | 1000 | 1200 | 0 | 465 | 0 | 0 | 0 | 0 | 0 | 0 | 0 | 0 | 0
2040-12-05 | 2 | 37.4 | -13676 | -1689 | -735 | 0 | 0 | 0 | 528 | 0 | 300 | 958 | 53 | 341 | 5328 | 3288 | 1127 | 0 | 171 | 0 | 210 | 1155 | 0 | 976 | 1200 | 0 | 465 | 0 | 0 | 0 | 0 | 0 | 0 | 0 | 0 | 0
2040-12-05 | 3 | 38.05 | -13697 | -1689 | -630 | 0 | 0 | 0 | 528 | 0 | 300 | 931 | 53 | 341 | 5439 | 3288 | 1012 | 0 | 156 | 0 | 213 | 1154 | 0 | 936 | 1200 | 0 | 465 | 0 | 0 | 0 | 0 | 0 | 0 | 0 | 0 | 0
2040-12-05 | 4 | 40.31 | -14227 | -1752 | -604 | 0 | 0 | 0 | 528 | 0 | 300 | 1001 | 53 | 341 | 6363 | 3288 | 1059 | 0 | 171 | 0 | 215 | 1152 | 0 | 447 | 1200 | 0 | 465 | 0 | 0 | 0 | 0 | 0 | 0 | 0 | 0 | 0
2040-12-05 | 5 | 42.91 | -15655 | -1752 | -604 | 0 | 0 | 0 | 528 | 0 | 300 | 1137 | 53 | 341 | 7546 | 3288 | 1200 | 0 | 166 | 0 | 214 | 1148 | 0 | 425 | 1200 | 0 | 465 | 0 | 0 | 0 | 0 | 0 | 0 | 0 | 0 | 0
2040-12-05 | 6 | 45 | -17886 | -1752 | -630 | 0 | 0 | 0 | 1115 | 0 | 313 | 1457 | 53 | 341 | 8963 | 3288 | 1187 | 0 | 168 | 0 | 208 | 1149 | 0 | 360 | 1200 | 0 | 465 | 0 | 0 | 0 | 0 | 0 | 0 | 0 | 0 | 0
2040-12-05 | 7 | 42.96 | -18962 | -1752 | -788 | 0 | 0 | 0 | 2853 | 0 | 313 | 1457 | 53 | 341 | 8381 | 3288 | 1293 | 0 | 185 | 0 | 216 | 1157 | 0 | 299 | 1200 | 0 | 465 | 0 | 0 | 0 | 0 | 0 | 0 | 0 | 0 | 0
2040-12-05 | 8 | 41.44 | -18940 | -1752 | -972 | 0 | 0 | 0 | 3736 | 0 | 313 | 1182 | 53 | 341 | 7558 | 3288 | 1449 | 0 | 213 | 228 | 216 | 1152 | 0 | 270 | 1200 | 0 | 465 | 0 | 0 | 0 | 0 | 0 | 0 | 0 | 0 | 0
2040-12-05 | 9 | 38.05 | -18825 | -1752 | -1155 | 0 | 0 | 0 | 3836 | 0 | 313 | 983 | 53 | 341 | 5993 | 3288 | 1738 | 0 | 237 | 1610 | 216 | 1161 | 0 | 299 | 1200 | 0 | 465 | 0 | 0 | 0 | 0 | 0 | 0 | 0 | 0 | 0
2040-12-05 | 10 | 35.22 | -18907 | -1505 | -1339 | -118 | -205 | -706 | 3699 | 0 | 313 | 584 | 53 | 341 | 5137 | 3288 | 2157 | 0 | 236 | 3589 | 216 | 1173 | 0 | 329 | 1200 | 0 | 465 | 0 | 0 | 0 | 0 | 0 | 0 | 0 | 0 | 0
2040-12-05 | 11 | 35.22 | -19024 | -1330 | -1313 | -182 | -410 | -1782 | 3614 | 0 | 313 | 567 | 53 | 341 | 4539 | 3288 | 2256 | 0 | 256 | 5412 | 216 | 1179 | 0 | 340 | 1200 | 0 | 465 | 0 | 0 | 0 | 0 | 0 | 0 | 0 | 0 | 0
2040-12-05 | 12 | 35.22 | -18665 | -1272 | -1129 | 0 | -600 | -1192 | 3524 | 0 | 313 | 567 | 53 | 341 | 2956 | 3288 | 2951 | 0 | 295 | 5153 | 215 | 1187 | 0 | 349 | 1200 | 0 | 465 | 0 | 0 | 0 | 0 | 0 | 0 | 0 | 0 | 0
2040-12-05 | 13 | 35.22 | -18702 | -1164 | -1471 | 0 | -203 | -389 | 3413 | 0 | 313 | 567 | 53 | 341 | 1762 | 3288 | 3480 | 0 | 350 | 4928 | 214 | 1199 | 0 | 355 | 1200 | 0 | 465 | 0 | 0 | 0 | 0 | 0 | 0 | 0 | 0 | 0
2040-12-05 | 14 | 42.53 | -18823 | -1164 | -1444 | 0 | 0 | 0 | 3429 | 0 | 300 | 567 | 53 | 341 | 2718 | 3288 | 3670 | 0 | 374 | 3254 | 214 | 1206 | 0 | 351 | 1200 | 0 | 465 | 0 | 0 | 0 | 0 | 0 | 0 | 0 | 0 | 0
2040-12-05 | 15 | 47.6 | -18680 | -1218 | -1287 | 0 | 102 | 389 | 3445 | 0 | 300 | 632 | 53 | 341 | 3249 | 3288 | 3744 | 0 | 416 | 1798 | 216 | 1205 | 0 | 340 | 1200 | 0 | 465 | 0 | 0 | 0 | 0 | 0 | 0 | 0 | 0 | 0
2040-12-05 | 16 | 50.69 | -19412 | -1218 | -1707 | 257 | 508 | 1744 | 3630 | 90 | 300 | 1002 | 53 | 360 | 2911 | 3288 | 3857 | 0 | 513 | 449 | 216 | 1209 | 0 | 284 | 1200 | 0 | 465 | 0 | 0 | 0 | 0 | 0 | 0 | 0 | 0 | 0
2040-12-05 | 17 | 47.6 | -19893 | -1330 | -2180 | 0 | 610 | 877 | 4592 | 0 | 300 | 1055 | 53 | 341 | 4024 | 3288 | 4282 | 0 | 597 | 13 | 216 | 1200 | 0 | 289 | 1200 | 0 | 465 | 0 | 0 | 0 | 0 | 0 | 0 | 0 | 0 | 0
2040-12-05 | 18 | 44.56 | -19819 | -1384 | -2626 | 0 | 0 | 0 | 5284 | 0 | 300 | 1001 | 53 | 341 | 4851 | 3288 | 4629 | 0 | 660 | 0 | 217 | 1202 | 0 | 337 | 1200 | 0 | 465 | 0 | 0 | 0 | 0 | 0 | 0 | 0 | 0 | 0
2040-12-05 | 19 | 38.05 | -19998 | -1442 | -2521 | 0 | 0 | 0 | 5194 | 0 | 300 | 1001 | 53 | 335 | 4932 | 3288 | 4725 | 0 | 671 | 0 | 217 | 1202 | 0 | 378 | 1200 | 0 | 465 | 0 | 0 | 0 | 0 | 0 | 0 | 0 | 0 | 0
2040-12-05 | 20 | 24.21 | -19404 | -1505 | -1786 | 0 | 0 | 0 | 4861 | 0 | 300 | 861 | 53 | 263 | 4099 | 3288 | 4804 | 0 | 666 | 0 | 216 | 1205 | 0 | 413 | 1200 | 0 | 465 | 0 | 0 | 0 | 0 | 0 | 0 | 0 | 0 | 0
2040-12-05 | 21 | 10 | -18366 | -1564 | -1628 | 0 | 0 | 0 | 4349 | 0 | 300 | 655 | 53 | 160 | 3906 | 3288 | 4829 | 0 | 715 | 0 | 217 | 1209 | 0 | 212 | 1200 | 0 | 465 | 0 | 0 | 0 | 0 | 0 | 0 | 224 | 0 | 0
2040-12-05 | 22 | 5 | -16918 | -1626 | -1366 | 0 | 0 | 0 | 3450 | 0 | 300 | 584 | 53 | 160 | 3449 | 3288 | 4871 | 0 | 792 | 0 | 217 | 1080 | 0 | 0 | 1200 | 0 | 465 | 0 | 0 | 0 | 0 | 131 | 0 | 467 | 0 | 0
2040-12-05 | 23 | 5 | -15557 | -1626 | -1129 | 0 | 0 | 0 | 2235 | 0 | 300 | 567 | 53 | 160 | 3417 | 3288 | 4867 | 0 | 791 | 0 | 216 | 753 | 0 | 0 | 1200 | 0 | 465 | 0 | 0 | 0 | 0 | 441 | 0 | 503 | 0 | 0
2040-12-05 | 24 | 5 | -14628 | -1689 | -919 | 0 | 0 | 0 | 1152 | 0 | 300 | 567 | 53 | 160 | 3197 | 3288 | 4865 | 0 | 813 | 0 | 212 | 965 | 0 | 0 | 1200 | 0 | 465 | 0 | 0 | 0 | 0 | 210 | 0 | 490 | 0 | 0
2040-12-06 | 1 | 30.66 | -14108 | -1752 | -814 | 0 | 0 | -1769 | 528 | 0 | 300 | 567 | 53 | 319 | 3647 | 3288 | 4864 | 0 | 837 | 0 | 210 | 1164 | 0 | 1000 | 1200 | 0 | 465 | 0 | 0 | 0 | 0 | 0 | 0 | 0 | 0 | 0
2040-12-06 | 2 | 30.66 | -13867 | -1820 | -735 | 0 | 0 | -1576 | 528 | 0 | 300 | 567 | 53 | 335 | 3208 | 3288 | 4847 | 0 | 865 | 0 | 210 | 1155 | 0 | 976 | 1200 | 0 | 465 | 0 | 0 | 0 | 0 | 0 | 0 | 0 | 0 | 0
2040-12-06 | 3 | 30.66 | -14015 | -1954 | -630 | 0 | 0 | -1120 | 528 | 0 | 300 | 567 | 53 | 341 | 3063 | 3288 | 4752 | 0 | 859 | 0 | 213 | 1154 | 0 | 936 | 1200 | 0 | 465 | 0 | 0 | 0 | 0 | 0 | 0 | 0 | 0 | 0
2040-12-06 | 4 | 30.66 | -14536 | -1887 | -604 | 0 | 0 | -42 | 528 | 0 | 300 | 612 | 53 | 341 | 3063 | 3288 | 4529 | 0 | 875 | 0 | 215 | 1152 | 0 | 447 | 1200 | 0 | 465 | 0 | 0 | 0 | 0 | 0 | 0 | 0 | 0 | 0
2040-12-06 | 5 | 41.44 | -15908 | -1887 | -604 | 0 | 0 | 117 | 528 | 0 | 300 | 920 | 53 | 341 | 4584 | 3288 | 3939 | 0 | 875 | 0 | 214 | 1148 | 0 | 425 | 1200 | 0 | 465 | 0 | 0 | 0 | 0 | 0 | 0 | 0 | 0 | 0
2040-12-06 | 6 | 41.44 | -18110 | -1954 | -630 | 0 | 0 | 1311 | 1517 | 0 | 300 | 1135 | 53 | 341 | 5241 | 3288 | 3305 | 0 | 822 | 0 | 208 | 1149 | 0 | 360 | 1200 | 0 | 465 | 0 | 0 | 0 | 0 | 0 | 0 | 0 | 0 | 0
2040-12-06 | 7 | 41.44 | -19247 | -1954 | -788 | 0 | 0 | 1112 | 3239 | 0 | 300 | 1182 | 53 | 341 | 5937 | 3288 | 2432 | 0 | 767 | 0 | 216 | 1157 | 0 | 299 | 1200 | 0 | 465 | 0 | 0 | 0 | 0 | 0 | 0 | 0 | 0 | 0
2040-12-06 | 8 | 41.44 | -19543 | -1954 | -972 | 0 | 0 | 665 | 4180 | 0 | 300 | 1135 | 53 | 341 | 6664 | 3288 | 1634 | 0 | 694 | 212 | 216 | 1152 | 0 | 270 | 1200 | 0 | 465 | 0 | 0 | 0 | 0 | 0 | 0 | 0 | 0 | 0
2040-12-06 | 9 | 41.44 | -19549 | -1887 | -1155 | 0 | 0 | 21 | 4454 | 0 | 300 | 1135 | 53 | 341 | 7011 | 3288 | 1217 | 0 | 589 | 841 | 216 | 1161 | 0 | 299 | 1200 | 0 | 465 | 0 | 0 | 0 | 0 | 0 | 0 | 0 | 0 | 0
2040-12-06 | 10 | 41.44 | -19714 | -1820 | -1339 | 0 | 0 | 108 | 4534 | 0 | 300 | 1135 | 53 | 341 | 7030 | 3288 | 1139 | 0 | 480 | 1081 | 216 | 1173 | 0 | 329 | 1200 | 0 | 465 | 0 | 0 | 0 | 0 | 0 | 0 | 0 | 0 | 0
2040-12-06 | 11 | 39.26 | -19839 | -1689 | -1313 | 0 | 0 | 0 | 4544 | 0 | 300 | 1001 | 53 | 341 | 6223 | 3288 | 1504 | 0 | 371 | 1816 | 216 | 1179 | 0 | 340 | 1200 | 0 | 465 | 0 | 0 | 0 | 0 | 0 | 0 | 0 | 0 | 0
2040-12-06 | 12 | 33.82 | -19456 | -1626 | -1129 | 0 | 0 | 0 | 4454 | 0 | 300 | 815 | 53 | 341 | 5006 | 3288 | 2264 | 0 | 310 | 1964 | 215 | 1187 | 0 | 349 | 1200 | 0 | 465 | 0 | 0 | 0 | 0 | 0 | 0 | 0 | 0 | 0
2040-12-06 | 13 | 32.18 | -19389 | -1505 | -1471 | 0 | 0 | 0 | 4317 | 0 | 300 | 839 | 53 | 341 | 4853 | 3288 | 2852 | 0 | 276 | 1812 | 214 | 1199 | 0 | 355 | 1200 | 0 | 465 | 0 | 0 | 0 | 0 | 0 | 0 | 0 | 0 | 0
2040-12-06 | 14 | 37.4 | -19421 | -1505 | -1444 | 0 | 0 | 0 | 4254 | 0 | 300 | 976 | 53 | 341 | 5399 | 3288 | 2974 | 0 | 267 | 1083 | 214 | 1206 | 0 | 351 | 1200 | 0 | 465 | 0 | 0 | 0 | 0 | 0 | 0 | 0 | 0 | 0
2040-12-06 | 15 | 32.18 | -19183 | -1505 | -1287 | 0 | 0 | 0 | 4169 | 0 | 300 | 958 | 53 | 341 | 4746 | 3288 | 3890 | 0 | 224 | 580 | 216 | 1205 | 0 | 340 | 1200 | 0 | 465 | 0 | 0 | 0 | 0 | 0 | 0 | 0 | 0 | 0
2040-12-06 | 16 | 37.61 | -19787 | -1505 | -1707 | 0 | 0 | 0 | 4291 | 0 | 300 | 1026 | 53 | 341 | 5426 | 3288 | 4421 | 0 | 222 | 257 | 216 | 1209 | 0 | 284 | 1200 | 0 | 465 | 0 | 0 | 0 | 0 | 0 | 0 | 0 | 0 | 0
2040-12-06 | 17 | 36.17 | -19725 | -1442 | -2180 | 0 | 0 | 0 | 5030 | 0 | 300 | 1001 | 53 | 341 | 4930 | 3288 | 4794 | 0 | 227 | 13 | 216 | 1200 | 0 | 289 | 1200 | 0 | 465 | 0 | 0 | 0 | 0 | 0 | 0 | 0 | 0 | 0
2040-12-06 | 18 | 33.57 | -19340 | -1442 | -2626 | 0 | 0 | 0 | 5284 | 0 | 300 | 976 | 53 | 341 | 4661 | 3288 | 4862 | 0 | 222 | 0 | 217 | 1202 | 0 | 337 | 1200 | 0 | 465 | 0 | 0 | 0 | 0 | 0 | 0 | 0 | 0 | 0
2040-12-06 | 19 | 36.17 | -19408 | -1442 | -2521 | 0 | 0 | 0 | 4925 | 0 | 300 | 1001 | 53 | 341 | 4918 | 3288 | 4859 | 0 | 224 | 0 | 217 | 1202 | 0 | 378 | 1200 | 0 | 465 | 0 | 0 | 0 | 0 | 0 | 0 | 0 | 0 | 0
2040-12-06 | 20 | 25.6 | -18810 | -1384 | -1786 | 0 | 0 | 0 | 4423 | 0 | 300 | 878 | 53 | 335 | 4124 | 3288 | 4858 | 0 | 221 | 0 | 216 | 1205 | 0 | 413 | 1200 | 0 | 465 | 0 | 0 | 0 | 0 | 0 | 0 | 0 | 0 | 0
2040-12-06 | 21 | 23.49 | -18014 | -1384 | -1628 | 0 | 0 | 0 | 3863 | 0 | 300 | 801 | 53 | 227 | 3823 | 3288 | 4874 | 0 | 270 | 0 | 217 | 1209 | 0 | 436 | 1200 | 0 | 465 | 0 | 0 | 0 | 0 | 0 | 0 | 0 | 0 | 0
2040-12-06 | 22 | 23.49 | -16777 | -1442 | -1366 | 0 | 0 | 0 | 3139 | 0 | 300 | 612 | 53 | 212 | 3279 | 3288 | 4862 | 0 | 280 | 0 | 217 | 1211 | 0 | 467 | 1200 | 0 | 465 | 0 | 0 | 0 | 0 | 0 | 0 | 0 | 0 | 0
2040-12-06 | 23 | 21.39 | -15479 | -1564 | -1129 | 0 | 0 | 0 | 2156 | 0 | 300 | 584 | 53 | 160 | 2838 | 3288 | 4876 | 0 | 338 | 0 | 216 | 1194 | 0 | 503 | 1200 | 0 | 465 | 0 | 0 | 0 | 0 | 0 | 0 | 0 | 0 | 0
2040-12-06 | 24 | 25.6 | -14550 | -1689 | -919 | 0 | 0 | 0 | 1157 | 0 | 300 | 584 | 53 | 319 | 2668 | 3288 | 4856 | 0 | 390 | 0 | 212 | 1175 | 0 | 490 | 1200 | 0 | 465 | 0 | 0 | 0 | 0 | 0 | 0 | 0 | 0 | 0
2040-12-07 | 1 | 30.37 | -14001 | -1752 | -814 | 0 | 0 | -808 | 793 | 0 | 300 | 581 | 53 | 335 | 2807 | 3288 | 4770 | 0 | 410 | 0 | 210 | 1164 | 0 | 1000 | 1200 | 0 | 465 | 0 | 0 | 0 | 0 | 0 | 0 | 0 | 0 | 0
2040-12-07 | 2 | 30.37 | -13768 | -1820 | -735 | 0 | 0 | -580 | 528 | 0 | 300 | 573 | 53 | 341 | 2639 | 3288 | 4738 | 0 | 436 | 0 | 210 | 1155 | 0 | 976 | 1200 | 0 | 465 | 0 | 0 | 0 | 0 | 0 | 0 | 0 | 0 | 0
2040-12-07 | 3 | 30.37 | -13653 | -1887 | -630 | 0 | 0 | -548 | 528 | 0 | 300 | 567 | 53 | 341 | 2494 | 3288 | 4745 | 0 | 434 | 0 | 213 | 1154 | 0 | 936 | 1200 | 0 | 465 | 0 | 0 | 0 | 0 | 0 | 0 | 0 | 0 | 0
2040-12-07 | 4 | 38.14 | -13856 | -2026 | -604 | 0 | 0 | 0 | 528 | 0 | 300 | 584 | 53 | 341 | 2760 | 3288 | 4712 | 0 | 439 | 0 | 215 | 1152 | 0 | 447 | 1200 | 0 | 465 | 0 | 0 | 0 | 0 | 0 | 0 | 0 | 0 | 0
2040-12-07 | 5 | 38.43 | -14467 | -2098 | -604 | 0 | 0 | 0 | 528 | 0 | 300 | 636 | 53 | 341 | 3661 | 3288 | 4502 | 0 | 408 | 0 | 214 | 1148 | 0 | 425 | 1200 | 0 | 465 | 0 | 0 | 0 | 0 | 0 | 0 | 0 | 0 | 0
2040-12-07 | 6 | 38.05 | -15410 | -2170 | -630 | 0 | 0 | 0 | 946 | 0 | 300 | 920 | 53 | 341 | 4699 | 3288 | 3865 | 0 | 416 | 0 | 208 | 1149 | 0 | 360 | 1200 | 0 | 465 | 0 | 0 | 0 | 0 | 0 | 0 | 0 | 0 | 0
2040-12-07 | 7 | 39.26 | -16362 | -2242 | -788 | 0 | 0 | 0 | 1823 | 0 | 300 | 1001 | 53 | 341 | 5431 | 3288 | 3414 | 0 | 404 | 0 | 216 | 1157 | 0 | 299 | 1200 | 0 | 465 | 0 | 0 | 0 | 0 | 0 | 0 | 0 | 0 | 0
2040-12-07 | 8 | 39.11 | -17279 | -2318 | -972 | 0 | 0 | 0 | 2721 | 0 | 300 | 1001 | 53 | 341 | 5528 | 3288 | 3376 | 0 | 401 | 257 | 216 | 1152 | 0 | 270 | 1200 | 0 | 465 | 0 | 0 | 0 | 0 | 0 | 0 | 0 | 0 | 0
2040-12-07 | 9 | 30.37 | -17637 | -2242 | -1155 | 0 | 0 | -70 | 3482 | 0 | 300 | 638 | 53 | 341 | 4530 | 3288 | 2737 | 0 | 366 | 2028 | 216 | 1161 | 0 | 299 | 1200 | 0 | 465 | 0 | 0 | 0 | 0 | 0 | 0 | 0 | 0 | 0
2040-12-07 | 10 | 30.37 | -17940 | -2098 | -1339 | 0 | 0 | -1413 | 3762 | 0 | 300 | 567 | 53 | 341 | 4420 | 3288 | 2143 | 0 | 328 | 4205 | 216 | 1173 | 0 | 329 | 1200 | 0 | 465 | 0 | 0 | 0 | 0 | 0 | 0 | 0 | 0 | 0
2040-12-07 | 11 | 29.77 | -18100 | -1887 | -1313 | 0 | -216 | -1859 | 3810 | 0 | 300 | 567 | 53 | 341 | 4059 | 3288 | 1445 | 0 | 318 | 5794 | 216 | 1179 | 0 | 340 | 1200 | 0 | 465 | 0 | 0 | 0 | 0 | 0 | 0 | 0 | 0 | 0
2040-12-07 | 12 | 26.98 | -17664 | -1820 | -1129 | -188 | -610 | -1859 | 3741 | 0 | 300 | 567 | 53 | 341 | 3808 | 3288 | 1214 | 0 | 358 | 6184 | 215 | 1187 | 0 | 349 | 1200 | 0 | 465 | 0 | 0 | 0 | 0 | 0 | 0 | 0 | 0 | 0
2040-12-07 | 13 | 29.77 | -17422 | -1689 | -1471 | 0 | -215 | -1859 | 3551 | 0 | 300 | 567 | 53 | 341 | 3013 | 3288 | 950 | 0 | 390 | 6770 | 214 | 1199 | 0 | 355 | 1200 | 0 | 465 | 0 | 0 | 0 | 0 | 0 | 0 | 0 | 0 | 0
2040-12-07 | 14 | 32.18 | -17526 | -1689 | -1444 | 0 | 0 | 0 | 3350 | 0 | 300 | 567 | 53 | 341 | 3274 | 3288 | 824 | 0 | 431 | 4796 | 214 | 1206 | 0 | 351 | 1200 | 0 | 465 | 0 | 0 | 0 | 0 | 0 | 0 | 0 | 0 | 0
2040-12-07 | 15 | 41.05 | -17415 | -1689 | -1287 | 0 | 0 | 415 | 3324 | 0 | 300 | 612 | 53 | 341 | 4556 | 3288 | 824 | 0 | 455 | 2798 | 216 | 1205 | 0 | 340 | 1200 | 0 | 465 | 0 | 0 | 0 | 0 | 0 | 0 | 0 | 0 | 0
2040-12-07 | 16 | 41.11 | -18239 | -1689 | -1707 | 0 | 376 | 1859 | 3540 | 0 | 300 | 1135 | 53 | 341 | 5405 | 3288 | 776 | 0 | 451 | 736 | 216 | 1209 | 0 | 284 | 1200 | 0 | 465 | 0 | 0 | 0 | 0 | 0 | 0 | 0 | 0 | 0
2040-12-07 | 17 | 41.11 | -18721 | -1752 | -2180 | 162 | 519 | 1859 | 4555 | 0 | 313 | 1457 | 53 | 341 | 5483 | 3288 | 750 | 0 | 488 | 15 | 216 | 1200 | 0 | 289 | 1200 | 0 | 465 | 0 | 0 | 0 | 0 | 0 | 0 | 0 | 0 | 0
2040-12-07 | 18 | 41.09 | -18474 | -1820 | -2626 | 0 | 0 | 1859 | 5284 | 0 | 313 | 1176 | 53 | 341 | 5853 | 3288 | 793 | 0 | 538 | 0 | 217 | 1202 | 0 | 337 | 1200 | 0 | 465 | 0 | 0 | 0 | 0 | 0 | 0 | 0 | 0 | 0
2040-12-07 | 19 | 41.05 | -18552 | -1954 | -2521 | 0 | 0 | 666 | 5115 | 0 | 313 | 1157 | 53 | 341 | 7012 | 3288 | 1045 | 0 | 576 | 0 | 217 | 1202 | 0 | 378 | 1200 | 0 | 465 | 0 | 0 | 0 | 0 | 0 | 0 | 0 | 0 | 0
2040-12-07 | 20 | 40.34 | -18124 | -2098 | -1786 | 0 | 0 | 0 | 4756 | 0 | 313 | 1026 | 53 | 341 | 6753 | 3288 | 1435 | 0 | 545 | 0 | 216 | 1205 | 0 | 413 | 1200 | 0 | 465 | 0 | 0 | 0 | 0 | 0 | 0 | 0 | 0 | 0
2040-12-07 | 21 | 39.22 | -17533 | -2170 | -1628 | 0 | 0 | 0 | 4370 | 0 | 313 | 1001 | 53 | 341 | 6097 | 3288 | 1819 | 0 | 522 | 0 | 217 | 1209 | 0 | 436 | 1200 | 0 | 465 | 0 | 0 | 0 | 0 | 0 | 0 | 0 | 0 | 0
2040-12-07 | 22 | 35.45 | -16525 | -2242 | -1366 | 0 | 0 | 0 | 3794 | 0 | 313 | 878 | 53 | 341 | 5153 | 3288 | 2264 | 0 | 488 | 0 | 217 | 1211 | 0 | 467 | 1200 | 0 | 465 | 0 | 0 | 0 | 0 | 0 | 0 | 0 | 0 | 0
2040-12-07 | 23 | 33.57 | -15410 | -2395 | -1129 | 0 | 0 | 0 | 2980 | 0 | 313 | 811 | 53 | 341 | 4818 | 3288 | 2251 | 0 | 500 | 0 | 216 | 1194 | 0 | 503 | 1200 | 0 | 465 | 0 | 0 | 0 | 0 | 0 | 0 | 0 | 0 | 0
2040-12-07 | 24 | 30.84 | -14326 | -2548 | -919 | 0 | 0 | 0 | 2108 | 0 | 313 | 783 | 53 | 341 | 4427 | 3288 | 2455 | 0 | 482 | 0 | 212 | 1175 | 0 | 490 | 1200 | 0 | 465 | 0 | 0 | 0 | 0 | 0 | 0 | 0 | 0 | 0
2040-12-08 | 1 | 36.31 | -13952 | -2628 | -1077 | 0 | 0 | 0 | 1078 | 0 | 300 | 1001 | 53 | 341 | 5049 | 3288 | 2065 | 0 | 444 | 0 | 210 | 1164 | 0 | 1000 | 1200 | 0 | 465 | 0 | 0 | 0 | 0 | 0 | 0 | 0 | 0 | 0
2040-12-08 | 2 | 39.22 | -13757 | -2628 | -919 | 0 | 0 | 0 | 713 | 0 | 300 | 1001 | 53 | 341 | 5435 | 3288 | 1735 | 0 | 432 | 0 | 210 | 1155 | 0 | 976 | 1200 | 0 | 465 | 0 | 0 | 0 | 0 | 0 | 0 | 0 | 0 | 0
2040-12-08 | 3 | 40.06 | -13701 | -2709 | -814 | 0 | 0 | 0 | 555 | 0 | 300 | 1026 | 53 | 341 | 5800 | 3288 | 1508 | 0 | 385 | 0 | 213 | 1154 | 0 | 936 | 1200 | 0 | 465 | 0 | 0 | 0 | 0 | 0 | 0 | 0 | 0 | 0
2040-12-08 | 4 | 42.69 | -13847 | -2790 | -762 | 0 | 0 | 0 | 544 | 0 | 300 | 1119 | 53 | 341 | 6692 | 3288 | 1186 | 0 | 396 | 0 | 215 | 1152 | 0 | 447 | 1200 | 0 | 465 | 0 | 0 | 0 | 0 | 0 | 0 | 0 | 0 | 0
2040-12-08 | 5 | 43.52 | -14157 | -2876 | -735 | 0 | 0 | 0 | 697 | 0 | 300 | 1135 | 53 | 341 | 7306 | 3288 | 831 | 0 | 364 | 0 | 214 | 1148 | 0 | 425 | 1200 | 0 | 465 | 0 | 0 | 0 | 0 | 0 | 0 | 0 | 0 | 0
2040-12-08 | 6 | 43.71 | -15019 | -3046 | -762 | 0 | 0 | 0 | 1067 | 0 | 300 | 1399 | 53 | 341 | 8002 | 3288 | 667 | 0 | 328 | 0 | 208 | 1149 | 0 | 360 | 1200 | 0 | 465 | 0 | 0 | 0 | 0 | 0 | 0 | 0 | 0 | 0
2040-12-08 | 7 | 44.87 | -15826 | -2961 | -867 | 0 | 0 | 0 | 1717 | 0 | 300 | 1457 | 53 | 341 | 8359 | 3288 | 473 | 0 | 328 | 0 | 216 | 1157 | 0 | 299 | 1200 | 0 | 465 | 0 | 0 | 0 | 0 | 0 | 0 | 0 | 0 | 0
2040-12-08 | 8 | 43.23 | -16808 | -3046 | -998 | 0 | 0 | 0 | 2446 | 0 | 300 | 1457 | 53 | 341 | 8878 | 3288 | 229 | 0 | 290 | 267 | 216 | 1152 | 0 | 270 | 1200 | 0 | 465 | 0 | 0 | 0 | 0 | 0 | 0 | 0 | 0 | 0
2040-12-08 | 9 | 40.93 | -17301 | -2876 | -1234 | 0 | 0 | 0 | 3207 | 0 | 313 | 1119 | 53 | 341 | 7311 | 3288 | 127 | 0 | 275 | 2035 | 216 | 1161 | 0 | 299 | 1200 | 0 | 465 | 0 | 0 | 0 | 0 | 0 | 0 | 0 | 0 | 0
2040-12-08 | 10 | 37.4 | -17842 | -2628 | -1444 | 0 | 0 | 0 | 3519 | 0 | 313 | 685 | 53 | 341 | 5750 | 3288 | 52 | 0 | 260 | 4270 | 216 | 1173 | 0 | 329 | 1200 | 0 | 465 | 0 | 0 | 0 | 0 | 0 | 0 | 0 | 0 | 0
2040-12-08 | 11 | 33.3 | -17874 | -2242 | -1313 | 0 | 0 | -1314 | 3535 | 0 | 313 | 567 | 53 | 341 | 4788 | 3288 | 19 | 0 | 244 | 6195 | 216 | 1179 | 0 | 340 | 1200 | 0 | 465 | 0 | 0 | 0 | 0 | 0 | 0 | 0 | 0 | 0
2040-12-08 | 12 | 33.3 | -17797 | -1954 | -1444 | 0 | 0 | -1241 | 3424 | 0 | 313 | 567 | 53 | 341 | 4457 | 3288 | 25 | 0 | 264 | 6288 | 215 | 1187 | 0 | 349 | 1200 | 0 | 465 | 0 | 0 | 0 | 0 | 0 | 0 | 0 | 0 | 0
2040-12-08 | 13 | 33.3 | -17749 | -1752 | -1576 | 0 | 0 | -342 | 3308 | 0 | 313 | 567 | 53 | 341 | 4453 | 3288 | 27 | 0 | 342 | 5293 | 214 | 1199 | 0 | 355 | 1200 | 0 | 465 | 0 | 0 | 0 | 0 | 0 | 0 | 0 | 0 | 0
2040-12-08 | 14 | 41.11 | -17780 | -1626 | -1628 | 0 | 0 | 0 | 3213 | 0 | 313 | 802 | 53 | 341 | 5849 | 3288 | 79 | 0 | 377 | 3284 | 214 | 1206 | 0 | 351 | 1200 | 0 | 465 | 0 | 0 | 0 | 0 | 0 | 0 | 0 | 0 | 0
2040-12-08 | 15 | 44.83 | -18281 | -1564 | -1681 | 0 | 0 | 0 | 3229 | 0 | 313 | 1135 | 53 | 341 | 7801 | 3288 | 170 | 0 | 409 | 1361 | 216 | 1205 | 0 | 340 | 1200 | 0 | 465 | 0 | 0 | 0 | 0 | 0 | 0 | 0 | 0 | 0
2040-12-08 | 16 | 45 | -19832 | -1564 | -1602 | 0 | 0 | 1508 | 3546 | 0 | 313 | 1457 | 53 | 341 | 8002 | 3288 | 335 | 0 | 478 | 303 | 216 | 1209 | 0 | 284 | 1200 | 0 | 465 | 0 | 0 | 0 | 0 | 0 | 0 | 0 | 0 | 0
2040-12-08 | 17 | 45 | -20599 | -1564 | -1576 | 0 | 0 | 636 | 4660 | 0 | 313 | 1457 | 53 | 341 | 8513 | 3288 | 569 | 0 | 522 | 15 | 216 | 1200 | 0 | 289 | 1200 | 0 | 465 | 0 | 0 | 0 | 0 | 0 | 0 | 0 | 0 | 0
2040-12-08 | 18 | 43.49 | -20368 | -1626 | -1628 | 0 | 0 | 0 | 5284 | 0 | 313 | 1457 | 53 | 341 | 7972 | 3288 | 905 | 0 | 588 | 0 | 217 | 1202 | 0 | 337 | 1200 | 0 | 465 | 0 | 0 | 0 | 0 | 0 | 0 | 0 | 0 | 0
2040-12-08 | 19 | 43.46 | -19768 | -1626 | -1681 | 0 | 0 | 0 | 5141 | 0 | 313 | 1145 | 53 | 341 | 7442 | 3288 | 1255 | 0 | 634 | 0 | 217 | 1202 | 0 | 378 | 1200 | 0 | 465 | 0 | 0 | 0 | 0 | 0 | 0 | 0 | 0 | 0
2040-12-08 | 20 | 39.94 | -19107 | -1626 | -1576 | 0 | 0 | 0 | 4624 | 0 | 300 | 1135 | 53 | 341 | 6453 | 3288 | 1903 | 0 | 714 | 0 | 216 | 1205 | 0 | 413 | 1200 | 0 | 465 | 0 | 0 | 0 | 0 | 0 | 0 | 0 | 0 | 0
2040-12-08 | 21 | 37.4 | -17792 | -1626 | -1471 | 0 | 0 | 0 | 4074 | 0 | 300 | 958 | 53 | 341 | 5464 | 3288 | 2110 | 0 | 774 | 0 | 217 | 1209 | 0 | 436 | 1200 | 0 | 465 | 0 | 0 | 0 | 0 | 0 | 0 | 0 | 0 | 0
2040-12-08 | 22 | 29.8 | -16116 | -1626 | -1339 | 0 | 0 | 0 | 3017 | 0 | 300 | 656 | 53 | 325 | 4503 | 3288 | 2570 | 0 | 808 | 0 | 217 | 1211 | 0 | 467 | 1200 | 0 | 465 | 0 | 0 | 0 | 0 | 0 | 0 | 0 | 0 | 0
2040-12-08 | 23 | 15.83 | -14719 | -1564 | -1339 | 0 | 0 | -51 | 1754 | 0 | 300 | 612 | 53 | 166 | 3569 | 3288 | 3539 | 0 | 813 | 0 | 216 | 1194 | 0 | 503 | 1200 | 0 | 465 | 0 | 0 | 0 | 0 | 0 | 0 | 0 | 0 | 0
2040-12-08 | 24 | 21.39 | -13847 | -1564 | -1208 | 0 | 0 | 37 | 655 | 0 | 300 | 612 | 53 | 160 | 3297 | 3288 | 3866 | 0 | 807 | 0 | 212 | 1175 | 0 | 490 | 1200 | 0 | 465 | 0 | 0 | 0 | 0 | 0 | 0 | 0 | 0 | 0
2040-12-09 | 1 | 30.29 | -13474 | -1564 | -1077 | 0 | 0 | -1086 | 528 | 0 | 300 | 584 | 53 | 319 | 3620 | 3288 | 3665 | 0 | 803 | 0 | 210 | 1164 | 0 | 1000 | 1200 | 0 | 465 | 0 | 0 | 0 | 0 | 0 | 0 | 0 | 0 | 0
2040-12-09 | 2 | 30.29 | -13345 | -1505 | -919 | 0 | 0 | -1403 | 528 | 0 | 300 | 584 | 53 | 335 | 3446 | 3288 | 3848 | 0 | 783 | 0 | 210 | 1155 | 0 | 976 | 1200 | 0 | 465 | 0 | 0 | 0 | 0 | 0 | 0 | 0 | 0 | 0
2040-12-09 | 3 | 30.29 | -13409 | -1442 | -814 | 0 | 0 | -727 | 528 | 0 | 300 | 567 | 53 | 341 | 2288 | 3288 | 4277 | 0 | 781 | 0 | 213 | 1154 | 0 | 936 | 1200 | 0 | 465 | 0 | 0 | 0 | 0 | 0 | 0 | 0 | 0 | 0
2040-12-09 | 4 | 30.29 | -13960 | -1384 | -762 | 0 | 0 | -63 | 528 | 0 | 300 | 567 | 53 | 341 | 2383 | 3288 | 4479 | 0 | 750 | 0 | 215 | 1152 | 0 | 447 | 1200 | 0 | 465 | 0 | 0 | 0 | 0 | 0 | 0 | 0 | 0 | 0
2040-12-09 | 5 | 40.93 | -15339 | -1330 | -735 | 0 | 0 | 4 | 528 | 0 | 300 | 632 | 53 | 341 | 3378 | 3288 | 4730 | 0 | 698 | 0 | 214 | 1148 | 0 | 425 | 1200 | 0 | 465 | 0 | 0 | 0 | 0 | 0 | 0 | 0 | 0 | 0
2040-12-09 | 6 | 40.93 | -17594 | -1330 | -762 | 0 | 0 | 1351 | 904 | 0 | 300 | 1001 | 53 | 341 | 3630 | 3288 | 4807 | 0 | 630 | 0 | 208 | 1149 | 0 | 360 | 1200 | 0 | 465 | 0 | 0 | 0 | 0 | 0 | 0 | 0 | 0 | 0
2040-12-09 | 7 | 40.93 | -18853 | -1330 | -867 | 0 | 0 | 876 | 2658 | 0 | 300 | 958 | 53 | 341 | 3819 | 3288 | 4829 | 0 | 591 | 0 | 216 | 1157 | 0 | 299 | 1200 | 0 | 465 | 0 | 0 | 0 | 0 | 0 | 0 | 0 | 0 | 0
2040-12-09 | 8 | 40.93 | -19087 | -1384 | -998 | 0 | 0 | 195 | 3699 | 0 | 300 | 840 | 53 | 341 | 4032 | 3288 | 4848 | 0 | 513 | 56 | 216 | 1152 | 0 | 270 | 1200 | 0 | 465 | 0 | 0 | 0 | 0 | 0 | 0 | 0 | 0 | 0
2040-12-09 | 9 | 30.24 | -19206 | -1330 | -1234 | 0 | 0 | 0 | 3979 | 0 | 300 | 839 | 53 | 341 | 4065 | 3288 | 4860 | 0 | 471 | 233 | 216 | 1161 | 0 | 299 | 1200 | 0 | 465 | 0 | 0 | 0 | 0 | 0 | 0 | 0 | 0 | 0
2040-12-09 | 10 | 31.31 | -19625 | -1272 | -1444 | 0 | 0 | 0 | 4174 | 0 | 300 | 840 | 53 | 341 | 4120 | 3288 | 4870 | 0 | 455 | 516 | 216 | 1173 | 0 | 329 | 1200 | 0 | 465 | 0 | 0 | 0 | 0 | 0 | 0 | 0 | 0 | 0
2040-12-09 | 11 | 25.37 | -19546 | -1164 | -1313 | 0 | 0 | -102 | 4317 | 0 | 300 | 666 | 53 | 341 | 3827 | 3288 | 4870 | 0 | 418 | 645 | 216 | 1179 | 0 | 340 | 1200 | 0 | 465 | 0 | 0 | 0 | 0 | 0 | 0 | 0 | 0 | 0
2040-12-09 | 12 | 25.37 | -19431 | -1114 | -1444 | 0 | 0 | -428 | 4301 | 0 | 300 | 612 | 53 | 341 | 3795 | 3288 | 4870 | 0 | 405 | 1036 | 215 | 1187 | 0 | 349 | 1200 | 0 | 465 | 0 | 0 | 0 | 0 | 0 | 0 | 0 | 0 | 0
2040-12-09 | 13 | 25.37 | -19320 | -1015 | -1576 | 0 | 0 | -173 | 4238 | 0 | 300 | 655 | 53 | 341 | 3769 | 3288 | 4870 | 0 | 382 | 754 | 214 | 1199 | 0 | 355 | 1200 | 0 | 465 | 0 | 0 | 0 | 0 | 0 | 0 | 0 | 0 | 0
2040-12-09 | 14 | 25.37 | -19102 | -921 | -1628 | 0 | 0 | -229 | 4122 | 0 | 300 | 636 | 53 | 341 | 3769 | 3288 | 4870 | 0 | 404 | 662 | 214 | 1206 | 0 | 351 | 1200 | 0 | 465 | 0 | 0 | 0 | 0 | 0 | 0 | 0 | 0 | 0
2040-12-09 | 15 | 29.8 | -19303 | -872 | -1681 | 0 | 0 | 0 | 3958 | 0 | 300 | 812 | 53 | 341 | 3915 | 3288 | 4877 | 0 | 473 | 412 | 216 | 1205 | 0 | 340 | 1200 | 0 | 465 | 0 | 0 | 0 | 0 | 0 | 0 | 0 | 0 | 0
2040-12-09 | 16 | 34.28 | -20470 | -872 | -1602 | 0 | 0 | 546 | 4053 | 0 | 300 | 1001 | 53 | 341 | 4386 | 3288 | 4899 | 0 | 506 | 197 | 216 | 1209 | 0 | 284 | 1200 | 0 | 465 | 0 | 0 | 0 | 0 | 0 | 0 | 0 | 0 | 0
2040-12-09 | 17 | 34.28 | -21027 | -746 | -1576 | 0 | 0 | 143 | 4819 | 0 | 300 | 1001 | 53 | 341 | 4520 | 3288 | 4927 | 0 | 575 | 10 | 216 | 1200 | 0 | 289 | 1200 | 0 | 465 | 0 | 0 | 0 | 0 | 0 | 0 | 0 | 0 | 0
2040-12-09 | 18 | 24.21 | -20692 | -786 | -1628 | 0 | 0 | 0 | 5284 | 0 | 300 | 839 | 53 | 296 | 4000 | 3288 | 4935 | 0 | 689 | 0 | 217 | 1202 | 0 | 337 | 1200 | 0 | 465 | 0 | 0 | 0 | 0 | 0 | 0 | 0 | 0 | 0
2040-12-09 | 19 | 23.49 | -20061 | -746 | -1681 | 0 | 0 | 0 | 5030 | 0 | 300 | 688 | 53 | 218 | 3742 | 3288 | 4948 | 0 | 758 | 0 | 217 | 1202 | 0 | 378 | 1200 | 0 | 465 | 0 | 0 | 0 | 0 | 0 | 0 | 0 | 0 | 0
2040-12-09 | 20 | 21.39 | -19160 | -746 | -1576 | 0 | 0 | 0 | 4486 | 0 | 300 | 612 | 53 | 160 | 3275 | 3288 | 4948 | 0 | 860 | 0 | 216 | 1205 | 0 | 413 | 1200 | 0 | 465 | 0 | 0 | 0 | 0 | 0 | 0 | 0 | 0 | 0
2040-12-09 | 21 | 19.28 | -17804 | -705 | -1471 | 0 | 0 | -255 | 3709 | 0 | 300 | 567 | 53 | 160 | 2803 | 3288 | 4946 | 0 | 881 | 0 | 217 | 1209 | 0 | 436 | 1200 | 0 | 465 | 0 | 0 | 0 | 0 | 0 | 0 | 0 | 0 | 0
2040-12-09 | 22 | 19.28 | -16037 | -705 | -1339 | 0 | 0 | -53 | 2610 | 0 | 300 | 567 | 53 | 160 | 1767 | 3288 | 4946 | 0 | 883 | 0 | 217 | 1211 | 0 | 467 | 1200 | 0 | 465 | 0 | 0 | 0 | 0 | 0 | 0 | 0 | 0 | 0
2040-12-09 | 23 | 21.39 | -14498 | -625 | -1339 | 0 | 0 | 0 | 1242 | 0 | 300 | 567 | 53 | 160 | 1420 | 3288 | 4966 | 0 | 889 | 0 | 216 | 1194 | 0 | 503 | 1200 | 0 | 465 | 0 | 0 | 0 | 0 | 0 | 0 | 0 | 0 | 0
2040-12-09 | 24 | 26.06 | -13702 | -625 | -1208 | 0 | 0 | 227 | 528 | 0 | 300 | 567 | 53 | 319 | 1065 | 3288 | 4771 | 0 | 873 | 0 | 212 | 1175 | 0 | 490 | 1200 | 0 | 465 | 0 | 0 | 0 | 0 | 0 | 0 | 0 | 0 | 0
2040-12-10 | 1 | 24.21 | -13152 | -665 | -814 | 0 | 0 | -946 | 528 | 0 | 220 | 567 | 53 | 309 | 860 | 3288 | 4848 | 0 | 863 | 0 | 210 | 1164 | 0 | 1000 | 1200 | 0 | 465 | 0 | 0 | 0 | 0 | 0 | 0 | 0 | 0 | 0
2040-12-10 | 2 | 24.21 | -12923 | -665 | -735 | 0 | 0 | -340 | 528 | 0 | 220 | 567 | 53 | 308 | 715 | 3288 | 4122 | 0 | 854 | 0 | 210 | 1155 | 0 | 976 | 1200 | 0 | 465 | 0 | 0 | 0 | 0 | 0 | 0 | 0 | 0 | 0
2040-12-10 | 3 | 24.21 | -12907 | -665 | -630 | 0 | 0 | -201 | 528 | 0 | 220 | 567 | 53 | 308 | 715 | 3288 | 3916 | 0 | 839 | 0 | 213 | 1154 | 0 | 936 | 1200 | 0 | 465 | 0 | 0 | 0 | 0 | 0 | 0 | 0 | 0 | 0
2040-12-10 | 4 | 32.72 | -13350 | -665 | -604 | 0 | 0 | 403 | 528 | 0 | 220 | 567 | 53 | 341 | 1212 | 3288 | 3687 | 0 | 840 | 0 | 215 | 1152 | 0 | 447 | 1200 | 0 | 465 | 0 | 0 | 0 | 0 | 0 | 0 | 0 | 0 | 0
2040-12-10 | 5 | 24.21 | -14636 | -665 | -604 | 0 | 0 | -495 | 528 | 0 | 220 | 567 | 53 | 308 | 2172 | 3288 | 4967 | 0 | 843 | 0 | 214 | 1148 | 0 | 425 | 1200 | 0 | 465 | 0 | 0 | 0 | 0 | 0 | 0 | 0 | 0 | 0
2040-12-10 | 6 | 32.72 | -16821 | -705 | -630 | 0 | 0 | 584 | 528 | 0 | 220 | 791 | 53 | 341 | 3196 | 3288 | 4975 | 0 | 797 | 0 | 208 | 1149 | 0 | 360 | 1200 | 0 | 465 | 0 | 0 | 0 | 0 | 0 | 0 | 0 | 0 | 0
2040-12-10 | 7 | 32.72 | -17986 | -665 | -788 | 0 | 0 | 480 | 2124 | 0 | 220 | 649 | 53 | 341 | 3196 | 3288 | 4990 | 0 | 760 | 0 | 216 | 1157 | 0 | 299 | 1200 | 0 | 465 | 0 | 0 | 0 | 0 | 0 | 0 | 0 | 0 | 0
2040-12-10 | 8 | 23.49 | -18174 | -705 | -972 | 0 | 0 | 0 | 3170 | 0 | 220 | 599 | 53 | 233 | 3159 | 3288 | 4989 | 0 | 733 | 103 | 216 | 1152 | 0 | 270 | 1200 | 0 | 465 | 0 | 0 | 0 | 0 | 0 | 0 | 0 | 0 | 0
2040-12-10 | 9 | 19.28 | -18213 | -665 | -1155 | 0 | 0 | -220 | 3403 | 0 | 220 | 567 | 53 | 166 | 2968 | 3288 | 4980 | 0 | 689 | 578 | 216 | 1161 | 0 | 299 | 1200 | 0 | 465 | 0 | 0 | 0 | 0 | 0 | 0 | 0 | 0 | 0
2040-12-10 | 10 | 19.28 | -18425 | -625 | -1339 | 0 | 0 | -462 | 3535 | 0 | 220 | 567 | 53 | 160 | 2968 | 3288 | 4980 | 0 | 669 | 1027 | 216 | 1173 | 0 | 329 | 1200 | 0 | 465 | 0 | 0 | 0 | 0 | 0 | 0 | 0 | 0 | 0
2040-12-10 | 11 | 19.28 | -18672 | -589 | -1313 | 0 | 0 | -689 | 3651 | 0 | 220 | 567 | 53 | 160 | 2938 | 3288 | 4973 | 0 | 653 | 1359 | 216 | 1179 | 0 | 340 | 1200 | 0 | 465 | 0 | 0 | 0 | 0 | 0 | 0 | 0 | 0 | 0
2040-12-10 | 12 | 19.28 | -18304 | -553 | -1129 | 0 | 0 | -980 | 3678 | 0 | 220 | 567 | 53 | 160 | 2566 | 3288 | 4973 | 0 | 668 | 1378 | 215 | 1187 | 0 | 349 | 1200 | 0 | 465 | 0 | 0 | 0 | 0 | 0 | 0 | 0 | 0 | 0
2040-12-10 | 13 | 23.37 | -18396 | -589 | -1471 | 0 | 0 | 0 | 3662 | 0 | 220 | 567 | 53 | 216 | 2408 | 3288 | 4973 | 0 | 661 | 974 | 214 | 1199 | 0 | 355 | 1200 | 0 | 465 | 0 | 0 | 0 | 0 | 0 | 0 | 0 | 0 | 0
2040-12-10 | 14 | 26.06 | -18470 | -553 | -1444 | 0 | 0 | 42 | 3694 | 0 | 220 | 581 | 53 | 335 | 2541 | 3288 | 4977 | 0 | 674 | 626 | 214 | 1206 | 0 | 351 | 1200 | 0 | 465 | 0 | 0 | 0 | 0 | 0 | 0 | 0 | 0 | 0
2040-12-10 | 15 | 21.39 | -18298 | -589 | -1287 | 0 | 0 | 0 | 3667 | 0 | 220 | 567 | 53 | 175 | 2737 | 3288 | 4965 | 0 | 695 | 380 | 216 | 1205 | 0 | 340 | 1200 | 0 | 465 | 0 | 0 | 0 | 0 | 0 | 0 | 0 | 0 | 0
2040-12-10 | 16 | 26.06 | -18948 | -625 | -1707 | 0 | 0 | 754 | 3868 | 0 | 220 | 636 | 53 | 335 | 2871 | 3288 | 4966 | 0 | 731 | 184 | 216 | 1209 | 0 | 284 | 1200 | 0 | 465 | 0 | 0 | 0 | 0 | 0 | 0 | 0 | 0 | 0
2040-12-10 | 17 | 26.06 | -19236 | -625 | -2180 | 0 | 0 | 778 | 4734 | 0 | 220 | 642 | 53 | 341 | 2871 | 3288 | 4955 | 0 | 779 | 8 | 216 | 1200 | 0 | 289 | 1200 | 0 | 465 | 0 | 0 | 0 | 0 | 0 | 0 | 0 | 0 | 0
2040-12-10 | 18 | 26.06 | -18989 | -625 | -2626 | 0 | 0 | 85 | 5284 | 0 | 220 | 612 | 53 | 341 | 3207 | 3288 | 4919 | 0 | 809 | 0 | 217 | 1202 | 0 | 337 | 1200 | 0 | 465 | 0 | 0 | 0 | 0 | 0 | 0 | 0 | 0 | 0
2040-12-10 | 19 | 26.06 | -18990 | -746 | -2521 | 0 | 0 | 80 | 5099 | 0 | 220 | 632 | 53 | 335 | 3387 | 3288 | 4851 | 0 | 849 | 0 | 217 | 1202 | 0 | 378 | 1200 | 0 | 465 | 0 | 0 | 0 | 0 | 0 | 0 | 0 | 0 | 0
2040-12-10 | 20 | 23.49 | -18205 | -872 | -1786 | 0 | 0 | 0 | 4655 | 0 | 220 | 584 | 53 | 227 | 2877 | 3288 | 4585 | 0 | 874 | 0 | 216 | 1205 | 0 | 413 | 1200 | 0 | 465 | 0 | 0 | 0 | 0 | 0 | 0 | 0 | 0 | 0
2040-12-10 | 21 | 16.23 | -17088 | -1015 | -1628 | 0 | 0 | -35 | 4032 | 0 | 220 | 567 | 53 | 160 | 2722 | 3288 | 4308 | 0 | 889 | 0 | 217 | 1209 | 0 | 436 | 1200 | 0 | 465 | 0 | 0 | 0 | 0 | 0 | 0 | 0 | 0 | 0
2040-12-10 | 22 | 16.23 | -15626 | -1114 | -1366 | 0 | 0 | -249 | 3049 | 0 | 220 | 567 | 53 | 160 | 2722 | 3288 | 3872 | 0 | 864 | 0 | 217 | 1211 | 0 | 467 | 1200 | 0 | 465 | 0 | 0 | 0 | 0 | 0 | 0 | 0 | 0 | 0
2040-12-10 | 23 | 16.23 | -14258 | -1164 | -1129 | 0 | 0 | -91 | 1786 | 0 | 220 | 567 | 53 | 160 | 2532 | 3288 | 3651 | 0 | 806 | 0 | 216 | 1194 | 0 | 503 | 1200 | 0 | 465 | 0 | 0 | 0 | 0 | 0 | 0 | 0 | 0 | 0
2040-12-10 | 24 | 21.94 | -13340 | -1272 | -919 | 0 | 0 | 277 | 666 | 0 | 220 | 567 | 53 | 160 | 2509 | 3288 | 3478 | 0 | 770 | 0 | 212 | 1175 | 0 | 490 | 1200 | 0 | 465 | 0 | 0 | 0 | 0 | 0 | 0 | 0 | 0 | 0
2040-12-11 | 1 | 32.49 | -12897 | -1384 | -814 | 0 | 0 | -529 | 528 | 0 | 220 | 567 | 53 | 319 | 2923 | 3288 | 2916 | 0 | 770 | 0 | 210 | 1164 | 0 | 1000 | 1200 | 0 | 465 | 0 | 0 | 0 | 0 | 0 | 0 | 0 | 0 | 0
2040-12-11 | 2 | 33.57 | -12851 | -1442 | -735 | 0 | 0 | 0 | 528 | 0 | 220 | 567 | 53 | 335 | 2952 | 3288 | 2390 | 0 | 688 | 0 | 210 | 1155 | 0 | 976 | 1200 | 0 | 465 | 0 | 0 | 0 | 0 | 0 | 0 | 0 | 0 | 0
2040-12-11 | 3 | 35.45 | -12935 | -1505 | -630 | 0 | 0 | 0 | 528 | 0 | 220 | 598 | 53 | 341 | 3704 | 3288 | 1742 | 0 | 628 | 0 | 213 | 1154 | 0 | 936 | 1200 | 0 | 465 | 0 | 0 | 0 | 0 | 0 | 0 | 0 | 0 | 0
2040-12-11 | 4 | 39.22 | -13486 | -1626 | -604 | 0 | 0 | 0 | 528 | 0 | 220 | 638 | 53 | 341 | 4970 | 3288 | 1641 | 0 | 557 | 0 | 215 | 1152 | 0 | 447 | 1200 | 0 | 465 | 0 | 0 | 0 | 0 | 0 | 0 | 0 | 0 | 0
2040-12-11 | 5 | 40.34 | -14911 | -1689 | -604 | 0 | 0 | 0 | 528 | 0 | 220 | 1001 | 53 | 341 | 6273 | 3288 | 1556 | 0 | 492 | 0 | 214 | 1148 | 0 | 425 | 1200 | 0 | 465 | 0 | 0 | 0 | 0 | 0 | 0 | 0 | 0 | 0
2040-12-11 | 6 | 43.09 | -16993 | -1752 | -630 | 0 | 0 | 0 | 528 | 0 | 220 | 1230 | 53 | 341 | 7766 | 3288 | 2140 | 0 | 427 | 0 | 208 | 1149 | 0 | 360 | 1200 | 0 | 465 | 0 | 0 | 0 | 0 | 0 | 0 | 0 | 0 | 0
2040-12-11 | 7 | 42.69 | -18384 | -1820 | -788 | 0 | 0 | 0 | 1818 | 0 | 220 | 1199 | 53 | 341 | 7575 | 3288 | 2805 | 0 | 355 | 0 | 216 | 1157 | 0 | 299 | 1200 | 0 | 465 | 0 | 0 | 0 | 0 | 0 | 0 | 0 | 0 | 0
2040-12-11 | 8 | 39.26 | -18944 | -1887 | -972 | 0 | 0 | 0 | 2954 | 0 | 220 | 1135 | 53 | 341 | 6267 | 3288 | 3862 | 0 | 283 | 97 | 216 | 1152 | 0 | 270 | 1200 | 0 | 465 | 0 | 0 | 0 | 0 | 0 | 0 | 0 | 0 | 0
2040-12-11 | 9 | 37.4 | -19237 | -1887 | -1155 | 0 | 0 | 0 | 3461 | 0 | 220 | 1135 | 53 | 341 | 5619 | 3288 | 4341 | 0 | 194 | 286 | 216 | 1161 | 0 | 299 | 1200 | 0 | 465 | 0 | 0 | 0 | 0 | 0 | 0 | 0 | 0 | 0
2040-12-11 | 10 | 37.34 | -19431 | -1887 | -1339 | 0 | 0 | 0 | 3783 | 0 | 220 | 1119 | 53 | 341 | 5551 | 3288 | 4184 | 0 | 137 | 597 | 216 | 1173 | 0 | 329 | 1200 | 0 | 465 | 0 | 0 | 0 | 0 | 0 | 0 | 0 | 0 | 0
2040-12-11 | 11 | 33.82 | -19524 | -1887 | -1313 | 0 | 0 | 0 | 3905 | 0 | 300 | 1001 | 53 | 341 | 4947 | 3288 | 3958 | 0 | 97 | 1435 | 216 | 1179 | 0 | 340 | 1200 | 0 | 465 | 0 | 0 | 0 | 0 | 0 | 0 | 0 | 0 | 0
2040-12-11 | 12 | 32.18 | -18882 | -1820 | -1129 | 0 | -409 | -1859 | 3799 | 0 | 300 | 567 | 53 | 341 | 4356 | 3288 | 3478 | 0 | 84 | 4417 | 215 | 1187 | 0 | 349 | 1200 | 0 | 465 | 0 | 0 | 0 | 0 | 0 | 0 | 0 | 0 | 0
2040-12-11 | 13 | 32.49 | -18786 | -1752 | -1471 | 0 | 0 | -1847 | 3514 | 0 | 300 | 567 | 53 | 341 | 3962 | 3288 | 2977 | 0 | 73 | 5347 | 214 | 1199 | 0 | 355 | 1200 | 0 | 465 | 0 | 0 | 0 | 0 | 0 | 0 | 0 | 0 | 0
2040-12-11 | 14 | 32.49 | -18879 | -1689 | -1444 | 0 | 0 | -395 | 3392 | 0 | 300 | 584 | 53 | 341 | 3932 | 3288 | 2270 | 0 | 66 | 4744 | 214 | 1206 | 0 | 351 | 1200 | 0 | 465 | 0 | 0 | 0 | 0 | 0 | 0 | 0 | 0 | 0
2040-12-11 | 15 | 41.87 | -18606 | -1626 | -1287 | 0 | 0 | 0 | 3308 | 0 | 300 | 896 | 53 | 341 | 5530 | 3288 | 1467 | 0 | 64 | 2845 | 216 | 1205 | 0 | 340 | 1200 | 0 | 465 | 0 | 0 | 0 | 0 | 0 | 0 | 0 | 0 | 0
2040-12-11 | 16 | 43.91 | -19458 | -1689 | -1707 | 0 | 170 | 1568 | 3440 | 0 | 300 | 1457 | 53 | 341 | 6531 | 3288 | 1549 | 0 | 71 | 712 | 216 | 1209 | 0 | 284 | 1200 | 0 | 465 | 0 | 0 | 0 | 0 | 0 | 0 | 0 | 0 | 0
2040-12-11 | 17 | 43.91 | -20189 | -1752 | -2180 | 0 | 80 | 1711 | 4423 | 0 | 313 | 1457 | 53 | 341 | 7093 | 3288 | 1857 | 0 | 115 | 19 | 216 | 1200 | 0 | 289 | 1200 | 0 | 465 | 0 | 0 | 0 | 0 | 0 | 0 | 0 | 0 | 0
2040-12-11 | 18 | 43.91 | -20071 | -1820 | -2626 | 0 | 102 | 148 | 5284 | 0 | 313 | 1457 | 53 | 341 | 7748 | 3288 | 2201 | 0 | 161 | 0 | 217 | 1202 | 0 | 337 | 1200 | 0 | 465 | 0 | 0 | 0 | 0 | 0 | 0 | 0 | 0 | 0
2040-12-11 | 19 | 43.71 | -20306 | -1954 | -2521 | 0 | 0 | 0 | 5210 | 0 | 313 | 1457 | 53 | 341 | 8000 | 3288 | 2455 | 0 | 202 | 0 | 217 | 1202 | 0 | 378 | 1200 | 0 | 465 | 0 | 0 | 0 | 0 | 0 | 0 | 0 | 0 | 0
2040-12-11 | 20 | 40.18 | -19690 | -1954 | -1786 | 0 | 0 | 0 | 4888 | 0 | 313 | 1173 | 53 | 341 | 6811 | 3288 | 2822 | 0 | 242 | 0 | 216 | 1205 | 0 | 413 | 1200 | 0 | 465 | 0 | 0 | 0 | 0 | 0 | 0 | 0 | 0 | 0
2040-12-11 | 21 | 38.43 | -18562 | -1954 | -1628 | 0 | 0 | 0 | 4333 | 0 | 313 | 1009 | 53 | 341 | 5761 | 3288 | 3180 | 0 | 339 | 0 | 217 | 1209 | 0 | 436 | 1200 | 0 | 465 | 0 | 0 | 0 | 0 | 0 | 0 | 0 | 0 | 0
2040-12-11 | 22 | 32.18 | -17100 | -2026 | -1366 | 0 | 0 | 0 | 3403 | 0 | 313 | 920 | 53 | 341 | 4884 | 3288 | 3324 | 0 | 405 | 0 | 217 | 1211 | 0 | 467 | 1200 | 0 | 465 | 0 | 0 | 0 | 0 | 0 | 0 | 0 | 0 | 0
2040-12-11 | 23 | 27.7 | -15789 | -1954 | -1129 | 0 | 0 | 0 | 2166 | 0 | 313 | 811 | 53 | 341 | 4477 | 3288 | 3323 | 0 | 522 | 0 | 216 | 1194 | 0 | 503 | 1200 | 0 | 465 | 0 | 0 | 0 | 0 | 0 | 0 | 0 | 0 | 0
2040-12-11 | 24 | 30.24 | -14829 | -1887 | -919 | 0 | 0 | 0 | 1057 | 0 | 313 | 794 | 53 | 341 | 4526 | 3288 | 3040 | 0 | 681 | 0 | 212 | 1175 | 0 | 490 | 1200 | 0 | 465 | 0 | 0 | 0 | 0 | 0 | 0 | 0 | 0 | 0
2040-12-12 | 1 | 32.91 | -14336 | -1954 | -814 | 0 | 0 | -606 | 528 | 0 | 300 | 763 | 53 | 341 | 4714 | 3288 | 2878 | 0 | 806 | 0 | 210 | 1164 | 0 | 1000 | 1200 | 0 | 465 | 0 | 0 | 0 | 0 | 0 | 0 | 0 | 0 | 0
2040-12-12 | 2 | 32.91 | -14166 | -2026 | -735 | 0 | 0 | -961 | 528 | 0 | 300 | 612 | 53 | 341 | 4317 | 3288 | 3576 | 0 | 867 | 0 | 210 | 1155 | 0 | 976 | 1200 | 0 | 465 | 0 | 0 | 0 | 0 | 0 | 0 | 0 | 0 | 0
2040-12-12 | 3 | 32.91 | -14152 | -2098 | -630 | 0 | 0 | -931 | 528 | 0 | 300 | 612 | 53 | 341 | 4313 | 3288 | 3502 | 0 | 906 | 0 | 213 | 1154 | 0 | 936 | 1200 | 0 | 465 | 0 | 0 | 0 | 0 | 0 | 0 | 0 | 0 | 0
2040-12-12 | 4 | 39.22 | -14665 | -2242 | -604 | 0 | 0 | 0 | 528 | 0 | 300 | 801 | 53 | 341 | 4431 | 3288 | 3382 | 0 | 908 | 0 | 215 | 1152 | 0 | 447 | 1200 | 0 | 465 | 0 | 0 | 0 | 0 | 0 | 0 | 0 | 0 | 0
2040-12-12 | 5 | 43.89 | -16129 | -2318 | -604 | 0 | 0 | 0 | 528 | 0 | 300 | 1026 | 53 | 341 | 5900 | 3288 | 3286 | 0 | 876 | 0 | 214 | 1148 | 0 | 425 | 1200 | 0 | 465 | 0 | 0 | 0 | 0 | 0 | 0 | 0 | 0 | 0
2040-12-12 | 6 | 44.48 | -18484 | -2395 | -630 | 0 | 0 | 866 | 1374 | 0 | 300 | 1457 | 53 | 341 | 6446 | 3288 | 3140 | 0 | 862 | 0 | 208 | 1149 | 0 | 360 | 1200 | 0 | 465 | 0 | 0 | 0 | 0 | 0 | 0 | 0 | 0 | 0
2040-12-12 | 7 | 44.48 | -19527 | -2395 | -788 | 0 | 0 | 858 | 3133 | 0 | 300 | 1457 | 53 | 341 | 6441 | 3288 | 2676 | 0 | 824 | 0 | 216 | 1157 | 0 | 299 | 1200 | 0 | 465 | 0 | 0 | 0 | 0 | 0 | 0 | 0 | 0 | 0
2040-12-12 | 8 | 44.48 | -19667 | -2548 | -972 | 0 | 0 | 124 | 4063 | 0 | 300 | 1342 | 53 | 341 | 7037 | 3288 | 2334 | 0 | 783 | 216 | 216 | 1152 | 0 | 270 | 1200 | 0 | 465 | 0 | 0 | 0 | 0 | 0 | 0 | 0 | 0 | 0
2040-12-12 | 9 | 42.96 | -19690 | -2471 | -1155 | 0 | 0 | 0 | 4217 | 0 | 300 | 1026 | 53 | 341 | 6341 | 3288 | 1817 | 0 | 766 | 1826 | 216 | 1161 | 0 | 299 | 1200 | 0 | 465 | 0 | 0 | 0 | 0 | 0 | 0 | 0 | 0 | 0
2040-12-12 | 10 | 36.96 | -19819 | -2242 | -1339 | 0 | 0 | 0 | 4195 | 0 | 300 | 840 | 53 | 341 | 5191 | 3288 | 1773 | 0 | 743 | 3291 | 216 | 1173 | 0 | 329 | 1200 | 0 | 465 | 0 | 0 | 0 | 0 | 0 | 0 | 0 | 0 | 0
2040-12-12 | 11 | 32.73 | -19904 | -2098 | -1313 | 0 | 0 | -146 | 4164 | 0 | 300 | 612 | 53 | 341 | 4594 | 3288 | 1654 | 0 | 736 | 4319 | 216 | 1179 | 0 | 340 | 1200 | 0 | 465 | 0 | 0 | 0 | 0 | 0 | 0 | 0 | 0 | 0
2040-12-12 | 12 | 32.73 | -19463 | -2026 | -1129 | 0 | 0 | -1831 | 4048 | 0 | 300 | 567 | 53 | 341 | 4462 | 3288 | 1399 | 0 | 651 | 5925 | 215 | 1187 | 0 | 349 | 1200 | 0 | 465 | 0 | 0 | 0 | 0 | 0 | 0 | 0 | 0 | 0
2040-12-12 | 13 | 32.73 | -19333 | -1887 | -1471 | 0 | 0 | -1637 | 3863 | 0 | 300 | 567 | 53 | 341 | 4462 | 3288 | 1256 | 0 | 563 | 6202 | 214 | 1199 | 0 | 355 | 1200 | 0 | 465 | 0 | 0 | 0 | 0 | 0 | 0 | 0 | 0 | 0
2040-12-12 | 14 | 33.57 | -19291 | -1820 | -1444 | 0 | 0 | 0 | 3709 | 0 | 300 | 612 | 53 | 341 | 4532 | 3288 | 1092 | 0 | 427 | 4765 | 214 | 1206 | 0 | 351 | 1200 | 0 | 465 | 0 | 0 | 0 | 0 | 0 | 0 | 0 | 0 | 0
2040-12-12 | 15 | 40.34 | -19016 | -1820 | -1287 | 0 | 0 | 0 | 3577 | 0 | 300 | 1001 | 53 | 341 | 6503 | 3288 | 694 | 0 | 365 | 2574 | 216 | 1205 | 0 | 340 | 1200 | 0 | 465 | 0 | 0 | 0 | 0 | 0 | 0 | 0 | 0 | 0
2040-12-12 | 16 | 43.89 | -19836 | -1820 | -1707 | 0 | 0 | 0 | 3667 | 0 | 313 | 1457 | 53 | 341 | 9420 | 3288 | 436 | 0 | 311 | 703 | 216 | 1209 | 0 | 284 | 1200 | 0 | 465 | 0 | 0 | 0 | 0 | 0 | 0 | 0 | 0 | 0
2040-12-12 | 17 | 44.23 | -20238 | -1887 | -2180 | 0 | 0 | 876 | 4613 | 0 | 313 | 1457 | 53 | 341 | 9531 | 3288 | 204 | 0 | 236 | 22 | 216 | 1200 | 0 | 289 | 1200 | 0 | 465 | 0 | 0 | 0 | 0 | 0 | 0 | 0 | 0 | 0
2040-12-12 | 18 | 44.23 | -20221 | -2026 | -2626 | 0 | 0 | 734 | 5284 | 0 | 313 | 1457 | 53 | 341 | 9680 | 3288 | 110 | 0 | 192 | 0 | 217 | 1202 | 0 | 337 | 1200 | 0 | 465 | 0 | 0 | 0 | 0 | 0 | 0 | 0 | 0 | 0
2040-12-12 | 19 | 44.23 | -20513 | -2026 | -2521 | 0 | 0 | 1037 | 5199 | 0 | 313 | 1457 | 53 | 341 | 9659 | 3288 | 86 | 0 | 165 | 0 | 217 | 1202 | 0 | 378 | 1200 | 0 | 465 | 0 | 0 | 0 | 0 | 0 | 0 | 0 | 0 | 0
2040-12-12 | 20 | 44.23 | -20019 | -2098 | -1786 | 0 | 0 | 28 | 4962 | 0 | 313 | 1457 | 53 | 341 | 9659 | 3288 | 105 | 0 | 198 | 0 | 216 | 1205 | 0 | 413 | 1200 | 0 | 465 | 0 | 0 | 0 | 0 | 0 | 0 | 0 | 0 | 0
2040-12-12 | 21 | 43.01 | -18967 | -2098 | -1628 | 0 | 0 | 0 | 4502 | 0 | 313 | 1457 | 53 | 341 | 8811 | 3288 | 178 | 0 | 223 | 0 | 217 | 1209 | 0 | 436 | 1200 | 0 | 465 | 0 | 0 | 0 | 0 | 0 | 0 | 0 | 0 | 0
2040-12-12 | 22 | 42.44 | -17445 | -2170 | -1366 | 0 | 0 | 0 | 3635 | 0 | 313 | 1249 | 53 | 341 | 8009 | 3288 | 283 | 0 | 248 | 0 | 217 | 1211 | 0 | 467 | 1200 | 0 | 465 | 0 | 0 | 0 | 0 | 0 | 0 | 0 | 0 | 0
2040-12-12 | 23 | 41.44 | -16005 | -2170 | -1129 | 0 | 0 | 0 | 2415 | 0 | 313 | 1135 | 53 | 341 | 7504 | 3288 | 389 | 0 | 288 | 0 | 216 | 1194 | 0 | 503 | 1200 | 0 | 465 | 0 | 0 | 0 | 0 | 0 | 0 | 0 | 0 | 0
2040-12-12 | 24 | 41.95 | -14974 | -2170 | -919 | 0 | 0 | 0 | 1279 | 0 | 300 | 1135 | 53 | 341 | 7314 | 3288 | 501 | 0 | 311 | 0 | 212 | 1175 | 0 | 490 | 1200 | 0 | 465 | 0 | 0 | 0 | 0 | 0 | 0 | 0 | 0 | 0
2040-12-13 | 1 | 39.9 | -14398 | -2242 | -814 | 0 | 0 | 0 | 1168 | 0 | 300 | 1026 | 53 | 341 | 6319 | 3288 | 624 | 0 | 296 | 0 | 210 | 1164 | 0 | 1000 | 1200 | 0 | 465 | 0 | 0 | 0 | 0 | 0 | 0 | 0 | 0 | 0
2040-12-13 | 2 | 39.9 | -14214 | -2318 | -735 | 0 | 0 | 0 | 761 | 0 | 300 | 1079 | 53 | 341 | 6274 | 3288 | 833 | 0 | 332 | 0 | 210 | 1155 | 0 | 976 | 1200 | 0 | 465 | 0 | 0 | 0 | 0 | 0 | 0 | 0 | 0 | 0
2040-12-13 | 3 | 39.99 | -14294 | -2318 | -630 | 0 | 0 | 0 | 560 | 0 | 300 | 1119 | 53 | 341 | 6433 | 3288 | 838 | 0 | 341 | 0 | 213 | 1154 | 0 | 936 | 1200 | 0 | 465 | 0 | 0 | 0 | 0 | 0 | 0 | 0 | 0 | 0
2040-12-13 | 4 | 41.82 | -14836 | -2242 | -604 | 0 | 0 | 0 | 550 | 0 | 300 | 1135 | 53 | 341 | 7095 | 3288 | 1057 | 0 | 384 | 0 | 215 | 1152 | 0 | 447 | 1200 | 0 | 465 | 0 | 0 | 0 | 0 | 0 | 0 | 0 | 0 | 0
2040-12-13 | 5 | 42.96 | -16251 | -2170 | -604 | 0 | 0 | 0 | 898 | 0 | 300 | 1250 | 53 | 341 | 7591 | 3288 | 1442 | 0 | 410 | 0 | 214 | 1148 | 0 | 425 | 1200 | 0 | 465 | 0 | 0 | 0 | 0 | 0 | 0 | 0 | 0 | 0
2040-12-13 | 6 | 42.91 | -18405 | -2098 | -630 | 0 | 0 | 0 | 1908 | 0 | 300 | 1457 | 53 | 341 | 8152 | 3288 | 1798 | 0 | 455 | 0 | 208 | 1149 | 0 | 360 | 1200 | 0 | 465 | 0 | 0 | 0 | 0 | 0 | 0 | 0 | 0 | 0
2040-12-13 | 7 | 42.06 | -19632 | -2098 | -788 | 0 | 0 | 0 | 3604 | 0 | 300 | 1457 | 53 | 341 | 7718 | 3288 | 1930 | 0 | 490 | 0 | 216 | 1157 | 0 | 299 | 1200 | 0 | 465 | 0 | 0 | 0 | 0 | 0 | 0 | 0 | 0 | 0
2040-12-13 | 8 | 40.98 | -19843 | -2026 | -972 | 0 | 0 | 0 | 4555 | 0 | 300 | 1135 | 53 | 341 | 7052 | 3288 | 2219 | 0 | 479 | 116 | 216 | 1152 | 0 | 270 | 1200 | 0 | 465 | 0 | 0 | 0 | 0 | 0 | 0 | 0 | 0 | 0
2040-12-13 | 9 | 38.05 | -19854 | -1954 | -1155 | 0 | 0 | 0 | 4766 | 0 | 300 | 975 | 53 | 341 | 5507 | 3288 | 3113 | 0 | 498 | 782 | 216 | 1161 | 0 | 299 | 1200 | 0 | 465 | 0 | 0 | 0 | 0 | 0 | 0 | 0 | 0 | 0
2040-12-13 | 10 | 31.31 | -20019 | -1820 | -1339 | 0 | 0 | 0 | 4803 | 0 | 300 | 801 | 53 | 341 | 4464 | 3288 | 3863 | 0 | 462 | 1420 | 216 | 1173 | 0 | 329 | 1200 | 0 | 465 | 0 | 0 | 0 | 0 | 0 | 0 | 0 | 0 | 0
2040-12-13 | 11 | 30.42 | -20109 | -1626 | -1313 | 0 | 0 | -455 | 4761 | 0 | 300 | 632 | 53 | 341 | 4431 | 3288 | 4257 | 0 | 426 | 1614 | 216 | 1179 | 0 | 340 | 1200 | 0 | 465 | 0 | 0 | 0 | 0 | 0 | 0 | 0 | 0 | 0
2040-12-13 | 12 | 30.42 | -19542 | -1564 | -1129 | 0 | 0 | -739 | 4645 | 0 | 300 | 584 | 53 | 341 | 3444 | 3288 | 4781 | 0 | 403 | 1718 | 215 | 1187 | 0 | 349 | 1200 | 0 | 465 | 0 | 0 | 0 | 0 | 0 | 0 | 0 | 0 | 0
2040-12-13 | 13 | 37.34 | -19476 | -1505 | -1471 | 0 | 0 | 0 | 4417 | 0 | 300 | 649 | 53 | 341 | 3702 | 3288 | 4715 | 0 | 373 | 1180 | 214 | 1199 | 0 | 355 | 1200 | 0 | 465 | 0 | 0 | 0 | 0 | 0 | 0 | 0 | 0 | 0
2040-12-13 | 14 | 39.26 | -19471 | -1442 | -1444 | 0 | 0 | 0 | 4312 | 0 | 300 | 802 | 53 | 341 | 3898 | 3288 | 4740 | 0 | 346 | 841 | 214 | 1206 | 0 | 351 | 1200 | 0 | 465 | 0 | 0 | 0 | 0 | 0 | 0 | 0 | 0 | 0
2040-12-13 | 15 | 39.87 | -19210 | -1442 | -1287 | 0 | 0 | 0 | 4201 | 0 | 300 | 839 | 53 | 341 | 3958 | 3288 | 4752 | 0 | 326 | 454 | 216 | 1205 | 0 | 340 | 1200 | 0 | 465 | 0 | 0 | 0 | 0 | 0 | 0 | 0 | 0 | 0
2040-12-13 | 16 | 41.11 | -19779 | -1442 | -1707 | 0 | 0 | 628 | 4301 | 0 | 300 | 1001 | 53 | 341 | 4304 | 3288 | 4779 | 0 | 334 | 224 | 216 | 1209 | 0 | 284 | 1200 | 0 | 465 | 0 | 0 | 0 | 0 | 0 | 0 | 0 | 0 | 0
2040-12-13 | 17 | 41.11 | -19728 | -1384 | -2180 | 0 | 0 | 255 | 5020 | 0 | 300 | 1001 | 53 | 341 | 4540 | 3288 | 4746 | 0 | 365 | 13 | 216 | 1200 | 0 | 289 | 1200 | 0 | 465 | 0 | 0 | 0 | 0 | 0 | 0 | 0 | 0 | 0
2040-12-13 | 18 | 37.4 | -19297 | -1384 | -2626 | 0 | 0 | 0 | 5284 | 0 | 300 | 958 | 53 | 341 | 4458 | 3288 | 4801 | 0 | 403 | 0 | 217 | 1202 | 0 | 337 | 1200 | 0 | 465 | 0 | 0 | 0 | 0 | 0 | 0 | 0 | 0 | 0
2040-12-13 | 19 | 39.26 | -19233 | -1384 | -2521 | 0 | 0 | 0 | 4893 | 0 | 300 | 1001 | 53 | 341 | 4698 | 3288 | 4683 | 0 | 418 | 0 | 217 | 1202 | 0 | 378 | 1200 | 0 | 465 | 0 | 0 | 0 | 0 | 0 | 0 | 0 | 0 | 0
2040-12-13 | 20 | 24.21 | -18596 | -1384 | -1786 | 0 | 0 | 0 | 4333 | 0 | 300 | 839 | 53 | 277 | 3929 | 3288 | 4817 | 0 | 430 | 0 | 216 | 1205 | 0 | 413 | 1200 | 0 | 465 | 0 | 0 | 0 | 0 | 0 | 0 | 0 | 0 | 0
2040-12-13 | 21 | 21.39 | -17761 | -1384 | -1628 | 0 | 0 | 0 | 3746 | 0 | 300 | 655 | 53 | 166 | 3667 | 3288 | 4929 | 0 | 441 | 0 | 217 | 1209 | 0 | 436 | 1200 | 0 | 465 | 0 | 0 | 0 | 0 | 0 | 0 | 0 | 0 | 0
2040-12-13 | 22 | 17.38 | -16589 | -1330 | -1366 | 0 | 0 | -81 | 2911 | 0 | 300 | 604 | 53 | 160 | 3117 | 3288 | 4917 | 0 | 455 | 0 | 217 | 1211 | 0 | 467 | 1200 | 0 | 465 | 0 | 0 | 0 | 0 | 0 | 0 | 0 | 0 | 0
2040-12-13 | 23 | 17.38 | -15270 | -1272 | -1129 | 0 | 0 | -140 | 1844 | 0 | 300 | 567 | 53 | 160 | 2659 | 3288 | 4905 | 0 | 456 | 0 | 216 | 1194 | 0 | 503 | 1200 | 0 | 465 | 0 | 0 | 0 | 0 | 0 | 0 | 0 | 0 | 0
2040-12-13 | 24 | 23.49 | -14200 | -1272 | -919 | 0 | 0 | 163 | 734 | 0 | 300 | 567 | 53 | 212 | 2129 | 3288 | 4914 | 0 | 488 | 0 | 212 | 1175 | 0 | 490 | 1200 | 0 | 465 | 0 | 0 | 0 | 0 | 0 | 0 | 0 | 0 | 0
2040-12-14 | 1 | 27.63 | -13596 | -1272 | -814 | 0 | 0 | -1439 | 1358 | 0 | 300 | 567 | 53 | 319 | 1727 | 3288 | 4929 | 0 | 540 | 0 | 210 | 1164 | 0 | 1000 | 1200 | 0 | 465 | 0 | 0 | 0 | 0 | 0 | 0 | 0 | 0 | 0
2040-12-14 | 2 | 27.63 | -13343 | -1218 | -735 | 0 | 0 | -470 | 766 | 0 | 300 | 567 | 53 | 335 | 928 | 3288 | 4940 | 0 | 583 | 0 | 210 | 1155 | 0 | 976 | 1200 | 0 | 465 | 0 | 0 | 0 | 0 | 0 | 0 | 0 | 0 | 0
2040-12-14 | 3 | 27.63 | -13228 | -1164 | -630 | 0 | 0 | -354 | 528 | 0 | 300 | 567 | 53 | 341 | 783 | 3288 | 4948 | 0 | 600 | 0 | 213 | 1154 | 0 | 936 | 1200 | 0 | 465 | 0 | 0 | 0 | 0 | 0 | 0 | 0 | 0 | 0
2040-12-14 | 4 | 35.45 | -13408 | -1114 | -604 | 0 | 0 | 0 | 528 | 0 | 300 | 567 | 53 | 341 | 1001 | 3288 | 4927 | 0 | 642 | 0 | 215 | 1152 | 0 | 447 | 1200 | 0 | 465 | 0 | 0 | 0 | 0 | 0 | 0 | 0 | 0 | 0
2040-12-14 | 5 | 37.34 | -13920 | -1015 | -604 | 0 | 0 | 242 | 528 | 0 | 300 | 567 | 53 | 341 | 1179 | 3288 | 4928 | 0 | 660 | 0 | 214 | 1148 | 0 | 425 | 1200 | 0 | 465 | 0 | 0 | 0 | 0 | 0 | 0 | 0 | 0 | 0
2040-12-14 | 6 | 37.34 | -14708 | -966 | -630 | 0 | 0 | 812 | 761 | 0 | 300 | 567 | 53 | 341 | 1179 | 3288 | 4934 | 0 | 687 | 0 | 208 | 1149 | 0 | 360 | 1200 | 0 | 465 | 0 | 0 | 0 | 0 | 0 | 0 | 0 | 0 | 0
2040-12-14 | 7 | 37.34 | -15772 | -966 | -788 | 0 | 0 | 419 | 1532 | 0 | 300 | 567 | 53 | 341 | 2024 | 3288 | 4934 | 0 | 730 | 0 | 216 | 1157 | 0 | 299 | 1200 | 0 | 465 | 0 | 0 | 0 | 0 | 0 | 0 | 0 | 0 | 0
2040-12-14 | 8 | 37.34 | -16871 | -921 | -972 | 0 | 0 | 202 | 2515 | 0 | 300 | 567 | 53 | 335 | 2434 | 3288 | 4926 | 0 | 790 | 51 | 216 | 1152 | 0 | 270 | 1200 | 0 | 465 | 0 | 0 | 0 | 0 | 0 | 0 | 0 | 0 | 0
2040-12-14 | 9 | 23.36 | -17587 | -921 | -1155 | 0 | 0 | 0 | 3561 | 0 | 300 | 567 | 53 | 200 | 2321 | 3288 | 4926 | 0 | 815 | 290 | 216 | 1161 | 0 | 299 | 1200 | 0 | 465 | 0 | 0 | 0 | 0 | 0 | 0 | 0 | 0 | 0
2040-12-14 | 10 | 7.4 | -17983 | -872 | -1339 | 0 | 0 | -156 | 4248 | 0 | 220 | 567 | 53 | 160 | 2189 | 3288 | 4926 | 0 | 864 | 781 | 216 | 1173 | 0 | 0 | 1200 | 0 | 465 | 0 | 0 | 0 | 0 | 0 | 0 | 329 | 0 | 0
2040-12-14 | 11 | 7.4 | -18201 | -872 | -1313 | 0 | 0 | -906 | 4544 | 0 | 220 | 567 | 53 | 160 | 2409 | 3288 | 4914 | 0 | 842 | 1234 | 216 | 1179 | 0 | 0 | 1200 | 0 | 465 | 0 | 0 | 0 | 0 | 0 | 0 | 340 | 0 | 0
2040-12-14 | 12 | 7.4 | -17794 | -831 | -1129 | 0 | 0 | -1829 | 4539 | 0 | 220 | 567 | 53 | 160 | 2021 | 3288 | 4831 | 0 | 840 | 1998 | 215 | 1187 | 0 | 0 | 1200 | 0 | 465 | 0 | 0 | 0 | 0 | 0 | 0 | 349 | 0 | 0
2040-12-14 | 13 | 7.4 | -17542 | -746 | -1471 | 0 | 0 | -1122 | 4396 | 0 | 220 | 567 | 53 | 160 | 2021 | 3288 | 4904 | 0 | 808 | 1385 | 214 | 1199 | 0 | 0 | 1200 | 0 | 465 | 0 | 0 | 0 | 0 | 0 | 0 | 355 | 0 | 0
2040-12-14 | 14 | 7.4 | -17528 | -705 | -1444 | 0 | 0 | -417 | 4137 | 0 | 220 | 567 | 53 | 160 | 2021 | 3288 | 4897 | 0 | 707 | 958 | 214 | 1206 | 0 | 0 | 1200 | 0 | 465 | 0 | 0 | 0 | 0 | 0 | 0 | 351 | 0 | 0
2040-12-14 | 15 | 7.4 | -17255 | -705 | -1287 | 0 | 0 | -328 | 4000 | 0 | 220 | 567 | 53 | 160 | 1876 | 3288 | 4897 | 0 | 696 | 732 | 216 | 1205 | 0 | 0 | 1200 | 0 | 465 | 0 | 0 | 0 | 0 | 0 | 0 | 340 | 0 | 0
2040-12-14 | 16 | 10 | -17762 | -746 | -1707 | 0 | 0 | 711 | 4137 | 0 | 220 | 567 | 53 | 160 | 1876 | 3288 | 4919 | 0 | 654 | 255 | 216 | 1209 | 0 | 284 | 1200 | 0 | 465 | 0 | 0 | 0 | 0 | 0 | 0 | 0 | 0 | 0
2040-12-14 | 17 | 10 | -17755 | -746 | -2180 | 0 | 0 | 683 | 4946 | 0 | 220 | 567 | 53 | 160 | 1876 | 3288 | 4911 | 0 | 600 | 6 | 216 | 1200 | 0 | 289 | 1200 | 0 | 465 | 0 | 0 | 0 | 0 | 0 | 0 | 0 | 0 | 0
2040-12-14 | 18 | 10 | -17442 | -746 | -2626 | 0 | 0 | 112 | 5284 | 0 | 220 | 567 | 53 | 160 | 2260 | 3288 | 4889 | 0 | 560 | 0 | 217 | 1202 | 0 | 337 | 1200 | 0 | 465 | 0 | 0 | 0 | 0 | 0 | 0 | 0 | 0 | 0
2040-12-14 | 19 | 10 | -17505 | -705 | -2521 | 0 | 0 | 340 | 4904 | 0 | 220 | 567 | 53 | 160 | 2264 | 3288 | 4898 | 0 | 576 | 0 | 217 | 1202 | 0 | 378 | 1200 | 0 | 465 | 0 | 0 | 0 | 0 | 0 | 0 | 0 | 0 | 0
2040-12-14 | 20 | 10 | -17002 | -665 | -1786 | 0 | 0 | 349 | 4349 | 0 | 220 | 567 | 53 | 160 | 1431 | 3288 | 4883 | 0 | 654 | 0 | 216 | 1205 | 0 | 413 | 1200 | 0 | 465 | 0 | 0 | 0 | 0 | 0 | 0 | 0 | 0 | 0
2040-12-14 | 21 | 10 | -16408 | -625 | -1628 | 0 | 0 | 260 | 3762 | 0 | 220 | 567 | 53 | 160 | 1263 | 3288 | 4890 | 0 | 670 | 0 | 217 | 1209 | 0 | 436 | 1200 | 0 | 465 | 0 | 0 | 0 | 0 | 0 | 0 | 0 | 0 | 0
2040-12-14 | 22 | 10 | -15478 | -625 | -1366 | 0 | 0 | 176 | 3070 | 0 | 220 | 567 | 53 | 160 | 753 | 3288 | 4887 | 0 | 733 | 0 | 217 | 1211 | 0 | 467 | 1200 | 0 | 465 | 0 | 0 | 0 | 0 | 0 | 0 | 0 | 0 | 0
2040-12-14 | 23 | 10 | -14363 | -665 | -1129 | 0 | 0 | 353 | 2145 | 0 | 220 | 567 | 53 | 160 | 388 | 3288 | 4872 | 0 | 798 | 0 | 216 | 1194 | 0 | 237 | 1200 | 0 | 465 | 0 | 0 | 0 | 0 | 0 | 0 | 266 | 0 | 0
2040-12-14 | 24 | 10 | -13211 | -746 | -919 | 0 | 0 | 536 | 1125 | 0 | 0 | 567 | 53 | 160 | 398 | 3288 | 4866 | 0 | 854 | 0 | 212 | 1175 | 0 | 0 | 1200 | 0 | 441 | 0 | 0 | 0 | 0 | 0 | 0 | 490 | 0 | 0
2040-12-15 | 1 | 21.39 | -12608 | -786 | -1077 | 0 | -58 | -396 | 528 | 0 | 0 | 567 | 53 | 160 | 544 | 3288 | 4851 | 0 | 894 | 0 | 210 | 1164 | 0 | 1000 | 1200 | 0 | 465 | 0 | 0 | 0 | 0 | 0 | 0 | 0 | 0 | 0
2040-12-15 | 2 | 21.39 | -12327 | -921 | -919 | 0 | 0 | -334 | 528 | 0 | 0 | 567 | 53 | 160 | 132 | 3288 | 4851 | 0 | 915 | 0 | 210 | 1155 | 0 | 976 | 1200 | 0 | 465 | 0 | 0 | 0 | 0 | 0 | 0 | 0 | 0 | 0
2040-12-15 | 3 | 21.39 | -12206 | -1015 | -814 | 0 | 0 | -435 | 528 | 0 | 0 | 567 | 53 | 175 | 62 | 3288 | 4857 | 0 | 971 | 0 | 213 | 1154 | 0 | 936 | 1200 | 0 | 465 | 0 | 0 | 0 | 0 | 0 | 0 | 0 | 0 | 0
2040-12-15 | 4 | 28.9 | -12397 | -1114 | -762 | 0 | 0 | 45 | 528 | 0 | 0 | 567 | 53 | 335 | 113 | 3288 | 4849 | 0 | 1015 | 0 | 215 | 1152 | 0 | 447 | 1200 | 0 | 465 | 0 | 0 | 0 | 0 | 0 | 0 | 0 | 0 | 0
2040-12-15 | 5 | 28.9 | -12825 | -1114 | -735 | 0 | 0 | 303 | 528 | 0 | 0 | 567 | 53 | 341 | 258 | 3288 | 4849 | 0 | 1035 | 0 | 214 | 1148 | 0 | 425 | 1200 | 0 | 465 | 0 | 0 | 0 | 0 | 0 | 0 | 0 | 0 | 0
2040-12-15 | 6 | 24.22 | -13494 | -1114 | -762 | 0 | 0 | 0 | 528 | 0 | 0 | 567 | 53 | 322 | 1326 | 3288 | 4856 | 0 | 1047 | 0 | 208 | 1149 | 0 | 360 | 1200 | 0 | 465 | 0 | 0 | 0 | 0 | 0 | 0 | 0 | 0 | 0
2040-12-15 | 7 | 28.9 | -14406 | -1164 | -867 | 0 | 0 | 178 | 528 | 0 | 0 | 567 | 53 | 335 | 2227 | 3288 | 4856 | 0 | 1066 | 0 | 216 | 1157 | 0 | 299 | 1200 | 0 | 465 | 0 | 0 | 0 | 0 | 0 | 0 | 0 | 0 | 0
2040-12-15 | 8 | 28.9 | -15449 | -1114 | -998 | 0 | 50 | 336 | 661 | 0 | 0 | 584 | 53 | 319 | 2898 | 3288 | 4856 | 0 | 1078 | 135 | 216 | 1152 | 0 | 270 | 1200 | 0 | 465 | 0 | 0 | 0 | 0 | 0 | 0 | 0 | 0 | 0
2040-12-15 | 9 | 7.4 | -16184 | -1114 | -1234 | 0 | 0 | -169 | 1627 | 0 | 0 | 567 | 53 | 160 | 2898 | 3288 | 4863 | 0 | 1075 | 1128 | 216 | 1161 | 0 | 0 | 1200 | 0 | 465 | 0 | 0 | 0 | 0 | 0 | 0 | 299 | 0 | 0
2040-12-15 | 10 | 7.4 | -16805 | -1065 | -1444 | 0 | 0 | -1143 | 2304 | 0 | 0 | 567 | 53 | 160 | 2902 | 3288 | 4850 | 0 | 1086 | 2193 | 216 | 1173 | 0 | 0 | 1200 | 0 | 465 | 0 | 0 | 0 | 0 | 0 | 0 | 329 | 0 | 0
2040-12-15 | 11 | 5 | -17112 | -1015 | -1313 | 0 | -610 | -1859 | 2637 | 0 | 0 | 567 | 53 | 160 | 2902 | 3288 | 4850 | 0 | 1099 | 3315 | 216 | 1158 | 0 | 0 | 1200 | 0 | 465 | 0 | 0 | 0 | 0 | 21 | 0 | 340 | 0 | 0
2040-12-15 | 12 | 5 | -17163 | -966 | -1444 | 0 | -106 | -1859 | 2927 | 0 | 0 | 567 | 53 | 160 | 2734 | 3288 | 4850 | 0 | 1105 | 3351 | 215 | 622 | 0 | 0 | 1200 | 0 | 465 | 0 | 0 | 0 | 0 | 565 | 0 | 349 | 0 | 0
2040-12-15 | 13 | 7.4 | -17027 | -966 | -1576 | 0 | 0 | -1648 | 3054 | 0 | 0 | 567 | 53 | 160 | 2421 | 3288 | 4858 | 0 | 1112 | 2625 | 214 | 1199 | 0 | 0 | 1200 | 0 | 465 | 0 | 0 | 0 | 0 | 0 | 0 | 355 | 0 | 0
2040-12-15 | 14 | 7.4 | -16971 | -966 | -1628 | 0 | 0 | -936 | 2985 | 0 | 0 | 567 | 53 | 160 | 1841 | 3288 | 4856 | 0 | 1103 | 2563 | 214 | 1206 | 0 | 0 | 1200 | 0 | 465 | 0 | 0 | 0 | 0 | 0 | 0 | 351 | 0 | 0
2040-12-15 | 15 | 5.1 | -17193 | -966 | -1681 | 0 | 0 | -158 | 2985 | 0 | 0 | 567 | 53 | 160 | 1841 | 3288 | 4870 | 0 | 1101 | 2046 | 216 | 1205 | 0 | 0 | 1200 | 0 | 465 | 0 | 0 | 0 | 0 | 0 | 0 | 340 | 0 | 0
2040-12-15 | 16 | 12.3 | -18710 | -1065 | -1602 | 0 | 238 | 1701 | 3176 | 0 | 0 | 636 | 53 | 160 | 2171 | 3288 | 4870 | 0 | 1087 | 623 | 216 | 1209 | 0 | 284 | 1200 | 0 | 465 | 0 | 0 | 0 | 0 | 0 | 0 | 0 | 0 | 0
2040-12-15 | 17 | 12.3 | -19753 | -1114 | -1576 | 0 | 378 | 1859 | 4380 | 0 | 0 | 802 | 53 | 160 | 2171 | 3288 | 4870 | 0 | 1094 | 17 | 216 | 1200 | 0 | 289 | 1200 | 0 | 465 | 0 | 0 | 0 | 0 | 0 | 0 | 0 | 0 | 0
2040-12-15 | 18 | 10 | -19575 | -1218 | -1628 | 0 | 0 | 1306 | 5284 | 0 | 0 | 612 | 53 | 160 | 2339 | 3288 | 4870 | 0 | 1088 | 0 | 217 | 1202 | 0 | 337 | 1200 | 0 | 465 | 0 | 0 | 0 | 0 | 0 | 0 | 0 | 0 | 0
2040-12-15 | 19 | 10 | -19207 | -1330 | -1681 | 0 | 0 | 779 | 5252 | 0 | 0 | 599 | 53 | 160 | 2652 | 3288 | 4870 | 0 | 1102 | 0 | 217 | 1202 | 0 | 378 | 1200 | 0 | 465 | 0 | 0 | 0 | 0 | 0 | 0 | 0 | 0 | 0
2040-12-15 | 20 | 10 | -18550 | -1384 | -1576 | 0 | 0 | 39 | 4935 | 0 | 80 | 584 | 53 | 160 | 2902 | 3288 | 4878 | 0 | 1091 | 0 | 216 | 1205 | 0 | 413 | 1200 | 0 | 465 | 0 | 0 | 0 | 0 | 0 | 0 | 0 | 0 | 0
2040-12-15 | 21 | 10 | -17508 | -1505 | -1471 | 0 | 0 | 0 | 4444 | 0 | 80 | 567 | 53 | 160 | 2712 | 3288 | 4871 | 0 | 1097 | 0 | 217 | 1209 | 0 | 121 | 1200 | 0 | 465 | 0 | 0 | 0 | 0 | 0 | 0 | 315 | 0 | 0
2040-12-15 | 22 | 10 | -15872 | -1564 | -1339 | 0 | 0 | 0 | 3593 | 0 | 80 | 567 | 53 | 160 | 1889 | 3288 | 4862 | 0 | 1113 | 0 | 217 | 1211 | 0 | 76 | 1200 | 0 | 465 | 0 | 0 | 0 | 0 | 0 | 0 | 391 | 0 | 0
2040-12-15 | 23 | 10 | -14526 | -1689 | -1339 | 0 | 0 | 0 | 2431 | 0 | 80 | 567 | 53 | 160 | 1889 | 3288 | 4831 | 0 | 1116 | 0 | 216 | 1194 | 0 | 65 | 1200 | 0 | 465 | 0 | 0 | 0 | 0 | 0 | 0 | 438 | 0 | 0
2040-12-15 | 24 | 10 | -13675 | -1752 | -1208 | 0 | 0 | 68 | 1358 | 0 | 80 | 567 | 53 | 160 | 1708 | 3288 | 4819 | 0 | 1112 | 0 | 212 | 1175 | 0 | 370 | 1200 | 0 | 465 | 0 | 0 | 0 | 0 | 0 | 0 | 120 | 0 | 0
2040-12-16 | 1 | 33.09 | -13352 | -1820 | -1077 | 0 | 0 | -884 | 528 | 0 | 80 | 567 | 53 | 319 | 2362 | 3288 | 4788 | 0 | 1107 | 0 | 210 | 1164 | 0 | 1000 | 1200 | 0 | 465 | 0 | 0 | 0 | 0 | 0 | 0 | 0 | 0 | 0
2040-12-16 | 2 | 33.09 | -13252 | -1820 | -919 | 0 | 0 | -915 | 528 | 0 | 80 | 567 | 53 | 335 | 2362 | 3288 | 4593 | 0 | 1093 | 0 | 210 | 1155 | 0 | 976 | 1200 | 0 | 465 | 0 | 0 | 0 | 0 | 0 | 0 | 0 | 0 | 0
2040-12-16 | 3 | 33.09 | -13398 | -1887 | -814 | 0 | 0 | -593 | 528 | 0 | 80 | 567 | 53 | 341 | 2552 | 3288 | 4232 | 0 | 1082 | 0 | 213 | 1154 | 0 | 936 | 1200 | 0 | 465 | 0 | 0 | 0 | 0 | 0 | 0 | 0 | 0 | 0
2040-12-16 | 4 | 33.82 | -14036 | -1887 | -762 | 0 | 0 | 0 | 528 | 0 | 80 | 612 | 53 | 341 | 3798 | 3288 | 3437 | 0 | 1068 | 0 | 215 | 1152 | 0 | 447 | 1200 | 0 | 465 | 0 | 0 | 0 | 0 | 0 | 0 | 0 | 0 | 0
2040-12-16 | 5 | 40.69 | -15486 | -1887 | -735 | 0 | 0 | 0 | 528 | 0 | 80 | 958 | 53 | 341 | 5675 | 3288 | 2675 | 0 | 1058 | 0 | 214 | 1148 | 0 | 425 | 1200 | 0 | 465 | 0 | 0 | 0 | 0 | 0 | 0 | 0 | 0 | 0
2040-12-16 | 6 | 43.63 | -17816 | -1954 | -762 | 0 | 0 | 0 | 560 | 0 | 93 | 1457 | 53 | 341 | 8063 | 3288 | 2250 | 0 | 1044 | 0 | 208 | 1149 | 0 | 360 | 1200 | 0 | 465 | 0 | 0 | 0 | 0 | 0 | 0 | 0 | 0 | 0
2040-12-16 | 7 | 43.34 | -19148 | -2026 | -867 | 0 | 0 | 0 | 2288 | 0 | 313 | 1457 | 53 | 341 | 8217 | 3288 | 1729 | 0 | 1017 | 0 | 216 | 1157 | 0 | 299 | 1200 | 0 | 465 | 0 | 0 | 0 | 0 | 0 | 0 | 0 | 0 | 0
2040-12-16 | 8 | 42.96 | -19386 | -2026 | -998 | 0 | 0 | 0 | 3276 | 0 | 313 | 1457 | 53 | 341 | 7929 | 3288 | 1388 | 0 | 973 | 88 | 216 | 1152 | 0 | 270 | 1200 | 0 | 465 | 0 | 0 | 0 | 0 | 0 | 0 | 0 | 0 | 0
2040-12-16 | 9 | 42.11 | -19460 | -1954 | -1234 | 0 | 0 | 0 | 3530 | 0 | 313 | 1182 | 53 | 341 | 7989 | 3288 | 1003 | 0 | 928 | 680 | 216 | 1161 | 0 | 299 | 1200 | 0 | 465 | 0 | 0 | 0 | 0 | 0 | 0 | 0 | 0 | 0
2040-12-16 | 10 | 42.13 | -19698 | -1887 | -1444 | 0 | 0 | 0 | 3667 | 0 | 313 | 1185 | 53 | 341 | 8022 | 3288 | 848 | 0 | 894 | 1035 | 216 | 1173 | 0 | 329 | 1200 | 0 | 465 | 0 | 0 | 0 | 0 | 0 | 0 | 0 | 0 | 0
2040-12-16 | 11 | 41.61 | -19615 | -1887 | -1313 | 0 | 0 | 0 | 3746 | 0 | 313 | 1135 | 53 | 341 | 7611 | 3288 | 646 | 0 | 870 | 1411 | 216 | 1179 | 0 | 340 | 1200 | 0 | 465 | 0 | 0 | 0 | 0 | 0 | 0 | 0 | 0 | 0
2040-12-16 | 12 | 40.98 | -19413 | -1820 | -1444 | 0 | 0 | 0 | 3725 | 0 | 313 | 1119 | 53 | 341 | 7232 | 3288 | 491 | 0 | 872 | 1826 | 215 | 1187 | 0 | 349 | 1200 | 0 | 465 | 0 | 0 | 0 | 0 | 0 | 0 | 0 | 0 | 0
2040-12-16 | 13 | 40.18 | -19310 | -1752 | -1576 | 0 | 0 | 0 | 3625 | 0 | 313 | 1026 | 53 | 341 | 6977 | 3288 | 438 | 0 | 861 | 2283 | 214 | 1199 | 0 | 355 | 1200 | 0 | 465 | 0 | 0 | 0 | 0 | 0 | 0 | 0 | 0 | 0
2040-12-16 | 14 | 39.87 | -19142 | -1689 | -1628 | 0 | 0 | 0 | 3546 | 0 | 300 | 1001 | 53 | 341 | 6583 | 3288 | 385 | 0 | 854 | 2673 | 214 | 1206 | 0 | 351 | 1200 | 0 | 465 | 0 | 0 | 0 | 0 | 0 | 0 | 0 | 0 | 0
2040-12-16 | 15 | 41.82 | -19456 | -1689 | -1681 | 0 | 0 | 0 | 3461 | 0 | 300 | 1135 | 53 | 341 | 7478 | 3288 | 400 | 0 | 824 | 2119 | 216 | 1205 | 0 | 340 | 1200 | 0 | 465 | 0 | 0 | 0 | 0 | 0 | 0 | 0 | 0 | 0
2040-12-16 | 16 | 44.72 | -20800 | -1626 | -1602 | 0 | 0 | 454 | 3593 | 0 | 300 | 1457 | 53 | 341 | 9420 | 3288 | 372 | 0 | 814 | 562 | 216 | 1209 | 0 | 284 | 1200 | 0 | 465 | 0 | 0 | 0 | 0 | 0 | 0 | 0 | 0 | 0
2040-12-16 | 17 | 44.72 | -21691 | -1689 | -1576 | 0 | 0 | 970 | 4555 | 0 | 300 | 1457 | 53 | 341 | 9420 | 3288 | 392 | 0 | 794 | 15 | 216 | 1200 | 0 | 289 | 1200 | 0 | 465 | 0 | 0 | 0 | 0 | 0 | 0 | 0 | 0 | 0
2040-12-16 | 18 | 44.72 | -21452 | -1820 | -1628 | 0 | 0 | 293 | 5284 | 0 | 300 | 1457 | 53 | 341 | 9349 | 3288 | 326 | 0 | 787 | 0 | 217 | 1202 | 0 | 337 | 1200 | 0 | 465 | 0 | 0 | 0 | 0 | 0 | 0 | 0 | 0 | 0
2040-12-16 | 19 | 44.72 | -20990 | -1887 | -1681 | 0 | 0 | 53 | 5184 | 0 | 300 | 1457 | 53 | 341 | 9346 | 3288 | 311 | 0 | 763 | 0 | 217 | 1202 | 0 | 378 | 1200 | 0 | 465 | 0 | 0 | 0 | 0 | 0 | 0 | 0 | 0 | 0
2040-12-16 | 20 | 43.71 | -20187 | -1887 | -1576 | 0 | 0 | 0 | 4798 | 0 | 300 | 1457 | 53 | 341 | 9021 | 3288 | 217 | 0 | 675 | 0 | 216 | 1205 | 0 | 413 | 1200 | 0 | 465 | 0 | 0 | 0 | 0 | 0 | 0 | 0 | 0 | 0
2040-12-16 | 21 | 42.53 | -18901 | -1954 | -1471 | 0 | 0 | 0 | 4217 | 0 | 300 | 1457 | 53 | 341 | 8363 | 3288 | 124 | 0 | 656 | 0 | 217 | 1209 | 0 | 436 | 1200 | 0 | 465 | 0 | 0 | 0 | 0 | 0 | 0 | 0 | 0 | 0
2040-12-16 | 22 | 41.44 | -17064 | -1954 | -1339 | 0 | 0 | 0 | 3239 | 0 | 313 | 1135 | 53 | 341 | 7704 | 3288 | 128 | 0 | 596 | 0 | 217 | 1211 | 0 | 467 | 1200 | 0 | 465 | 0 | 0 | 0 | 0 | 0 | 0 | 0 | 0 | 0
2040-12-16 | 23 | 41.05 | -15499 | -1954 | -1339 | 0 | 0 | 0 | 1971 | 0 | 313 | 1135 | 53 | 341 | 7473 | 3288 | 110 | 0 | 530 | 0 | 216 | 1194 | 0 | 503 | 1200 | 0 | 465 | 0 | 0 | 0 | 0 | 0 | 0 | 0 | 0 | 0
2040-12-16 | 24 | 41.87 | -14739 | -1954 | -1208 | 0 | 0 | 0 | 814 | 0 | 313 | 1135 | 53 | 341 | 7797 | 3288 | 164 | 0 | 455 | 0 | 212 | 1175 | 0 | 490 | 1200 | 0 | 465 | 0 | 0 | 0 | 0 | 0 | 0 | 0 | 0 | 0
2040-12-17 | 1 | 39.9 | -14227 | -1954 | -814 | 0 | 0 | 0 | 528 | 0 | 313 | 1135 | 53 | 341 | 6705 | 3288 | 162 | 0 | 431 | 0 | 210 | 1164 | 0 | 1000 | 1200 | 0 | 465 | 0 | 0 | 0 | 0 | 0 | 0 | 0 | 0 | 0
2040-12-17 | 2 | 39.27 | -14062 | -1954 | -735 | 0 | 0 | 0 | 528 | 0 | 313 | 1070 | 53 | 341 | 6503 | 3288 | 235 | 0 | 413 | 0 | 210 | 1155 | 0 | 976 | 1200 | 0 | 465 | 0 | 0 | 0 | 0 | 0 | 0 | 0 | 0 | 0
2040-12-17 | 3 | 39.26 | -14103 | -1954 | -630 | 0 | 0 | 0 | 528 | 0 | 313 | 1017 | 53 | 341 | 6422 | 3288 | 344 | 0 | 413 | 0 | 213 | 1154 | 0 | 936 | 1200 | 0 | 465 | 0 | 0 | 0 | 0 | 0 | 0 | 0 | 0 | 0
2040-12-17 | 4 | 40.08 | -14627 | -1954 | -604 | 0 | 0 | 0 | 528 | 0 | 313 | 1119 | 53 | 341 | 6935 | 3288 | 739 | 0 | 389 | 0 | 215 | 1152 | 0 | 447 | 1200 | 0 | 465 | 0 | 0 | 0 | 0 | 0 | 0 | 0 | 0 | 0
2040-12-17 | 5 | 41.81 | -15900 | -1954 | -604 | 0 | 0 | 0 | 528 | 0 | 313 | 1231 | 53 | 341 | 7681 | 3288 | 1227 | 0 | 343 | 0 | 214 | 1148 | 0 | 425 | 1200 | 0 | 465 | 0 | 0 | 0 | 0 | 0 | 0 | 0 | 0 | 0
2040-12-17 | 6 | 43.63 | -17759 | -2026 | -630 | 0 | 0 | 0 | 565 | 0 | 313 | 1457 | 53 | 341 | 9183 | 3288 | 1549 | 0 | 283 | 0 | 208 | 1149 | 0 | 360 | 1200 | 0 | 465 | 0 | 0 | 0 | 0 | 0 | 0 | 0 | 0 | 0
2040-12-17 | 7 | 43.26 | -19011 | -2098 | -788 | 0 | 0 | 0 | 1981 | 0 | 313 | 1457 | 53 | 341 | 8957 | 3288 | 1964 | 0 | 205 | 0 | 216 | 1157 | 0 | 299 | 1200 | 0 | 465 | 0 | 0 | 0 | 0 | 0 | 0 | 0 | 0 | 0
2040-12-17 | 8 | 41.44 | -19623 | -2098 | -972 | 0 | 0 | 0 | 2933 | 0 | 313 | 1457 | 53 | 341 | 7441 | 3288 | 3351 | 0 | 169 | 43 | 216 | 1152 | 0 | 270 | 1200 | 0 | 465 | 0 | 0 | 0 | 0 | 0 | 0 | 0 | 0 | 0
2040-12-17 | 9 | 39.87 | -20089 | -2098 | -1155 | 0 | 0 | 0 | 3456 | 0 | 300 | 1444 | 53 | 341 | 6551 | 3288 | 4223 | 0 | 138 | 208 | 216 | 1161 | 0 | 299 | 1200 | 0 | 465 | 0 | 0 | 0 | 0 | 0 | 0 | 0 | 0 | 0
2040-12-17 | 10 | 39.94 | -20602 | -2026 | -1339 | 0 | 0 | 0 | 3841 | 0 | 300 | 1457 | 53 | 341 | 6695 | 3288 | 3996 | 0 | 113 | 499 | 216 | 1173 | 0 | 329 | 1200 | 0 | 465 | 0 | 0 | 0 | 0 | 0 | 0 | 0 | 0 | 0
2040-12-17 | 11 | 39.9 | -20967 | -1954 | -1313 | 0 | 0 | 0 | 4116 | 0 | 300 | 1410 | 53 | 341 | 6648 | 3288 | 4038 | 0 | 109 | 530 | 216 | 1179 | 0 | 340 | 1200 | 0 | 465 | 0 | 0 | 0 | 0 | 0 | 0 | 0 | 0 | 0
2040-12-17 | 12 | 39.26 | -20740 | -2026 | -1129 | 0 | 0 | 0 | 4291 | 0 | 300 | 1230 | 53 | 341 | 6503 | 3288 | 3838 | 0 | 104 | 532 | 215 | 1187 | 0 | 349 | 1200 | 0 | 465 | 0 | 0 | 0 | 0 | 0 | 0 | 0 | 0 | 0
2040-12-17 | 13 | 41.82 | -20704 | -1954 | -1471 | 0 | 0 | 0 | 4301 | 0 | 300 | 1457 | 53 | 341 | 7598 | 3288 | 2321 | 0 | 88 | 949 | 214 | 1199 | 0 | 355 | 1200 | 0 | 465 | 0 | 0 | 0 | 0 | 0 | 0 | 0 | 0 | 0
2040-12-17 | 14 | 42.06 | -20703 | -1954 | -1444 | 0 | 0 | 0 | 4264 | 0 | 300 | 1457 | 53 | 341 | 8033 | 3288 | 1996 | 0 | 75 | 858 | 214 | 1206 | 0 | 351 | 1200 | 0 | 465 | 0 | 0 | 0 | 0 | 0 | 0 | 0 | 0 | 0
2040-12-17 | 15 | 40.18 | -20356 | -1887 | -1287 | 0 | 0 | 0 | 4116 | 0 | 300 | 1457 | 53 | 341 | 6959 | 3288 | 2960 | 0 | 77 | 552 | 216 | 1205 | 0 | 340 | 1200 | 0 | 465 | 0 | 0 | 0 | 0 | 0 | 0 | 0 | 0 | 0
2040-12-17 | 16 | 41.05 | -20966 | -1887 | -1707 | 0 | 0 | 0 | 4143 | 0 | 300 | 1457 | 53 | 341 | 7336 | 3288 | 3970 | 0 | 80 | 218 | 216 | 1209 | 0 | 284 | 1200 | 0 | 465 | 0 | 0 | 0 | 0 | 0 | 0 | 0 | 0 | 0
2040-12-17 | 17 | 40.69 | -21211 | -1820 | -2180 | 0 | 0 | 0 | 4835 | 0 | 313 | 1457 | 53 | 341 | 7194 | 3288 | 4257 | 0 | 87 | 15 | 216 | 1200 | 0 | 289 | 1200 | 0 | 465 | 0 | 0 | 0 | 0 | 0 | 0 | 0 | 0 | 0
2040-12-17 | 18 | 40.31 | -20939 | -1820 | -2626 | 0 | 0 | 0 | 5284 | 0 | 313 | 1457 | 53 | 341 | 7050 | 3288 | 4086 | 0 | 91 | 0 | 217 | 1202 | 0 | 337 | 1200 | 0 | 465 | 0 | 0 | 0 | 0 | 0 | 0 | 0 | 0 | 0
2040-12-17 | 19 | 41.87 | -20789 | -1820 | -2521 | 0 | 0 | 0 | 5025 | 0 | 313 | 1457 | 53 | 341 | 7779 | 3288 | 3317 | 0 | 94 | 0 | 217 | 1202 | 0 | 378 | 1200 | 0 | 465 | 0 | 0 | 0 | 0 | 0 | 0 | 0 | 0 | 0
2040-12-17 | 20 | 41.61 | -20002 | -1820 | -1786 | 0 | 0 | 0 | 4449 | 0 | 313 | 1457 | 53 | 341 | 7597 | 3288 | 2508 | 0 | 102 | 0 | 216 | 1205 | 0 | 413 | 1200 | 0 | 465 | 0 | 0 | 0 | 0 | 0 | 0 | 0 | 0 | 0
2040-12-17 | 21 | 40.68 | -18738 | -1752 | -1628 | 0 | 0 | 0 | 3757 | 0 | 313 | 1457 | 53 | 341 | 7142 | 3288 | 2141 | 0 | 99 | 0 | 217 | 1209 | 0 | 436 | 1200 | 0 | 465 | 0 | 0 | 0 | 0 | 0 | 0 | 0 | 0 | 0
2040-12-17 | 22 | 39.94 | -17143 | -1820 | -1366 | 0 | 0 | 0 | 2774 | 0 | 313 | 1182 | 53 | 341 | 6633 | 3288 | 2078 | 0 | 107 | 0 | 217 | 1211 | 0 | 467 | 1200 | 0 | 465 | 0 | 0 | 0 | 0 | 0 | 0 | 0 | 0 | 0
2040-12-17 | 23 | 39.11 | -15662 | -1820 | -1129 | 0 | 0 | 0 | 1543 | 0 | 313 | 1135 | 53 | 341 | 6053 | 3288 | 2183 | 0 | 123 | 0 | 216 | 1194 | 0 | 503 | 1200 | 0 | 465 | 0 | 0 | 0 | 0 | 0 | 0 | 0 | 0 | 0
2040-12-17 | 24 | 39.87 | -14685 | -1887 | -919 | 0 | 0 | 0 | 528 | 0 | 313 | 1001 | 53 | 341 | 5331 | 3288 | 2959 | 0 | 134 | 0 | 212 | 1175 | 0 | 490 | 1200 | 0 | 465 | 0 | 0 | 0 | 0 | 0 | 0 | 0 | 0 | 0
2040-12-18 | 1 | 32.3 | -14248 | -1887 | -814 | 0 | 0 | -845 | 528 | 0 | 300 | 803 | 53 | 341 | 4530 | 3288 | 3754 | 0 | 158 | 0 | 210 | 1164 | 0 | 1000 | 1200 | 0 | 465 | 0 | 0 | 0 | 0 | 0 | 0 | 0 | 0 | 0
2040-12-18 | 2 | 32.3 | -14101 | -1887 | -735 | 0 | 0 | -772 | 528 | 0 | 300 | 629 | 53 | 341 | 3815 | 3288 | 4355 | 0 | 179 | 0 | 210 | 1155 | 0 | 976 | 1200 | 0 | 465 | 0 | 0 | 0 | 0 | 0 | 0 | 0 | 0 | 0
2040-12-18 | 3 | 32.3 | -14152 | -1887 | -630 | 0 | 0 | -608 | 528 | 0 | 300 | 612 | 53 | 341 | 3284 | 3288 | 4665 | 0 | 238 | 0 | 213 | 1154 | 0 | 936 | 1200 | 0 | 465 | 0 | 0 | 0 | 0 | 0 | 0 | 0 | 0 | 0
2040-12-18 | 4 | 38.14 | -14683 | -1887 | -604 | 0 | 0 | 0 | 528 | 0 | 300 | 632 | 53 | 341 | 3483 | 3288 | 4824 | 0 | 245 | 0 | 215 | 1152 | 0 | 447 | 1200 | 0 | 465 | 0 | 0 | 0 | 0 | 0 | 0 | 0 | 0 | 0
2040-12-18 | 5 | 42.96 | -15999 | -1887 | -604 | 0 | 0 | 0 | 528 | 0 | 300 | 958 | 53 | 341 | 4495 | 3288 | 4814 | 0 | 261 | 0 | 214 | 1148 | 0 | 425 | 1200 | 0 | 465 | 0 | 0 | 0 | 0 | 0 | 0 | 0 | 0 | 0
2040-12-18 | 6 | 43.66 | -18088 | -1887 | -630 | 0 | 0 | 1161 | 962 | 0 | 300 | 1135 | 53 | 341 | 4926 | 3288 | 4817 | 0 | 240 | 0 | 208 | 1149 | 0 | 360 | 1200 | 0 | 465 | 0 | 0 | 0 | 0 | 0 | 0 | 0 | 0 | 0
2040-12-18 | 7 | 43.66 | -19306 | -1954 | -788 | 0 | 0 | 486 | 2579 | 0 | 300 | 1135 | 53 | 341 | 5483 | 3288 | 4812 | 0 | 234 | 0 | 216 | 1157 | 0 | 299 | 1200 | 0 | 465 | 0 | 0 | 0 | 0 | 0 | 0 | 0 | 0 | 0
2040-12-18 | 8 | 42.54 | -19530 | -1954 | -972 | 0 | 0 | 0 | 3535 | 0 | 300 | 1119 | 53 | 341 | 5471 | 3288 | 4744 | 0 | 227 | 75 | 216 | 1152 | 0 | 270 | 1200 | 0 | 465 | 0 | 0 | 0 | 0 | 0 | 0 | 0 | 0 | 0
2040-12-18 | 9 | 37.34 | -19387 | -1954 | -1155 | 0 | 0 | 0 | 3799 | 0 | 300 | 920 | 53 | 341 | 4474 | 3288 | 4697 | 0 | 154 | 1129 | 216 | 1161 | 0 | 299 | 1200 | 0 | 465 | 0 | 0 | 0 | 0 | 0 | 0 | 0 | 0 | 0
2040-12-18 | 10 | 30.11 | -19507 | -1887 | -1339 | 0 | 0 | -1033 | 3767 | 0 | 300 | 612 | 53 | 341 | 4275 | 3288 | 4529 | 0 | 118 | 3099 | 216 | 1173 | 0 | 329 | 1200 | 0 | 465 | 0 | 0 | 0 | 0 | 0 | 0 | 0 | 0 | 0
2040-12-18 | 11 | 29.41 | -19599 | -1752 | -1313 | 0 | -548 | -1859 | 3746 | 0 | 300 | 567 | 53 | 341 | 4389 | 3288 | 3819 | 0 | 103 | 5064 | 216 | 1179 | 0 | 340 | 1200 | 0 | 465 | 0 | 0 | 0 | 0 | 0 | 0 | 0 | 0 | 0
2040-12-18 | 12 | 30.11 | -19024 | -1689 | -1129 | 0 | 0 | -1838 | 3641 | 0 | 300 | 567 | 53 | 341 | 3380 | 3288 | 2776 | 0 | 98 | 5821 | 215 | 1187 | 0 | 349 | 1200 | 0 | 465 | 0 | 0 | 0 | 0 | 0 | 0 | 0 | 0 | 0
2040-12-18 | 13 | 32.18 | -19004 | -1626 | -1471 | 0 | 0 | 0 | 3413 | 0 | 300 | 584 | 53 | 341 | 3594 | 3288 | 2108 | 0 | 114 | 4872 | 214 | 1199 | 0 | 355 | 1200 | 0 | 465 | 0 | 0 | 0 | 0 | 0 | 0 | 0 | 0 | 0
2040-12-18 | 14 | 40.69 | -19194 | -1626 | -1444 | 0 | 0 | 0 | 3387 | 0 | 300 | 839 | 53 | 341 | 5014 | 3288 | 1939 | 0 | 133 | 3534 | 214 | 1206 | 0 | 351 | 1200 | 0 | 465 | 0 | 0 | 0 | 0 | 0 | 0 | 0 | 0 | 0
2040-12-18 | 15 | 40.69 | -18957 | -1564 | -1287 | 0 | 0 | 724 | 3376 | 0 | 300 | 1001 | 53 | 341 | 5229 | 3288 | 1895 | 0 | 156 | 2018 | 216 | 1205 | 0 | 340 | 1200 | 0 | 465 | 0 | 0 | 0 | 0 | 0 | 0 | 0 | 0 | 0
2040-12-18 | 16 | 40.69 | -19748 | -1626 | -1707 | 0 | 231 | 1442 | 3530 | 0 | 300 | 1385 | 53 | 341 | 5523 | 3288 | 2893 | 0 | 165 | 556 | 216 | 1209 | 0 | 284 | 1200 | 0 | 465 | 0 | 0 | 0 | 0 | 0 | 0 | 0 | 0 | 0
2040-12-18 | 17 | 40.69 | -20359 | -1752 | -2180 | 0 | 240 | 1334 | 4502 | 0 | 300 | 1457 | 53 | 341 | 5613 | 3288 | 3587 | 0 | 188 | 17 | 216 | 1200 | 0 | 289 | 1200 | 0 | 465 | 0 | 0 | 0 | 0 | 0 | 0 | 0 | 0 | 0
2040-12-18 | 18 | 40.34 | -20481 | -1820 | -2626 | 0 | 0 | 0 | 5273 | 0 | 300 | 1287 | 53 | 341 | 6601 | 3288 | 4161 | 0 | 201 | 0 | 217 | 1202 | 0 | 337 | 1200 | 0 | 465 | 0 | 0 | 0 | 0 | 0 | 0 | 0 | 0 | 0
2040-12-18 | 19 | 39.87 | -20631 | -1820 | -2521 | 0 | 0 | 0 | 5284 | 0 | 300 | 1182 | 53 | 341 | 6204 | 3288 | 4609 | 0 | 249 | 0 | 217 | 1202 | 0 | 378 | 1200 | 0 | 465 | 0 | 0 | 0 | 0 | 0 | 0 | 0 | 0 | 0
2040-12-18 | 20 | 36.31 | -20155 | -2026 | -1786 | 0 | 0 | 0 | 5036 | 0 | 300 | 1119 | 53 | 341 | 5443 | 3288 | 4536 | 0 | 352 | 0 | 216 | 1205 | 0 | 413 | 1200 | 0 | 465 | 0 | 0 | 0 | 0 | 0 | 0 | 0 | 0 | 0
2040-12-18 | 21 | 30.24 | -19208 | -2098 | -1628 | 0 | 0 | 0 | 4645 | 0 | 300 | 1001 | 53 | 341 | 4678 | 3288 | 4759 | 0 | 343 | 0 | 217 | 1209 | 0 | 436 | 1200 | 0 | 465 | 0 | 0 | 0 | 0 | 0 | 0 | 0 | 0 | 0
2040-12-18 | 22 | 22.27 | -17794 | -2242 | -1366 | 0 | 0 | 0 | 3900 | 0 | 300 | 839 | 53 | 183 | 4053 | 3288 | 4845 | 0 | 379 | 0 | 217 | 1211 | 0 | 467 | 1200 | 0 | 465 | 0 | 0 | 0 | 0 | 0 | 0 | 0 | 0 | 0
2040-12-18 | 23 | 23.49 | -16346 | -2318 | -1129 | 0 | 0 | 0 | 2806 | 0 | 300 | 640 | 53 | 233 | 3577 | 3288 | 4868 | 0 | 451 | 0 | 216 | 1194 | 0 | 503 | 1200 | 0 | 465 | 0 | 0 | 0 | 0 | 0 | 0 | 0 | 0 | 0
2040-12-18 | 24 | 27.7 | -15370 | -2471 | -919 | 0 | 0 | 0 | 1765 | 0 | 300 | 632 | 53 | 341 | 3457 | 3288 | 4877 | 0 | 505 | 0 | 212 | 1175 | 0 | 490 | 1200 | 0 | 465 | 0 | 0 | 0 | 0 | 0 | 0 | 0 | 0 | 0
2040-12-19 | 1 | 34.28 | -14947 | -2628 | -814 | -4 | -118 | -96 | 528 | 0 | 300 | 840 | 53 | 341 | 3779 | 3288 | 4870 | 0 | 568 | 0 | 210 | 1164 | 0 | 1000 | 1200 | 0 | 465 | 0 | 0 | 0 | 0 | 0 | 0 | 0 | 0 | 0
2040-12-19 | 2 | 34.28 | -14822 | -2709 | -735 | 0 | 0 | -275 | 528 | 0 | 300 | 815 | 53 | 341 | 3676 | 3288 | 4870 | 0 | 664 | 0 | 210 | 1155 | 0 | 976 | 1200 | 0 | 465 | 0 | 0 | 0 | 0 | 0 | 0 | 0 | 0 | 0
2040-12-19 | 3 | 34.28 | -14862 | -2876 | -630 | -49 | -109 | -69 | 528 | 0 | 300 | 820 | 53 | 341 | 3676 | 3288 | 4871 | 0 | 751 | 0 | 213 | 1154 | 0 | 936 | 1200 | 0 | 465 | 0 | 0 | 0 | 0 | 0 | 0 | 0 | 0 | 0
2040-12-19 | 4 | 40.68 | -15424 | -3046 | -604 | 0 | 0 | 0 | 528 | 0 | 300 | 958 | 53 | 341 | 4456 | 3288 | 4879 | 0 | 792 | 0 | 215 | 1152 | 0 | 447 | 1200 | 0 | 465 | 0 | 0 | 0 | 0 | 0 | 0 | 0 | 0 | 0
2040-12-19 | 5 | 42.6 | -16826 | -3132 | -604 | 0 | 0 | 0 | 528 | 0 | 300 | 1135 | 53 | 341 | 5734 | 3288 | 4878 | 0 | 852 | 0 | 214 | 1148 | 0 | 425 | 1200 | 0 | 465 | 0 | 0 | 0 | 0 | 0 | 0 | 0 | 0 | 0
2040-12-19 | 6 | 42.99 | -19173 | -3221 | -630 | 0 | 0 | 0 | 1522 | 0 | 300 | 1457 | 53 | 341 | 6924 | 3288 | 4898 | 0 | 860 | 0 | 208 | 1149 | 0 | 360 | 1200 | 0 | 465 | 0 | 0 | 0 | 0 | 0 | 0 | 0 | 0 | 0
2040-12-19 | 7 | 41.11 | -20382 | -3221 | -788 | 0 | 0 | 0 | 3160 | 0 | 300 | 1457 | 53 | 341 | 6626 | 3288 | 4893 | 0 | 936 | 0 | 216 | 1157 | 0 | 299 | 1200 | 0 | 465 | 0 | 0 | 0 | 0 | 0 | 0 | 0 | 0 | 0
2040-12-19 | 8 | 40.06 | -20572 | -3311 | -972 | 0 | 0 | 0 | 4100 | 0 | 300 | 1182 | 53 | 341 | 6271 | 3288 | 4878 | 0 | 1000 | 139 | 216 | 1152 | 0 | 270 | 1200 | 0 | 465 | 0 | 0 | 0 | 0 | 0 | 0 | 0 | 0 | 0
2040-12-19 | 9 | 34.28 | -20554 | -3311 | -1155 | 0 | -266 | -23 | 4328 | 0 | 300 | 1001 | 53 | 341 | 5143 | 3288 | 4878 | 0 | 1017 | 1621 | 216 | 1161 | 0 | 299 | 1200 | 0 | 465 | 0 | 0 | 0 | 0 | 0 | 0 | 0 | 0 | 0
2040-12-19 | 10 | 34.28 | -20732 | -3221 | -1339 | -265 | -197 | -1174 | 4370 | 0 | 300 | 612 | 53 | 341 | 5084 | 3288 | 4871 | 0 | 1024 | 3602 | 216 | 1173 | 0 | 329 | 1200 | 0 | 465 | 0 | 0 | 0 | 0 | 0 | 0 | 0 | 0 | 0
2040-12-19 | 11 | 34.28 | -20931 | -3046 | -1313 | -850 | -610 | -1859 | 4359 | 0 | 300 | 567 | 53 | 341 | 4385 | 3288 | 4865 | 0 | 1024 | 6027 | 216 | 1179 | 0 | 340 | 1200 | 0 | 465 | 0 | 0 | 0 | 0 | 0 | 0 | 0 | 0 | 0
2040-12-19 | 12 | 34.28 | -20454 | -2876 | -1129 | -135 | 0 | -1730 | 4254 | 0 | 300 | 567 | 53 | 341 | 1806 | 3288 | 4858 | 0 | 1036 | 6405 | 215 | 1187 | 0 | 349 | 1200 | 0 | 465 | 0 | 0 | 0 | 0 | 0 | 0 | 0 | 0 | 0
2040-12-19 | 13 | 34.28 | -20303 | -2709 | -1471 | -432 | 0 | -608 | 4037 | 0 | 300 | 567 | 53 | 341 | 1368 | 3288 | 4839 | 0 | 1046 | 6251 | 214 | 1199 | 0 | 355 | 1200 | 0 | 465 | 0 | 0 | 0 | 0 | 0 | 0 | 0 | 0 | 0
2040-12-19 | 14 | 38.05 | -20394 | -2628 | -1444 | 0 | 0 | 0 | 3873 | 0 | 300 | 567 | 53 | 341 | 1820 | 3288 | 4825 | 0 | 1047 | 4916 | 214 | 1206 | 0 | 351 | 1200 | 0 | 465 | 0 | 0 | 0 | 0 | 0 | 0 | 0 | 0 | 0
2040-12-19 | 15 | 46.33 | -20130 | -2471 | -1287 | 0 | 0 | 701 | 3736 | 0 | 300 | 608 | 53 | 341 | 2396 | 3288 | 4819 | 0 | 1051 | 3169 | 216 | 1205 | 0 | 340 | 1200 | 0 | 465 | 0 | 0 | 0 | 0 | 0 | 0 | 0 | 0 | 0
2040-12-19 | 16 | 50.06 | -20824 | -2471 | -1707 | 757 | 508 | 1757 | 3815 | 90 | 300 | 1135 | 53 | 360 | 2779 | 3288 | 4819 | 0 | 1041 | 925 | 216 | 1209 | 0 | 284 | 1200 | 0 | 465 | 0 | 0 | 0 | 0 | 0 | 0 | 0 | 0 | 0
2040-12-19 | 17 | 49.6 | -21242 | -2548 | -2180 | 735 | 532 | 1859 | 4629 | 0 | 300 | 1457 | 53 | 350 | 3522 | 3288 | 4819 | 0 | 1037 | 17 | 216 | 1200 | 0 | 289 | 1200 | 0 | 465 | 0 | 0 | 0 | 0 | 0 | 0 | 0 | 0 | 0
2040-12-19 | 18 | 46.09 | -21240 | -2709 | -2626 | 0 | 78 | 0 | 5284 | 0 | 300 | 1457 | 53 | 341 | 6504 | 3288 | 4817 | 0 | 1032 | 0 | 217 | 1202 | 0 | 337 | 1200 | 0 | 465 | 0 | 0 | 0 | 0 | 0 | 0 | 0 | 0 | 0
2040-12-19 | 19 | 44.56 | -21607 | -2709 | -2521 | 0 | 0 | 0 | 5215 | 0 | 300 | 1457 | 53 | 341 | 6831 | 3288 | 4855 | 0 | 1034 | 0 | 217 | 1202 | 0 | 378 | 1200 | 0 | 465 | 0 | 0 | 0 | 0 | 0 | 0 | 0 | 0 | 0
2040-12-19 | 20 | 40.93 | -21040 | -2790 | -1786 | 0 | 0 | 0 | 5052 | 0 | 300 | 1182 | 53 | 341 | 5999 | 3288 | 4844 | 0 | 1058 | 0 | 216 | 1205 | 0 | 413 | 1200 | 0 | 465 | 0 | 0 | 0 | 0 | 0 | 0 | 0 | 0 | 0
2040-12-19 | 21 | 37.4 | -20107 | -2876 | -1628 | 0 | 0 | 0 | 4624 | 0 | 300 | 1135 | 53 | 341 | 5441 | 3288 | 4848 | 0 | 1054 | 0 | 217 | 1209 | 0 | 436 | 1200 | 0 | 465 | 0 | 0 | 0 | 0 | 0 | 0 | 0 | 0 | 0
2040-12-19 | 22 | 30.24 | -18533 | -2876 | -1366 | 0 | 0 | 0 | 3847 | 0 | 300 | 962 | 53 | 341 | 4549 | 3288 | 4838 | 0 | 1036 | 0 | 217 | 1211 | 0 | 467 | 1200 | 0 | 465 | 0 | 0 | 0 | 0 | 0 | 0 | 0 | 0 | 0
2040-12-19 | 23 | 24.21 | -17097 | -2961 | -1129 | 0 | 0 | 0 | 2727 | 0 | 300 | 897 | 53 | 275 | 4188 | 3288 | 4861 | 0 | 1021 | 0 | 216 | 1194 | 0 | 503 | 1200 | 0 | 465 | 0 | 0 | 0 | 0 | 0 | 0 | 0 | 0 | 0
2040-12-19 | 24 | 29.8 | -16094 | -2961 | -919 | 0 | 0 | 0 | 1664 | 0 | 300 | 875 | 53 | 341 | 4057 | 3288 | 4845 | 0 | 1008 | 0 | 212 | 1175 | 0 | 490 | 1200 | 0 | 465 | 0 | 0 | 0 | 0 | 0 | 0 | 0 | 0 | 0
2040-12-20 | 1 | 32.18 | -15556 | -2961 | -814 | 0 | 0 | -1029 | 1527 | 0 | 300 | 798 | 53 | 341 | 4253 | 3288 | 4774 | 0 | 986 | 0 | 210 | 1164 | 0 | 1000 | 1200 | 0 | 465 | 0 | 0 | 0 | 0 | 0 | 0 | 0 | 0 | 0
2040-12-20 | 2 | 32.18 | -15389 | -2961 | -735 | 0 | 0 | -607 | 1115 | 0 | 300 | 828 | 53 | 341 | 4024 | 3288 | 4784 | 0 | 953 | 0 | 210 | 1155 | 0 | 976 | 1200 | 0 | 465 | 0 | 0 | 0 | 0 | 0 | 0 | 0 | 0 | 0
2040-12-20 | 3 | 32.18 | -15363 | -2961 | -630 | 0 | 0 | -297 | 941 | 0 | 300 | 840 | 53 | 341 | 4024 | 3288 | 4589 | 0 | 906 | 0 | 213 | 1154 | 0 | 936 | 1200 | 0 | 465 | 0 | 0 | 0 | 0 | 0 | 0 | 0 | 0 | 0
2040-12-20 | 4 | 39.22 | -15884 | -3046 | -604 | 0 | 0 | 0 | 967 | 0 | 300 | 958 | 53 | 341 | 4689 | 3288 | 4572 | 0 | 887 | 0 | 215 | 1152 | 0 | 447 | 1200 | 0 | 465 | 0 | 0 | 0 | 0 | 0 | 0 | 0 | 0 | 0
2040-12-20 | 5 | 41.44 | -17216 | -3046 | -604 | 0 | 0 | 0 | 1326 | 0 | 300 | 1135 | 53 | 341 | 5483 | 3288 | 4638 | 0 | 849 | 0 | 214 | 1148 | 0 | 425 | 1200 | 0 | 465 | 0 | 0 | 0 | 0 | 0 | 0 | 0 | 0 | 0
2040-12-20 | 6 | 43.34 | -19287 | -3046 | -630 | 0 | 0 | 0 | 2262 | 0 | 300 | 1389 | 53 | 341 | 6400 | 3288 | 4713 | 0 | 835 | 0 | 208 | 1149 | 0 | 360 | 1200 | 0 | 465 | 0 | 0 | 0 | 0 | 0 | 0 | 0 | 0 | 0
2040-12-20 | 7 | 43.49 | -20584 | -3132 | -788 | 0 | 0 | 159 | 3841 | 0 | 300 | 1448 | 53 | 341 | 6429 | 3288 | 4443 | 0 | 864 | 0 | 216 | 1157 | 0 | 299 | 1200 | 0 | 465 | 0 | 0 | 0 | 0 | 0 | 0 | 0 | 0 | 0
2040-12-20 | 8 | 42.69 | -20721 | -3046 | -972 | 0 | 0 | 0 | 4771 | 0 | 300 | 1174 | 53 | 341 | 6450 | 3288 | 4056 | 0 | 848 | 153 | 216 | 1152 | 0 | 270 | 1200 | 0 | 465 | 0 | 0 | 0 | 0 | 0 | 0 | 0 | 0 | 0
2040-12-20 | 9 | 40.06 | -20777 | -3046 | -1155 | 0 | 0 | 0 | 4962 | 0 | 300 | 1001 | 53 | 341 | 5524 | 3288 | 3840 | 0 | 814 | 1515 | 216 | 1161 | 0 | 299 | 1200 | 0 | 465 | 0 | 0 | 0 | 0 | 0 | 0 | 0 | 0 | 0
2040-12-20 | 10 | 32.18 | -20893 | -2790 | -1339 | 0 | 0 | -209 | 4946 | 0 | 300 | 801 | 53 | 341 | 4802 | 3288 | 3245 | 0 | 760 | 3312 | 216 | 1173 | 0 | 329 | 1200 | 0 | 465 | 0 | 0 | 0 | 0 | 0 | 0 | 0 | 0 | 0
2040-12-20 | 11 | 32.18 | -20885 | -2548 | -1313 | 0 | 0 | -1748 | 4845 | 0 | 300 | 567 | 53 | 341 | 4508 | 3288 | 2467 | 0 | 708 | 6017 | 216 | 1179 | 0 | 340 | 1200 | 0 | 465 | 0 | 0 | 0 | 0 | 0 | 0 | 0 | 0 | 0
2040-12-20 | 12 | 31.82 | -20150 | -2318 | -1129 | 0 | -606 | -1859 | 4555 | 0 | 300 | 567 | 53 | 341 | 4382 | 3288 | 2116 | 0 | 655 | 6390 | 215 | 1187 | 0 | 349 | 1200 | 0 | 465 | 0 | 0 | 0 | 0 | 0 | 0 | 0 | 0 | 0
2040-12-20 | 13 | 31.82 | -19926 | -2170 | -1471 | 0 | -57 | -1859 | 4159 | 0 | 300 | 567 | 53 | 341 | 3737 | 3288 | 1754 | 0 | 606 | 7245 | 214 | 1199 | 0 | 355 | 1200 | 0 | 465 | 0 | 0 | 0 | 0 | 0 | 0 | 0 | 0 | 0
2040-12-20 | 14 | 33.57 | -19945 | -2026 | -1444 | 0 | 0 | 0 | 3905 | 0 | 300 | 567 | 53 | 341 | 3802 | 3288 | 1488 | 0 | 596 | 5639 | 214 | 1206 | 0 | 351 | 1200 | 0 | 465 | 0 | 0 | 0 | 0 | 0 | 0 | 0 | 0 | 0
2040-12-20 | 15 | 42.6 | -19675 | -1887 | -1287 | 0 | 0 | 0 | 3720 | 0 | 300 | 958 | 53 | 341 | 5788 | 3288 | 1320 | 0 | 584 | 3071 | 216 | 1205 | 0 | 340 | 1200 | 0 | 465 | 0 | 0 | 0 | 0 | 0 | 0 | 0 | 0 | 0
2040-12-20 | 16 | 43.49 | -20318 | -1820 | -1707 | 0 | 126 | 1375 | 3757 | 0 | 313 | 1457 | 53 | 341 | 7102 | 3288 | 1132 | 0 | 576 | 951 | 216 | 1209 | 0 | 284 | 1200 | 0 | 465 | 0 | 0 | 0 | 0 | 0 | 0 | 0 | 0 | 0
2040-12-20 | 17 | 43.49 | -20737 | -1954 | -2180 | 0 | 343 | 1549 | 4608 | 0 | 313 | 1457 | 53 | 341 | 7741 | 3288 | 1202 | 0 | 578 | 28 | 216 | 1200 | 0 | 289 | 1200 | 0 | 465 | 0 | 0 | 0 | 0 | 0 | 0 | 0 | 0 | 0
2040-12-20 | 18 | 43.49 | -20489 | -2098 | -2626 | 0 | 0 | 1236 | 5284 | 0 | 313 | 1457 | 53 | 341 | 7970 | 3288 | 1265 | 0 | 585 | 0 | 217 | 1202 | 0 | 337 | 1200 | 0 | 465 | 0 | 0 | 0 | 0 | 0 | 0 | 0 | 0 | 0
2040-12-20 | 19 | 43.49 | -20595 | -2170 | -2521 | 0 | 2 | 1201 | 5088 | 0 | 313 | 1457 | 53 | 341 | 8227 | 3288 | 1271 | 0 | 583 | 0 | 217 | 1202 | 0 | 378 | 1200 | 0 | 465 | 0 | 0 | 0 | 0 | 0 | 0 | 0 | 0 | 0
2040-12-20 | 20 | 43.49 | -19989 | -2242 | -1786 | 0 | 100 | 110 | 4734 | 0 | 313 | 1457 | 53 | 341 | 8213 | 3288 | 1358 | 0 | 550 | 0 | 216 | 1205 | 0 | 413 | 1200 | 0 | 465 | 0 | 0 | 0 | 0 | 0 | 0 | 0 | 0 | 0
2040-12-20 | 21 | 42.06 | -19248 | -2395 | -1628 | 0 | 0 | 0 | 4312 | 0 | 313 | 1457 | 53 | 341 | 7817 | 3288 | 1660 | 0 | 503 | 0 | 217 | 1209 | 0 | 436 | 1200 | 0 | 465 | 0 | 0 | 0 | 0 | 0 | 0 | 0 | 0 | 0
2040-12-20 | 22 | 41.21 | -18034 | -2395 | -1366 | 0 | 0 | 0 | 3635 | 0 | 313 | 1182 | 53 | 341 | 7402 | 3288 | 1577 | 0 | 442 | 0 | 217 | 1211 | 0 | 467 | 1200 | 0 | 465 | 0 | 0 | 0 | 0 | 0 | 0 | 0 | 0 | 0
2040-12-20 | 23 | 40.69 | -16643 | -2471 | -1129 | 0 | 0 | 0 | 2700 | 0 | 313 | 1135 | 53 | 341 | 7066 | 3288 | 1375 | 0 | 393 | 0 | 216 | 1194 | 0 | 503 | 1200 | 0 | 465 | 0 | 0 | 0 | 0 | 0 | 0 | 0 | 0 | 0
2040-12-20 | 24 | 41.21 | -15609 | -2628 | -919 | 0 | 0 | 0 | 1723 | 0 | 300 | 1135 | 53 | 341 | 6941 | 3288 | 1457 | 0 | 376 | 0 | 212 | 1175 | 0 | 490 | 1200 | 0 | 465 | 0 | 0 | 0 | 0 | 0 | 0 | 0 | 0 | 0
2040-12-21 | 1 | 35.65 | -14979 | -2709 | -814 | 0 | 0 | 0 | 2013 | 0 | 300 | 1001 | 53 | 341 | 5499 | 3288 | 1606 | 0 | 362 | 0 | 210 | 1164 | 0 | 1000 | 1200 | 0 | 465 | 0 | 0 | 0 | 0 | 0 | 0 | 0 | 0 | 0
2040-12-21 | 2 | 37.61 | -14843 | -2790 | -735 | 0 | 0 | 0 | 1564 | 0 | 300 | 1001 | 53 | 341 | 5753 | 3288 | 1717 | 0 | 345 | 0 | 210 | 1155 | 0 | 976 | 1200 | 0 | 465 | 0 | 0 | 0 | 0 | 0 | 0 | 0 | 0 | 0
2040-12-21 | 3 | 38.05 | -14827 | -2709 | -630 | 0 | 0 | 0 | 1342 | 0 | 300 | 1001 | 53 | 341 | 5882 | 3288 | 1647 | 0 | 344 | 0 | 213 | 1154 | 0 | 936 | 1200 | 0 | 465 | 0 | 0 | 0 | 0 | 0 | 0 | 0 | 0 | 0
2040-12-21 | 4 | 40.34 | -14891 | -2709 | -604 | 0 | 0 | 0 | 1316 | 0 | 300 | 1050 | 53 | 341 | 6702 | 3288 | 1358 | 0 | 316 | 0 | 215 | 1152 | 0 | 447 | 1200 | 0 | 465 | 0 | 0 | 0 | 0 | 0 | 0 | 0 | 0 | 0
2040-12-21 | 5 | 41.44 | -15335 | -2876 | -604 | 0 | 0 | 0 | 1485 | 0 | 300 | 1135 | 53 | 341 | 7202 | 3288 | 1263 | 0 | 295 | 0 | 214 | 1148 | 0 | 425 | 1200 | 0 | 465 | 0 | 0 | 0 | 0 | 0 | 0 | 0 | 0 | 0
2040-12-21 | 6 | 42.69 | -16263 | -2961 | -630 | 0 | 0 | 0 | 1902 | 0 | 300 | 1404 | 53 | 341 | 7914 | 3288 | 984 | 0 | 285 | 0 | 208 | 1149 | 0 | 360 | 1200 | 0 | 465 | 0 | 0 | 0 | 0 | 0 | 0 | 0 | 0 | 0
2040-12-21 | 7 | 42.96 | -17252 | -2961 | -788 | 0 | 0 | 0 | 2695 | 0 | 300 | 1457 | 53 | 341 | 8475 | 3288 | 799 | 0 | 255 | 0 | 216 | 1157 | 0 | 299 | 1200 | 0 | 465 | 0 | 0 | 0 | 0 | 0 | 0 | 0 | 0 | 0
2040-12-21 | 8 | 43.26 | -18235 | -2961 | -972 | 0 | 0 | 0 | 3551 | 0 | 313 | 1457 | 53 | 341 | 8915 | 3288 | 577 | 0 | 249 | 121 | 216 | 1152 | 0 | 270 | 1200 | 0 | 465 | 0 | 0 | 0 | 0 | 0 | 0 | 0 | 0 | 0
2040-12-21 | 9 | 42.53 | -19041 | -2961 | -1155 | 0 | 0 | 0 | 4402 | 0 | 313 | 1457 | 53 | 341 | 8343 | 3288 | 404 | 0 | 214 | 1002 | 216 | 1161 | 0 | 299 | 1200 | 0 | 465 | 0 | 0 | 0 | 0 | 0 | 0 | 0 | 0 | 0
2040-12-21 | 10 | 40.45 | -19478 | -2548 | -1339 | 0 | 0 | 0 | 4814 | 0 | 313 | 1089 | 53 | 341 | 7199 | 3288 | 185 | 0 | 157 | 2543 | 216 | 1173 | 0 | 329 | 1200 | 0 | 465 | 0 | 0 | 0 | 0 | 0 | 0 | 0 | 0 | 0
2040-12-21 | 11 | 39.87 | -19498 | -2242 | -1313 | 0 | 0 | 0 | 4872 | 0 | 313 | 958 | 53 | 341 | 6607 | 3288 | 82 | 0 | 111 | 3027 | 216 | 1179 | 0 | 340 | 1200 | 0 | 465 | 0 | 0 | 0 | 0 | 0 | 0 | 0 | 0 | 0
2040-12-21 | 12 | 37.4 | -18951 | -2170 | -1129 | 0 | 0 | 0 | 4692 | 0 | 313 | 763 | 53 | 341 | 5716 | 3288 | 78 | 0 | 98 | 3492 | 215 | 1187 | 0 | 349 | 1200 | 0 | 465 | 0 | 0 | 0 | 0 | 0 | 0 | 0 | 0 | 0
2040-12-21 | 13 | 39.11 | -18629 | -2026 | -1471 | 0 | 0 | 0 | 4417 | 0 | 313 | 877 | 53 | 341 | 6112 | 3288 | 73 | 0 | 77 | 3141 | 214 | 1199 | 0 | 355 | 1200 | 0 | 465 | 0 | 0 | 0 | 0 | 0 | 0 | 0 | 0 | 0
2040-12-21 | 14 | 41.05 | -18652 | -1954 | -1444 | 0 | 0 | 0 | 4116 | 0 | 313 | 1119 | 53 | 341 | 7263 | 3288 | 27 | 0 | 70 | 2024 | 214 | 1206 | 0 | 351 | 1200 | 0 | 465 | 0 | 0 | 0 | 0 | 0 | 0 | 0 | 0 | 0
2040-12-21 | 15 | 42.54 | -18413 | -1887 | -1287 | 0 | 0 | 0 | 3974 | 0 | 313 | 1135 | 53 | 341 | 7985 | 3288 | 17 | 0 | 72 | 983 | 216 | 1205 | 0 | 340 | 1200 | 0 | 465 | 0 | 0 | 0 | 0 | 0 | 0 | 0 | 0 | 0
2040-12-21 | 16 | 43.89 | -18913 | -1820 | -1707 | 0 | 0 | 0 | 4042 | 0 | 313 | 1457 | 53 | 341 | 9020 | 3288 | 33 | 0 | 83 | 435 | 216 | 1209 | 0 | 284 | 1200 | 0 | 465 | 0 | 0 | 0 | 0 | 0 | 0 | 0 | 0 | 0
2040-12-21 | 17 | 44.83 | -19145 | -1887 | -2180 | 0 | 0 | 0 | 4798 | 0 | 313 | 1457 | 53 | 341 | 9433 | 3288 | 31 | 0 | 109 | 18 | 216 | 1200 | 0 | 289 | 1200 | 0 | 465 | 0 | 0 | 0 | 0 | 0 | 0 | 0 | 0 | 0
2040-12-21 | 18 | 43.66 | -18996 | -1887 | -2626 | 0 | 0 | 0 | 5284 | 0 | 313 | 1457 | 53 | 341 | 9166 | 3288 | 35 | 0 | 151 | 0 | 217 | 1202 | 0 | 337 | 1200 | 0 | 465 | 0 | 0 | 0 | 0 | 0 | 0 | 0 | 0 | 0
2040-12-21 | 19 | 43.82 | -19089 | -1887 | -2521 | 0 | 0 | 0 | 5094 | 0 | 313 | 1457 | 53 | 341 | 9271 | 3288 | 42 | 0 | 175 | 0 | 217 | 1202 | 0 | 378 | 1200 | 0 | 465 | 0 | 0 | 0 | 0 | 0 | 0 | 0 | 0 | 0
2040-12-21 | 20 | 43.34 | -18706 | -1887 | -1786 | 0 | 0 | 0 | 4650 | 0 | 313 | 1457 | 53 | 341 | 8516 | 3288 | 55 | 0 | 206 | 0 | 216 | 1205 | 0 | 413 | 1200 | 0 | 465 | 0 | 0 | 0 | 0 | 0 | 0 | 0 | 0 | 0
2040-12-21 | 21 | 42.54 | -18072 | -1954 | -1628 | 0 | 0 | 0 | 4296 | 0 | 313 | 1355 | 53 | 341 | 8185 | 3288 | 73 | 0 | 223 | 0 | 217 | 1209 | 0 | 436 | 1200 | 0 | 465 | 0 | 0 | 0 | 0 | 0 | 0 | 0 | 0 | 0
2040-12-21 | 22 | 42 | -17049 | -1954 | -1366 | 0 | 0 | 0 | 3646 | 0 | 313 | 1135 | 53 | 341 | 7700 | 3288 | 88 | 0 | 245 | 0 | 217 | 1211 | 0 | 467 | 1200 | 0 | 465 | 0 | 0 | 0 | 0 | 0 | 0 | 0 | 0 | 0
2040-12-21 | 23 | 41.09 | -15989 | -2026 | -1129 | 0 | 0 | 0 | 2774 | 0 | 300 | 1135 | 53 | 341 | 7280 | 3288 | 119 | 0 | 276 | 0 | 216 | 1194 | 0 | 503 | 1200 | 0 | 465 | 0 | 0 | 0 | 0 | 0 | 0 | 0 | 0 | 0
2040-12-21 | 24 | 40.31 | -14792 | -2026 | -919 | 0 | 0 | 0 | 1855 | 0 | 300 | 1001 | 53 | 341 | 6896 | 3288 | 183 | 0 | 279 | 0 | 212 | 1175 | 0 | 490 | 1200 | 0 | 465 | 0 | 0 | 0 | 0 | 0 | 0 | 0 | 0 | 0
2040-12-22 | 1 | 39.27 | -14215 | -2098 | -1077 | 0 | 0 | 0 | 1575 | 0 | 300 | 1001 | 53 | 341 | 6222 | 3288 | 276 | 0 | 295 | 0 | 210 | 1164 | 0 | 1000 | 1200 | 0 | 465 | 0 | 0 | 0 | 0 | 0 | 0 | 0 | 0 | 0
2040-12-22 | 2 | 39.89 | -13999 | -2170 | -919 | 0 | 0 | 0 | 1094 | 0 | 300 | 1001 | 53 | 341 | 6291 | 3288 | 433 | 0 | 282 | 0 | 210 | 1155 | 0 | 976 | 1200 | 0 | 465 | 0 | 0 | 0 | 0 | 0 | 0 | 0 | 0 | 0
2040-12-22 | 3 | 39.87 | -13862 | -2170 | -814 | 0 | 0 | 0 | 867 | 0 | 300 | 1001 | 53 | 341 | 6234 | 3288 | 540 | 0 | 255 | 0 | 213 | 1154 | 0 | 936 | 1200 | 0 | 465 | 0 | 0 | 0 | 0 | 0 | 0 | 0 | 0 | 0
2040-12-22 | 4 | 40.98 | -14097 | -2242 | -762 | 0 | 0 | 0 | 777 | 0 | 300 | 1026 | 53 | 341 | 6867 | 3288 | 698 | 0 | 271 | 0 | 215 | 1152 | 0 | 447 | 1200 | 0 | 465 | 0 | 0 | 0 | 0 | 0 | 0 | 0 | 0 | 0
2040-12-22 | 5 | 41.11 | -14369 | -2170 | -735 | 0 | 0 | 0 | 888 | 0 | 300 | 1001 | 53 | 341 | 6850 | 3288 | 847 | 0 | 255 | 0 | 214 | 1148 | 0 | 425 | 1200 | 0 | 465 | 0 | 0 | 0 | 0 | 0 | 0 | 0 | 0 | 0
2040-12-22 | 6 | 41.81 | -15091 | -2318 | -762 | 0 | 0 | 0 | 1221 | 0 | 300 | 1135 | 53 | 341 | 7154 | 3288 | 1053 | 0 | 244 | 0 | 208 | 1149 | 0 | 360 | 1200 | 0 | 465 | 0 | 0 | 0 | 0 | 0 | 0 | 0 | 0 | 0
2040-12-22 | 7 | 41.44 | -15934 | -2318 | -867 | 0 | 0 | 0 | 1860 | 0 | 300 | 1135 | 53 | 341 | 7065 | 3288 | 1494 | 0 | 245 | 0 | 216 | 1157 | 0 | 299 | 1200 | 0 | 465 | 0 | 0 | 0 | 0 | 0 | 0 | 0 | 0 | 0
2040-12-22 | 8 | 41.61 | -16965 | -2318 | -998 | 0 | 0 | 0 | 2589 | 0 | 300 | 1135 | 53 | 341 | 7118 | 3288 | 1785 | 0 | 255 | 114 | 216 | 1152 | 0 | 270 | 1200 | 0 | 465 | 0 | 0 | 0 | 0 | 0 | 0 | 0 | 0 | 0
2040-12-22 | 9 | 39.26 | -17560 | -2170 | -1234 | 0 | 0 | 0 | 3435 | 0 | 300 | 1001 | 53 | 341 | 6158 | 3288 | 1848 | 0 | 280 | 919 | 216 | 1161 | 0 | 299 | 1200 | 0 | 465 | 0 | 0 | 0 | 0 | 0 | 0 | 0 | 0 | 0
2040-12-22 | 10 | 36.17 | -17955 | -2026 | -1444 | 0 | 0 | 0 | 3915 | 0 | 300 | 739 | 53 | 341 | 4943 | 3288 | 1721 | 0 | 313 | 2429 | 216 | 1173 | 0 | 329 | 1200 | 0 | 465 | 0 | 0 | 0 | 0 | 0 | 0 | 0 | 0 | 0
2040-12-22 | 11 | 33.97 | -17942 | -1887 | -1313 | 0 | 0 | -319 | 4005 | 0 | 300 | 612 | 53 | 341 | 4654 | 3288 | 1770 | 0 | 319 | 2720 | 216 | 1179 | 0 | 340 | 1200 | 0 | 465 | 0 | 0 | 0 | 0 | 0 | 0 | 0 | 0 | 0
2040-12-22 | 12 | 33.97 | -17814 | -1689 | -1444 | 0 | 0 | -1177 | 3931 | 0 | 300 | 567 | 53 | 341 | 4151 | 3288 | 1859 | 0 | 363 | 3855 | 215 | 1187 | 0 | 349 | 1200 | 0 | 465 | 0 | 0 | 0 | 0 | 0 | 0 | 0 | 0 | 0
2040-12-22 | 13 | 33.97 | -17559 | -1442 | -1576 | 0 | 0 | -1065 | 3736 | 0 | 300 | 567 | 53 | 341 | 3193 | 3288 | 2041 | 0 | 389 | 4301 | 214 | 1199 | 0 | 355 | 1200 | 0 | 465 | 0 | 0 | 0 | 0 | 0 | 0 | 0 | 0 | 0
2040-12-22 | 14 | 33.97 | -17327 | -1272 | -1628 | 0 | 0 | -350 | 3445 | 0 | 300 | 567 | 53 | 341 | 3189 | 3288 | 2283 | 0 | 390 | 3285 | 214 | 1206 | 0 | 351 | 1200 | 0 | 465 | 0 | 0 | 0 | 0 | 0 | 0 | 0 | 0 | 0
2040-12-22 | 15 | 43.34 | -17525 | -1218 | -1681 | 0 | 0 | 0 | 3266 | 0 | 300 | 612 | 53 | 341 | 4337 | 3288 | 2586 | 0 | 403 | 1811 | 216 | 1205 | 0 | 340 | 1200 | 0 | 465 | 0 | 0 | 0 | 0 | 0 | 0 | 0 | 0 | 0
2040-12-22 | 16 | 45.9 | -18969 | -1218 | -1602 | 0 | 0 | 1395 | 3366 | 0 | 300 | 1026 | 53 | 341 | 4917 | 3288 | 2733 | 0 | 427 | 569 | 216 | 1209 | 0 | 284 | 1200 | 0 | 465 | 0 | 0 | 0 | 0 | 0 | 0 | 0 | 0 | 0
2040-12-22 | 17 | 45.9 | -19914 | -1164 | -1576 | 0 | 0 | 760 | 4423 | 0 | 300 | 1119 | 53 | 341 | 5422 | 3288 | 3075 | 0 | 478 | 24 | 216 | 1200 | 0 | 289 | 1200 | 0 | 465 | 0 | 0 | 0 | 0 | 0 | 0 | 0 | 0 | 0
2040-12-22 | 18 | 41.9 | -19727 | -1330 | -1628 | 0 | 0 | 0 | 5284 | 0 | 300 | 958 | 53 | 341 | 5338 | 3288 | 3120 | 0 | 582 | 0 | 217 | 1202 | 0 | 337 | 1200 | 0 | 465 | 0 | 0 | 0 | 0 | 0 | 0 | 0 | 0 | 0
2040-12-22 | 19 | 39.11 | -19184 | -1330 | -1681 | 0 | 0 | 0 | 5162 | 0 | 300 | 870 | 53 | 341 | 4918 | 3288 | 3139 | 0 | 660 | 0 | 217 | 1202 | 0 | 378 | 1200 | 0 | 465 | 0 | 0 | 0 | 0 | 0 | 0 | 0 | 0 | 0
2040-12-22 | 20 | 31.31 | -18675 | -1505 | -1576 | 0 | 0 | 0 | 4803 | 0 | 300 | 802 | 53 | 325 | 4377 | 3288 | 3744 | 0 | 564 | 0 | 216 | 1205 | 0 | 413 | 1200 | 0 | 465 | 0 | 0 | 0 | 0 | 0 | 0 | 0 | 0 | 0
2040-12-22 | 21 | 12.56 | -17667 | -1442 | -1471 | 0 | 0 | -419 | 4301 | 0 | 300 | 612 | 53 | 166 | 4059 | 3288 | 4102 | 0 | 590 | 0 | 217 | 1209 | 0 | 436 | 1200 | 0 | 465 | 0 | 0 | 0 | 0 | 0 | 0 | 0 | 0 | 0
2040-12-22 | 22 | 12.56 | -16271 | -1564 | -1339 | 0 | 0 | -436 | 3524 | 0 | 300 | 599 | 53 | 160 | 3890 | 3288 | 3644 | 0 | 591 | 0 | 217 | 1211 | 0 | 467 | 1200 | 0 | 465 | 0 | 0 | 0 | 0 | 0 | 0 | 0 | 0 | 0
2040-12-22 | 23 | 12.56 | -14916 | -1564 | -1339 | 0 | 0 | -127 | 2468 | 0 | 300 | 599 | 53 | 160 | 3558 | 3288 | 3386 | 0 | 556 | 0 | 216 | 1194 | 0 | 503 | 1200 | 0 | 465 | 0 | 0 | 0 | 0 | 0 | 0 | 0 | 0 | 0
2040-12-22 | 24 | 16.98 | -14041 | -1626 | -1208 | 0 | 0 | 727 | 1400 | 0 | 300 | 612 | 53 | 160 | 3577 | 3288 | 2667 | 0 | 549 | 0 | 212 | 1175 | 0 | 490 | 1200 | 0 | 465 | 0 | 0 | 0 | 0 | 0 | 0 | 0 | 0 | 0
2040-12-23 | 1 | 34.69 | -13640 | -1626 | -1077 | -89 | -118 | -419 | 798 | 0 | 300 | 612 | 53 | 319 | 4485 | 3288 | 2565 | 0 | 509 | 0 | 210 | 1164 | 0 | 1000 | 1200 | 0 | 465 | 0 | 0 | 0 | 0 | 0 | 0 | 0 | 0 | 0
2040-12-23 | 2 | 34.69 | -13534 | -1626 | -919 | -36 | -387 | 0 | 528 | 0 | 300 | 649 | 53 | 335 | 4350 | 3288 | 2561 | 0 | 431 | 0 | 210 | 1155 | 0 | 976 | 1200 | 0 | 465 | 0 | 0 | 0 | 0 | 0 | 0 | 0 | 0 | 0
2040-12-23 | 3 | 34.69 | -13666 | -1626 | -814 | -35 | -36 | -374 | 528 | 0 | 300 | 656 | 53 | 341 | 4216 | 3288 | 2784 | 0 | 417 | 0 | 213 | 1154 | 0 | 936 | 1200 | 0 | 465 | 0 | 0 | 0 | 0 | 0 | 0 | 0 | 0 | 0
2040-12-23 | 4 | 39.89 | -14208 | -1626 | -762 | 0 | 0 | 0 | 528 | 0 | 300 | 879 | 53 | 341 | 4929 | 3288 | 2470 | 0 | 328 | 0 | 215 | 1152 | 0 | 447 | 1200 | 0 | 465 | 0 | 0 | 0 | 0 | 0 | 0 | 0 | 0 | 0
2040-12-23 | 5 | 41.95 | -15377 | -1626 | -735 | 0 | 0 | 0 | 697 | 0 | 300 | 1026 | 53 | 341 | 6078 | 3288 | 2221 | 0 | 282 | 0 | 214 | 1148 | 0 | 425 | 1200 | 0 | 465 | 0 | 0 | 0 | 0 | 0 | 0 | 0 | 0 | 0
2040-12-23 | 6 | 43.61 | -17014 | -1626 | -762 | 0 | 0 | 0 | 1622 | 0 | 300 | 1182 | 53 | 341 | 7101 | 3288 | 1867 | 0 | 265 | 0 | 208 | 1149 | 0 | 360 | 1200 | 0 | 465 | 0 | 0 | 0 | 0 | 0 | 0 | 0 | 0 | 0
2040-12-23 | 7 | 44.54 | -18243 | -1689 | -867 | 0 | 0 | 0 | 3007 | 0 | 300 | 1182 | 53 | 341 | 7401 | 3288 | 1660 | 0 | 230 | 0 | 216 | 1157 | 0 | 299 | 1200 | 0 | 465 | 0 | 0 | 0 | 0 | 0 | 0 | 0 | 0 | 0
2040-12-23 | 8 | 43.23 | -18818 | -1752 | -998 | 0 | 0 | 0 | 4085 | 0 | 300 | 1135 | 53 | 341 | 7205 | 3288 | 1509 | 0 | 203 | 146 | 216 | 1152 | 0 | 270 | 1200 | 0 | 465 | 0 | 0 | 0 | 0 | 0 | 0 | 0 | 0 | 0
2040-12-23 | 9 | 39 | -19002 | -1626 | -1234 | 0 | 0 | 0 | 4592 | 0 | 300 | 932 | 53 | 341 | 5784 | 3288 | 1318 | 0 | 225 | 1688 | 216 | 1161 | 0 | 299 | 1200 | 0 | 465 | 0 | 0 | 0 | 0 | 0 | 0 | 0 | 0 | 0
2040-12-23 | 10 | 34.69 | -19051 | -1330 | -1444 | 0 | -1 | -1173 | 4650 | 0 | 0 | 567 | 53 | 341 | 4712 | 3288 | 1579 | 0 | 239 | 4188 | 216 | 1173 | 0 | 329 | 1200 | 0 | 465 | 0 | 0 | 0 | 0 | 0 | 0 | 0 | 0 | 0
2040-12-23 | 11 | 34.69 | -18741 | -1164 | -1313 | -891 | -610 | -1275 | 4454 | 0 | 0 | 567 | 53 | 341 | 3946 | 3288 | 1558 | 0 | 282 | 6105 | 216 | 1179 | 0 | 340 | 1200 | 0 | 465 | 0 | 0 | 0 | 0 | 0 | 0 | 0 | 0 | 0
2040-12-23 | 12 | 34.69 | -18363 | -1015 | -1444 | -217 | -66 | -830 | 4190 | 0 | 0 | 567 | 53 | 341 | 1245 | 3288 | 1672 | 0 | 349 | 6815 | 215 | 1187 | 0 | 349 | 1200 | 0 | 465 | 0 | 0 | 0 | 0 | 0 | 0 | 0 | 0 | 0
2040-12-23 | 13 | 34.69 | -18125 | -831 | -1576 | 0 | -200 | -384 | 3857 | 0 | 0 | 567 | 53 | 341 | 560 | 3288 | 2082 | 0 | 401 | 6533 | 214 | 1199 | 0 | 355 | 1200 | 0 | 465 | 0 | 0 | 0 | 0 | 0 | 0 | 0 | 0 | 0
2040-12-23 | 14 | 34.69 | -17961 | -746 | -1628 | -95 | 0 | -562 | 3646 | 0 | 0 | 567 | 53 | 341 | 556 | 3288 | 2828 | 0 | 446 | 5830 | 214 | 1206 | 0 | 351 | 1200 | 0 | 465 | 0 | 0 | 0 | 0 | 0 | 0 | 0 | 0 | 0
2040-12-23 | 15 | 46.87 | -18065 | -665 | -1681 | 0 | 94 | 0 | 3493 | 0 | 0 | 567 | 53 | 341 | 1797 | 3288 | 3355 | 0 | 534 | 3463 | 216 | 1205 | 0 | 340 | 1200 | 0 | 465 | 0 | 0 | 0 | 0 | 0 | 0 | 0 | 0 | 0
2040-12-23 | 16 | 50.06 | -19200 | -665 | -1602 | 443 | 516 | 1853 | 3524 | 0 | 0 | 798 | 53 | 360 | 1568 | 3288 | 4118 | 0 | 620 | 952 | 216 | 1209 | 0 | 284 | 1200 | 0 | 465 | 0 | 0 | 0 | 0 | 0 | 0 | 0 | 0 | 0
2040-12-23 | 17 | 50.06 | -20121 | -786 | -1576 | 730 | 510 | 1798 | 4476 | 0 | 0 | 877 | 53 | 360 | 1581 | 3288 | 4692 | 0 | 721 | 27 | 216 | 1200 | 0 | 289 | 1200 | 0 | 465 | 0 | 0 | 0 | 0 | 0 | 0 | 0 | 0 | 0
2040-12-23 | 18 | 41.9 | -19810 | -872 | -1628 | 0 | 100 | 61 | 5284 | 0 | 0 | 612 | 53 | 341 | 3603 | 3288 | 4772 | 0 | 775 | 0 | 217 | 1202 | 0 | 337 | 1200 | 0 | 465 | 0 | 0 | 0 | 0 | 0 | 0 | 0 | 0 | 0
2040-12-23 | 19 | 39.26 | -19362 | -921 | -1681 | 0 | 0 | 0 | 5104 | 0 | 0 | 612 | 53 | 341 | 3441 | 3288 | 4806 | 0 | 856 | 0 | 217 | 1202 | 0 | 378 | 1200 | 0 | 465 | 0 | 0 | 0 | 0 | 0 | 0 | 0 | 0 | 0
2040-12-23 | 20 | 24.21 | -18779 | -921 | -1576 | 0 | 0 | 0 | 4682 | 0 | 0 | 584 | 53 | 271 | 3199 | 3288 | 4796 | 0 | 903 | 0 | 216 | 1205 | 0 | 413 | 1200 | 0 | 465 | 0 | 0 | 0 | 0 | 0 | 0 | 0 | 0 | 0
2040-12-23 | 21 | 10 | -17814 | -921 | -1471 | 0 | 0 | 0 | 4159 | 0 | 0 | 567 | 53 | 166 | 3092 | 3288 | 4803 | 0 | 925 | 0 | 217 | 1209 | 0 | 61 | 1200 | 0 | 465 | 0 | 0 | 0 | 0 | 0 | 0 | 375 | 0 | 0
2040-12-23 | 22 | 5 | -16384 | -921 | -1339 | 0 | 0 | 0 | 3318 | 0 | 0 | 567 | 53 | 160 | 3092 | 3288 | 4800 | 0 | 942 | 0 | 217 | 541 | 0 | 0 | 1200 | 0 | 465 | 0 | 0 | 0 | 0 | 670 | 0 | 467 | 0 | 0
2040-12-23 | 23 | 5 | -14982 | -921 | -1339 | 0 | 0 | 0 | 2219 | 0 | 0 | 567 | 53 | 160 | 3092 | 3288 | 4807 | 0 | 953 | 0 | 216 | 222 | 0 | 0 | 1200 | 0 | 465 | 0 | 0 | 0 | 0 | 972 | 0 | 503 | 0 | 0
2040-12-23 | 24 | 5 | -14132 | -921 | -1208 | 0 | 0 | 0 | 1052 | 0 | 0 | 567 | 53 | 160 | 3291 | 3288 | 4810 | 0 | 1015 | 0 | 212 | 148 | 0 | 0 | 1200 | 0 | 465 | 0 | 0 | 0 | 0 | 1027 | 0 | 490 | 0 | 0
2040-12-24 | 1 | 23.49 | -13488 | -966 | -814 | -272 | -610 | -1859 | 719 | 0 | 0 | 567 | 53 | 218 | 3318 | 3288 | 4756 | 0 | 1051 | 0 | 210 | 1164 | 0 | 1000 | 1200 | 0 | 465 | 0 | 0 | 0 | 0 | 0 | 0 | 0 | 0 | 0
2040-12-24 | 2 | 24.91 | -13174 | -1015 | -735 | 0 | -138 | -1859 | 528 | 0 | 0 | 567 | 53 | 325 | 2482 | 3288 | 4621 | 0 | 1051 | 0 | 210 | 1155 | 0 | 976 | 1200 | 0 | 465 | 0 | 0 | 0 | 0 | 0 | 0 | 0 | 0 | 0
2040-12-24 | 3 | 24.91 | -13099 | -1114 | -630 | 0 | -74 | -1859 | 528 | 0 | 0 | 567 | 53 | 341 | 2482 | 3288 | 4492 | 0 | 1057 | 0 | 213 | 1154 | 0 | 936 | 1200 | 0 | 465 | 0 | 0 | 0 | 0 | 0 | 0 | 0 | 0 | 0
2040-12-24 | 4 | 26.23 | -13395 | -1164 | -604 | 0 | 0 | -623 | 528 | 0 | 0 | 567 | 53 | 341 | 2548 | 3288 | 3931 | 0 | 1050 | 0 | 215 | 1152 | 0 | 447 | 1200 | 0 | 465 | 0 | 0 | 0 | 0 | 0 | 0 | 0 | 0 | 0
2040-12-24 | 5 | 35.45 | -14340 | -1272 | -604 | 0 | 0 | 0 | 528 | 0 | 0 | 567 | 53 | 341 | 3275 | 3288 | 3687 | 0 | 1024 | 0 | 214 | 1148 | 0 | 425 | 1200 | 0 | 465 | 0 | 0 | 0 | 0 | 0 | 0 | 0 | 0 | 0
2040-12-24 | 6 | 35.45 | -15758 | -1330 | -630 | 0 | 500 | 275 | 1073 | 0 | 0 | 615 | 53 | 341 | 3526 | 3288 | 3664 | 0 | 1000 | 0 | 208 | 1149 | 0 | 360 | 1200 | 0 | 465 | 0 | 0 | 0 | 0 | 0 | 0 | 0 | 0 | 0
2040-12-24 | 7 | 35.45 | -16866 | -1384 | -788 | 0 | 207 | 490 | 2383 | 0 | 0 | 636 | 53 | 341 | 3663 | 3288 | 3660 | 0 | 980 | 0 | 216 | 1157 | 0 | 299 | 1200 | 0 | 465 | 0 | 0 | 0 | 0 | 0 | 0 | 0 | 0 | 0
2040-12-24 | 8 | 26.23 | -17676 | -1442 | -972 | 0 | 0 | -63 | 3450 | 0 | 0 | 612 | 53 | 341 | 4060 | 3288 | 3937 | 0 | 956 | 152 | 216 | 1152 | 0 | 270 | 1200 | 0 | 465 | 0 | 0 | 0 | 0 | 0 | 0 | 0 | 0 | 0
2040-12-24 | 9 | 26.23 | -18079 | -1442 | -1155 | 0 | 0 | -773 | 4232 | 0 | 0 | 567 | 53 | 341 | 3600 | 3288 | 3733 | 0 | 939 | 1355 | 216 | 1161 | 0 | 299 | 1200 | 0 | 465 | 0 | 0 | 0 | 0 | 0 | 0 | 0 | 0 | 0
2040-12-24 | 10 | 26.23 | -18216 | -1384 | -1339 | 0 | 0 | -1721 | 4645 | 0 | 0 | 567 | 53 | 335 | 3040 | 3288 | 3211 | 0 | 916 | 3222 | 216 | 1173 | 0 | 329 | 1200 | 0 | 465 | 0 | 0 | 0 | 0 | 0 | 0 | 0 | 0 | 0
2040-12-24 | 11 | 23.49 | -18371 | -1330 | -1313 | 0 | -365 | -1859 | 4682 | 0 | 0 | 567 | 53 | 227 | 1468 | 3288 | 2513 | 0 | 864 | 6176 | 216 | 1179 | 0 | 340 | 1200 | 0 | 465 | 0 | 0 | 0 | 0 | 0 | 0 | 0 | 0 | 0
2040-12-24 | 12 | 10 | -17791 | -1218 | -1129 | -908 | -610 | -1859 | 4576 | 0 | 0 | 567 | 53 | 160 | 1156 | 3288 | 2186 | 0 | 799 | 7530 | 215 | 1187 | 0 | 133 | 1200 | 0 | 465 | 0 | 0 | 0 | 0 | 0 | 0 | 216 | 0 | 0
2040-12-24 | 13 | 23.49 | -17566 | -1114 | -1471 | -763 | -443 | -1859 | 4275 | 0 | 0 | 567 | 53 | 218 | 988 | 3288 | 2131 | 0 | 747 | 7516 | 214 | 1199 | 0 | 355 | 1200 | 0 | 465 | 0 | 0 | 0 | 0 | 0 | 0 | 0 | 0 | 0
2040-12-24 | 14 | 24.63 | -17696 | -1065 | -1444 | 0 | 0 | -795 | 4042 | 0 | 0 | 567 | 53 | 325 | 725 | 3288 | 1790 | 0 | 667 | 6106 | 214 | 1206 | 0 | 351 | 1200 | 0 | 465 | 0 | 0 | 0 | 0 | 0 | 0 | 0 | 0 | 0
2040-12-24 | 15 | 37.05 | -17401 | -1015 | -1287 | 189 | 62 | 1064 | 3989 | 0 | 0 | 567 | 53 | 341 | 753 | 3288 | 1858 | 0 | 600 | 3514 | 216 | 1205 | 0 | 340 | 1200 | 0 | 465 | 0 | 0 | 0 | 0 | 0 | 0 | 0 | 0 | 0
2040-12-24 | 16 | 41.81 | -17801 | -1015 | -1707 | 885 | 548 | 1859 | 4069 | 0 | 0 | 683 | 53 | 341 | 1872 | 3288 | 1940 | 0 | 555 | 1056 | 216 | 1209 | 0 | 284 | 1200 | 0 | 465 | 0 | 0 | 0 | 0 | 0 | 0 | 0 | 0 | 0
2040-12-24 | 17 | 37.05 | -17766 | -1164 | -2180 | 589 | 508 | 1859 | 4888 | 0 | 220 | 920 | 53 | 341 | 2496 | 3288 | 2001 | 0 | 551 | 24 | 216 | 1200 | 0 | 289 | 1200 | 0 | 465 | 0 | 0 | 0 | 0 | 0 | 0 | 0 | 0 | 0
2040-12-24 | 18 | 37.05 | -16909 | -1272 | -2626 | 6 | 0 | 1859 | 5284 | 0 | 220 | 802 | 53 | 341 | 3192 | 3288 | 1790 | 0 | 551 | 0 | 217 | 1202 | 0 | 337 | 1200 | 0 | 465 | 0 | 0 | 0 | 0 | 0 | 0 | 0 | 0 | 0
2040-12-24 | 19 | 37.05 | -16777 | -1442 | -2521 | 3 | 102 | 1859 | 4639 | 0 | 220 | 920 | 53 | 341 | 3519 | 3288 | 1803 | 0 | 532 | 0 | 217 | 1202 | 0 | 378 | 1200 | 0 | 465 | 0 | 0 | 0 | 0 | 0 | 0 | 0 | 0 | 0
2040-12-24 | 20 | 35.45 | -16412 | -1505 | -1786 | 0 | 0 | 449 | 4037 | 0 | 300 | 839 | 53 | 341 | 4615 | 3288 | 1810 | 0 | 471 | 0 | 216 | 1205 | 0 | 413 | 1200 | 0 | 465 | 0 | 0 | 0 | 0 | 0 | 0 | 0 | 0 | 0
2040-12-24 | 21 | 35.45 | -16165 | -1564 | -1628 | 0 | 0 | 710 | 3667 | 0 | 300 | 877 | 53 | 341 | 4615 | 3288 | 1554 | 0 | 424 | 0 | 217 | 1209 | 0 | 436 | 1200 | 0 | 465 | 0 | 0 | 0 | 0 | 0 | 0 | 0 | 0 | 0
2040-12-24 | 22 | 35.45 | -15609 | -1626 | -1366 | 0 | 0 | 566 | 3324 | 0 | 300 | 811 | 53 | 341 | 4615 | 3288 | 1364 | 0 | 379 | 0 | 217 | 1211 | 0 | 467 | 1200 | 0 | 465 | 0 | 0 | 0 | 0 | 0 | 0 | 0 | 0 | 0
2040-12-24 | 23 | 35.45 | -14741 | -1689 | -1129 | 0 | 0 | 206 | 2737 | 0 | 300 | 649 | 53 | 341 | 4615 | 3288 | 1429 | 0 | 363 | 0 | 216 | 1194 | 0 | 503 | 1200 | 0 | 465 | 0 | 0 | 0 | 0 | 0 | 0 | 0 | 0 | 0
2040-12-24 | 24 | 34.28 | -13856 | -1820 | -919 | 0 | 0 | 0 | 1981 | 0 | 300 | 612 | 53 | 341 | 4569 | 3288 | 1566 | 0 | 342 | 0 | 212 | 1175 | 0 | 490 | 1200 | 0 | 465 | 0 | 0 | 0 | 0 | 0 | 0 | 0 | 0 | 0
2040-12-25 | 1 | 33.53 | -13348 | -1887 | -814 | -176 | -279 | -913 | 2314 | 0 | 300 | 567 | 53 | 341 | 4471 | 3288 | 1741 | 0 | 303 | 0 | 210 | 1164 | 0 | 1000 | 1200 | 0 | 465 | 0 | 0 | 0 | 0 | 0 | 0 | 0 | 0 | 0
2040-12-25 | 2 | 33.53 | -13052 | -1887 | -735 | 0 | -400 | -514 | 1818 | 0 | 300 | 584 | 53 | 341 | 4445 | 3288 | 1488 | 0 | 264 | 0 | 210 | 1155 | 0 | 976 | 1200 | 0 | 465 | 0 | 0 | 0 | 0 | 0 | 0 | 0 | 0 | 0
2040-12-25 | 3 | 33.53 | -12984 | -1954 | -630 | 0 | -94 | -647 | 1538 | 0 | 300 | 599 | 53 | 341 | 4445 | 3288 | 1550 | 0 | 227 | 0 | 213 | 1154 | 0 | 936 | 1200 | 0 | 465 | 0 | 0 | 0 | 0 | 0 | 0 | 0 | 0 | 0
2040-12-25 | 4 | 36.17 | -13170 | -1954 | -604 | 0 | 0 | 0 | 1464 | 0 | 300 | 631 | 53 | 341 | 4793 | 3288 | 1207 | 0 | 172 | 0 | 215 | 1152 | 0 | 447 | 1200 | 0 | 465 | 0 | 0 | 0 | 0 | 0 | 0 | 0 | 0 | 0
2040-12-25 | 5 | 37.4 | -13604 | -1954 | -604 | 0 | 0 | 0 | 1627 | 0 | 300 | 745 | 53 | 341 | 5226 | 3288 | 983 | 0 | 146 | 0 | 214 | 1148 | 0 | 425 | 1200 | 0 | 465 | 0 | 0 | 0 | 0 | 0 | 0 | 0 | 0 | 0
2040-12-25 | 6 | 39.22 | -14362 | -2026 | -630 | 0 | 0 | 0 | 2092 | 0 | 300 | 877 | 53 | 341 | 5865 | 3288 | 697 | 0 | 122 | 0 | 208 | 1149 | 0 | 360 | 1200 | 0 | 465 | 0 | 0 | 0 | 0 | 0 | 0 | 0 | 0 | 0
2040-12-25 | 7 | 39.9 | -15186 | -2026 | -788 | 0 | 0 | 0 | 2885 | 0 | 300 | 958 | 53 | 341 | 6269 | 3288 | 458 | 0 | 112 | 0 | 216 | 1157 | 0 | 299 | 1200 | 0 | 465 | 0 | 0 | 0 | 0 | 0 | 0 | 0 | 0 | 0
2040-12-25 | 8 | 40.06 | -16007 | -2026 | -972 | 0 | 0 | 0 | 3752 | 0 | 300 | 958 | 53 | 341 | 6475 | 3288 | 301 | 0 | 107 | 128 | 216 | 1152 | 0 | 270 | 1200 | 0 | 465 | 0 | 0 | 0 | 0 | 0 | 0 | 0 | 0 | 0
2040-12-25 | 9 | 37.4 | -16530 | -2026 | -1155 | 0 | 0 | 0 | 4613 | 0 | 300 | 636 | 53 | 341 | 5578 | 3288 | 199 | 0 | 85 | 1277 | 216 | 1161 | 0 | 299 | 1200 | 0 | 465 | 0 | 0 | 0 | 0 | 0 | 0 | 0 | 0 | 0
2040-12-25 | 10 | 33.53 | -16741 | -1752 | -1339 | 0 | -10 | -1185 | 4972 | 0 | 300 | 567 | 53 | 341 | 4922 | 3288 | 128 | 0 | 70 | 3003 | 216 | 1173 | 0 | 329 | 1200 | 0 | 465 | 0 | 0 | 0 | 0 | 0 | 0 | 0 | 0 | 0
2040-12-25 | 11 | 33.53 | -16948 | -1626 | -1313 | 0 | -259 | -1645 | 5015 | 0 | 300 | 567 | 53 | 341 | 3688 | 3288 | 60 | 0 | 56 | 5024 | 216 | 1179 | 0 | 340 | 1200 | 0 | 465 | 0 | 0 | 0 | 0 | 0 | 0 | 0 | 0 | 0
2040-12-25 | 12 | 33.53 | -16530 | -1505 | -1129 | -115 | 0 | -1676 | 4930 | 0 | 300 | 567 | 53 | 341 | 1907 | 3288 | 9 | 0 | 53 | 6090 | 215 | 1187 | 0 | 349 | 1200 | 0 | 465 | 0 | 0 | 0 | 0 | 0 | 0 | 0 | 0 | 0
2040-12-25 | 13 | 33.53 | -16170 | -1384 | -1471 | -9 | -273 | -107 | 4729 | 0 | 300 | 567 | 53 | 341 | 1739 | 3288 | 2 | 0 | 43 | 4918 | 214 | 1199 | 0 | 355 | 1200 | 0 | 465 | 0 | 0 | 0 | 0 | 0 | 0 | 0 | 0 | 0
2040-12-25 | 14 | 43.52 | -16008 | -1330 | -1444 | 0 | 0 | 0 | 4354 | 0 | 300 | 567 | 53 | 341 | 2621 | 3288 | 2 | 0 | 36 | 3785 | 214 | 1206 | 0 | 351 | 1200 | 0 | 465 | 0 | 0 | 0 | 0 | 0 | 0 | 0 | 0 | 0
2040-12-25 | 15 | 45.31 | -15523 | -1272 | -1287 | 0 | 0 | 1230 | 4032 | 0 | 300 | 567 | 53 | 341 | 2775 | 3288 | 9 | 0 | 40 | 2021 | 216 | 1205 | 0 | 340 | 1200 | 0 | 465 | 0 | 0 | 0 | 0 | 0 | 0 | 0 | 0 | 0
2040-12-25 | 16 | 48.72 | -15843 | -1330 | -1707 | 258 | 610 | 1859 | 4011 | 0 | 300 | 839 | 53 | 350 | 3334 | 3288 | 17 | 0 | 44 | 543 | 216 | 1209 | 0 | 284 | 1200 | 0 | 465 | 0 | 0 | 0 | 0 | 0 | 0 | 0 | 0 | 0
2040-12-25 | 17 | 45.47 | -15920 | -1384 | -2180 | 0 | 521 | 1859 | 4745 | 0 | 300 | 920 | 53 | 341 | 3986 | 3288 | 35 | 0 | 44 | 20 | 216 | 1200 | 0 | 289 | 1200 | 0 | 465 | 0 | 0 | 0 | 0 | 0 | 0 | 0 | 0 | 0
2040-12-25 | 18 | 44.56 | -15759 | -1505 | -2626 | 0 | 0 | 0 | 5284 | 0 | 300 | 877 | 53 | 341 | 6206 | 3288 | 48 | 0 | 71 | 0 | 217 | 1202 | 0 | 337 | 1200 | 0 | 465 | 0 | 0 | 0 | 0 | 0 | 0 | 0 | 0 | 0
2040-12-25 | 19 | 42.96 | -16217 | -1626 | -2521 | 0 | 0 | 0 | 5162 | 0 | 300 | 968 | 53 | 341 | 6642 | 3288 | 49 | 0 | 98 | 0 | 217 | 1202 | 0 | 378 | 1200 | 0 | 465 | 0 | 0 | 0 | 0 | 0 | 0 | 0 | 0 | 0
2040-12-25 | 20 | 39.9 | -16150 | -1689 | -1786 | 0 | 0 | 0 | 5015 | 0 | 300 | 858 | 53 | 341 | 6076 | 3288 | 67 | 0 | 128 | 0 | 216 | 1205 | 0 | 413 | 1200 | 0 | 465 | 0 | 0 | 0 | 0 | 0 | 0 | 0 | 0 | 0
2040-12-25 | 21 | 39.22 | -15744 | -1689 | -1628 | 0 | 0 | 0 | 4814 | 0 | 300 | 801 | 53 | 341 | 5701 | 3288 | 69 | 0 | 167 | 0 | 217 | 1209 | 0 | 436 | 1200 | 0 | 465 | 0 | 0 | 0 | 0 | 0 | 0 | 0 | 0 | 0
2040-12-25 | 22 | 37.71 | -14973 | -1752 | -1366 | 0 | 0 | 0 | 4291 | 0 | 300 | 632 | 53 | 341 | 5342 | 3288 | 86 | 0 | 197 | 0 | 217 | 1211 | 0 | 467 | 1200 | 0 | 465 | 0 | 0 | 0 | 0 | 0 | 0 | 0 | 0 | 0
2040-12-25 | 23 | 35.65 | -14075 | -1752 | -1129 | 0 | 0 | 0 | 3424 | 0 | 300 | 612 | 53 | 341 | 5064 | 3288 | 54 | 0 | 242 | 0 | 216 | 1194 | 0 | 503 | 1200 | 0 | 465 | 0 | 0 | 0 | 0 | 0 | 0 | 0 | 0 | 0
2040-12-25 | 24 | 37.4 | -13342 | -1752 | -919 | 0 | 0 | 0 | 2473 | 0 | 300 | 612 | 53 | 341 | 5105 | 3288 | 31 | 0 | 268 | 0 | 212 | 1175 | 0 | 490 | 1200 | 0 | 465 | 0 | 0 | 0 | 0 | 0 | 0 | 0 | 0 | 0
2040-12-26 | 1 | 38.05 | -13019 | -1820 | -814 | 0 | 0 | 0 | 528 | 0 | 300 | 958 | 53 | 341 | 5848 | 3288 | 19 | 0 | 278 | 0 | 210 | 1164 | 0 | 1000 | 1200 | 0 | 465 | 0 | 0 | 0 | 0 | 0 | 0 | 0 | 0 | 0
2040-12-26 | 2 | 38.05 | -12932 | -1752 | -735 | 0 | 0 | 0 | 528 | 0 | 300 | 895 | 53 | 341 | 5691 | 3288 | 41 | 0 | 275 | 0 | 210 | 1155 | 0 | 976 | 1200 | 0 | 465 | 0 | 0 | 0 | 0 | 0 | 0 | 0 | 0 | 0
2040-12-26 | 3 | 37.4 | -12988 | -1752 | -630 | 0 | 0 | 0 | 528 | 0 | 300 | 863 | 53 | 341 | 5583 | 3288 | 144 | 0 | 302 | 0 | 213 | 1154 | 0 | 936 | 1200 | 0 | 465 | 0 | 0 | 0 | 0 | 0 | 0 | 0 | 0 | 0
2040-12-26 | 4 | 39.22 | -13342 | -1752 | -604 | 0 | 0 | 0 | 528 | 0 | 300 | 920 | 53 | 341 | 6206 | 3288 | 283 | 0 | 300 | 0 | 215 | 1152 | 0 | 447 | 1200 | 0 | 465 | 0 | 0 | 0 | 0 | 0 | 0 | 0 | 0 | 0
2040-12-26 | 5 | 41.44 | -14408 | -1820 | -604 | 0 | 0 | 0 | 528 | 0 | 313 | 1119 | 53 | 341 | 7132 | 3288 | 311 | 0 | 294 | 0 | 214 | 1148 | 0 | 425 | 1200 | 0 | 465 | 0 | 0 | 0 | 0 | 0 | 0 | 0 | 0 | 0
2040-12-26 | 6 | 42.58 | -15782 | -1752 | -630 | 0 | 0 | 0 | 528 | 0 | 313 | 1416 | 53 | 341 | 8227 | 3288 | 331 | 0 | 285 | 0 | 208 | 1149 | 0 | 360 | 1200 | 0 | 465 | 0 | 0 | 0 | 0 | 0 | 0 | 0 | 0 | 0
2040-12-26 | 7 | 42.91 | -16839 | -1752 | -788 | 0 | 0 | 0 | 1543 | 0 | 313 | 1457 | 53 | 341 | 8430 | 3288 | 340 | 0 | 276 | 0 | 216 | 1157 | 0 | 299 | 1200 | 0 | 465 | 0 | 0 | 0 | 0 | 0 | 0 | 0 | 0 | 0
2040-12-26 | 8 | 42.96 | -17675 | -1820 | -972 | 0 | 0 | 0 | 2494 | 0 | 313 | 1457 | 53 | 341 | 8532 | 3288 | 324 | 0 | 280 | 81 | 216 | 1152 | 0 | 270 | 1200 | 0 | 465 | 0 | 0 | 0 | 0 | 0 | 0 | 0 | 0 | 0
2040-12-26 | 9 | 41.95 | -18192 | -1752 | -1155 | 0 | 0 | 0 | 3186 | 0 | 313 | 1135 | 53 | 341 | 7832 | 3288 | 264 | 0 | 252 | 1094 | 216 | 1161 | 0 | 299 | 1200 | 0 | 465 | 0 | 0 | 0 | 0 | 0 | 0 | 0 | 0 | 0
2040-12-26 | 10 | 40.69 | -18644 | -1626 | -1339 | 0 | 0 | 0 | 3598 | 0 | 313 | 1026 | 53 | 341 | 7190 | 3288 | 213 | 0 | 208 | 1996 | 216 | 1173 | 0 | 329 | 1200 | 0 | 465 | 0 | 0 | 0 | 0 | 0 | 0 | 0 | 0 | 0
2040-12-26 | 11 | 39.22 | -19073 | -1564 | -1313 | 0 | 0 | 0 | 3863 | 0 | 313 | 920 | 53 | 341 | 6312 | 3288 | 206 | 0 | 156 | 3097 | 216 | 1179 | 0 | 340 | 1200 | 0 | 465 | 0 | 0 | 0 | 0 | 0 | 0 | 0 | 0 | 0
2040-12-26 | 12 | 37.34 | -18727 | -1442 | -1129 | 0 | 0 | 0 | 3952 | 0 | 313 | 801 | 53 | 341 | 5741 | 3288 | 297 | 0 | 125 | 2971 | 215 | 1187 | 0 | 349 | 1200 | 0 | 465 | 0 | 0 | 0 | 0 | 0 | 0 | 0 | 0 | 0
2040-12-26 | 13 | 39.27 | -18644 | -1384 | -1471 | 0 | 0 | 0 | 3878 | 0 | 300 | 958 | 53 | 341 | 6339 | 3288 | 351 | 0 | 115 | 2443 | 214 | 1199 | 0 | 355 | 1200 | 0 | 465 | 0 | 0 | 0 | 0 | 0 | 0 | 0 | 0 | 0
2040-12-26 | 14 | 39.94 | -18703 | -1384 | -1444 | 0 | 0 | 0 | 3810 | 0 | 300 | 1000 | 53 | 341 | 6507 | 3288 | 417 | 0 | 111 | 2267 | 214 | 1206 | 0 | 351 | 1200 | 0 | 465 | 0 | 0 | 0 | 0 | 0 | 0 | 0 | 0 | 0
2040-12-26 | 15 | 40.98 | -18429 | -1384 | -1287 | 0 | 0 | 0 | 3741 | 0 | 300 | 1001 | 53 | 341 | 6914 | 3288 | 492 | 0 | 102 | 1441 | 216 | 1205 | 0 | 340 | 1200 | 0 | 465 | 0 | 0 | 0 | 0 | 0 | 0 | 0 | 0 | 0
2040-12-26 | 16 | 43.71 | -19056 | -1384 | -1707 | 0 | 0 | 0 | 3831 | 0 | 300 | 1457 | 53 | 341 | 8445 | 3288 | 512 | 0 | 104 | 440 | 216 | 1209 | 0 | 284 | 1200 | 0 | 465 | 0 | 0 | 0 | 0 | 0 | 0 | 0 | 0 | 0
2040-12-26 | 17 | 44.54 | -19377 | -1442 | -2180 | 0 | 0 | 0 | 4692 | 0 | 300 | 1457 | 53 | 341 | 8835 | 3288 | 518 | 0 | 119 | 25 | 216 | 1200 | 0 | 289 | 1200 | 0 | 465 | 0 | 0 | 0 | 0 | 0 | 0 | 0 | 0 | 0
2040-12-26 | 18 | 43.49 | -19082 | -1505 | -2626 | 0 | 0 | 0 | 5284 | 0 | 300 | 1457 | 53 | 341 | 8375 | 3288 | 544 | 0 | 150 | 0 | 217 | 1202 | 0 | 337 | 1200 | 0 | 465 | 0 | 0 | 0 | 0 | 0 | 0 | 0 | 0 | 0
2040-12-26 | 19 | 43.63 | -19107 | -1564 | -2521 | 0 | 0 | 0 | 5025 | 0 | 300 | 1457 | 53 | 341 | 8570 | 3288 | 528 | 0 | 167 | 0 | 217 | 1202 | 0 | 378 | 1200 | 0 | 465 | 0 | 0 | 0 | 0 | 0 | 0 | 0 | 0 | 0
2040-12-26 | 20 | 42.54 | -18395 | -1564 | -1786 | 0 | 0 | 0 | 4528 | 0 | 300 | 1182 | 53 | 341 | 7810 | 3288 | 559 | 0 | 185 | 0 | 216 | 1205 | 0 | 413 | 1200 | 0 | 465 | 0 | 0 | 0 | 0 | 0 | 0 | 0 | 0 | 0
2040-12-26 | 21 | 41.82 | -17456 | -1626 | -1628 | 0 | 0 | 0 | 3926 | 0 | 313 | 1135 | 53 | 341 | 7484 | 3288 | 442 | 0 | 201 | 0 | 217 | 1209 | 0 | 436 | 1200 | 0 | 465 | 0 | 0 | 0 | 0 | 0 | 0 | 0 | 0 | 0
2040-12-26 | 22 | 40.68 | -16226 | -1626 | -1366 | 0 | 0 | 0 | 3049 | 0 | 313 | 1097 | 53 | 341 | 6934 | 3288 | 357 | 0 | 225 | 0 | 217 | 1211 | 0 | 467 | 1200 | 0 | 465 | 0 | 0 | 0 | 0 | 0 | 0 | 0 | 0 | 0
2040-12-26 | 23 | 39.94 | -14999 | -1564 | -1129 | 0 | 0 | 0 | 1923 | 0 | 313 | 1001 | 53 | 341 | 6684 | 3288 | 269 | 0 | 242 | 0 | 216 | 1194 | 0 | 503 | 1200 | 0 | 465 | 0 | 0 | 0 | 0 | 0 | 0 | 0 | 0 | 0
2040-12-26 | 24 | 39.99 | -14046 | -1564 | -919 | 0 | 0 | 0 | 872 | 0 | 313 | 1001 | 53 | 341 | 6577 | 3288 | 284 | 0 | 257 | 0 | 212 | 1175 | 0 | 490 | 1200 | 0 | 465 | 0 | 0 | 0 | 0 | 0 | 0 | 0 | 0 | 0
2040-12-27 | 1 | 36.31 | -13500 | -1564 | -814 | 0 | 0 | 0 | 787 | 0 | 313 | 920 | 53 | 341 | 5570 | 3288 | 284 | 0 | 282 | 0 | 210 | 1164 | 0 | 1000 | 1200 | 0 | 465 | 0 | 0 | 0 | 0 | 0 | 0 | 0 | 0 | 0
2040-12-27 | 2 | 39.11 | -13281 | -1564 | -735 | 0 | 0 | 0 | 528 | 0 | 313 | 897 | 53 | 341 | 5555 | 3288 | 302 | 0 | 296 | 0 | 210 | 1155 | 0 | 976 | 1200 | 0 | 465 | 0 | 0 | 0 | 0 | 0 | 0 | 0 | 0 | 0
2040-12-27 | 3 | 38.43 | -13247 | -1564 | -630 | 0 | 0 | 0 | 528 | 0 | 313 | 844 | 53 | 341 | 5501 | 3288 | 267 | 0 | 337 | 0 | 213 | 1154 | 0 | 936 | 1200 | 0 | 465 | 0 | 0 | 0 | 0 | 0 | 0 | 0 | 0 | 0
2040-12-27 | 4 | 40.06 | -13604 | -1564 | -604 | 0 | 0 | 0 | 528 | 0 | 313 | 920 | 53 | 341 | 6059 | 3288 | 408 | 0 | 381 | 0 | 215 | 1152 | 0 | 447 | 1200 | 0 | 465 | 0 | 0 | 0 | 0 | 0 | 0 | 0 | 0 | 0
2040-12-27 | 5 | 42.96 | -14585 | -1564 | -604 | 0 | 0 | 0 | 528 | 0 | 300 | 1013 | 53 | 341 | 6940 | 3288 | 439 | 0 | 398 | 0 | 214 | 1148 | 0 | 425 | 1200 | 0 | 465 | 0 | 0 | 0 | 0 | 0 | 0 | 0 | 0 | 0
2040-12-27 | 6 | 43.52 | -15921 | -1505 | -630 | 0 | 0 | 0 | 1057 | 0 | 300 | 1135 | 53 | 341 | 7475 | 3288 | 628 | 0 | 397 | 0 | 208 | 1149 | 0 | 360 | 1200 | 0 | 465 | 0 | 0 | 0 | 0 | 0 | 0 | 0 | 0 | 0
2040-12-27 | 7 | 43.23 | -17070 | -1505 | -788 | 0 | 0 | 0 | 2219 | 0 | 300 | 1135 | 53 | 341 | 7308 | 3288 | 962 | 0 | 419 | 0 | 216 | 1157 | 0 | 299 | 1200 | 0 | 465 | 0 | 0 | 0 | 0 | 0 | 0 | 0 | 0 | 0
2040-12-27 | 8 | 41.95 | -18032 | -1505 | -972 | 0 | 0 | 0 | 3244 | 0 | 300 | 1135 | 53 | 341 | 7030 | 3288 | 1313 | 0 | 469 | 32 | 216 | 1152 | 0 | 270 | 1200 | 0 | 465 | 0 | 0 | 0 | 0 | 0 | 0 | 0 | 0 | 0
2040-12-27 | 9 | 39.9 | -18583 | -1384 | -1155 | 0 | 0 | 0 | 4032 | 0 | 300 | 1001 | 53 | 341 | 6204 | 3288 | 1786 | 0 | 505 | 271 | 216 | 1161 | 0 | 299 | 1200 | 0 | 465 | 0 | 0 | 0 | 0 | 0 | 0 | 0 | 0 | 0
2040-12-27 | 10 | 38.43 | -19068 | -1330 | -1339 | 0 | 0 | 0 | 4550 | 0 | 300 | 962 | 53 | 341 | 5739 | 3288 | 1900 | 0 | 509 | 712 | 216 | 1173 | 0 | 329 | 1200 | 0 | 465 | 0 | 0 | 0 | 0 | 0 | 0 | 0 | 0 | 0
2040-12-27 | 11 | 34.28 | -19385 | -1218 | -1313 | 0 | 0 | 0 | 4814 | 0 | 300 | 824 | 53 | 341 | 4894 | 3288 | 2178 | 0 | 523 | 1300 | 216 | 1179 | 0 | 340 | 1200 | 0 | 465 | 0 | 0 | 0 | 0 | 0 | 0 | 0 | 0 | 0
2040-12-27 | 12 | 23.36 | -18974 | -1114 | -1129 | 0 | 0 | 0 | 4840 | 0 | 300 | 612 | 53 | 193 | 4086 | 3288 | 2801 | 0 | 529 | 1098 | 215 | 1187 | 0 | 349 | 1200 | 0 | 465 | 0 | 0 | 0 | 0 | 0 | 0 | 0 | 0 | 0
2040-12-27 | 13 | 23.17 | -18819 | -1015 | -1471 | 0 | 0 | -187 | 4682 | 0 | 300 | 599 | 53 | 177 | 3662 | 3288 | 3459 | 0 | 527 | 1312 | 214 | 1199 | 0 | 355 | 1200 | 0 | 465 | 0 | 0 | 0 | 0 | 0 | 0 | 0 | 0 | 0
2040-12-27 | 14 | 23.17 | -18793 | -921 | -1444 | 0 | 0 | -394 | 4470 | 0 | 300 | 584 | 53 | 177 | 3567 | 3288 | 4061 | 0 | 567 | 1048 | 214 | 1206 | 0 | 351 | 1200 | 0 | 465 | 0 | 0 | 0 | 0 | 0 | 0 | 0 | 0 | 0
2040-12-27 | 15 | 23.17 | -18382 | -872 | -1287 | 0 | 0 | -515 | 4296 | 0 | 300 | 567 | 53 | 192 | 3237 | 3288 | 4502 | 0 | 566 | 627 | 216 | 1205 | 0 | 340 | 1200 | 0 | 465 | 0 | 0 | 0 | 0 | 0 | 0 | 0 | 0 | 0
2040-12-27 | 16 | 31.31 | -18738 | -872 | -1707 | 0 | 0 | 397 | 4280 | 0 | 300 | 674 | 53 | 341 | 3563 | 3288 | 4161 | 0 | 589 | 297 | 216 | 1209 | 0 | 284 | 1200 | 0 | 465 | 0 | 0 | 0 | 0 | 0 | 0 | 0 | 0 | 0
2040-12-27 | 17 | 31.31 | -18770 | -831 | -2180 | 0 | 0 | 357 | 4898 | 0 | 300 | 673 | 53 | 341 | 3552 | 3288 | 4310 | 0 | 614 | 24 | 216 | 1200 | 0 | 289 | 1200 | 0 | 465 | 0 | 0 | 0 | 0 | 0 | 0 | 0 | 0 | 0
2040-12-27 | 18 | 31.31 | -18360 | -872 | -2626 | 0 | 0 | 57 | 5284 | 0 | 300 | 632 | 53 | 341 | 3552 | 3288 | 4221 | 0 | 708 | 0 | 217 | 1202 | 0 | 337 | 1200 | 0 | 465 | 0 | 0 | 0 | 0 | 0 | 0 | 0 | 0 | 0
2040-12-27 | 19 | 30.24 | -18310 | -872 | -2521 | 0 | 0 | 0 | 4877 | 0 | 300 | 632 | 53 | 341 | 3655 | 3288 | 4292 | 0 | 802 | 0 | 217 | 1202 | 0 | 378 | 1200 | 0 | 465 | 0 | 0 | 0 | 0 | 0 | 0 | 0 | 0 | 0
2040-12-27 | 20 | 21.39 | -17606 | -921 | -1786 | 0 | 0 | -54 | 4333 | 0 | 300 | 584 | 53 | 181 | 3086 | 3288 | 4174 | 0 | 867 | 0 | 216 | 1205 | 0 | 413 | 1200 | 0 | 465 | 0 | 0 | 0 | 0 | 0 | 0 | 0 | 0 | 0
2040-12-27 | 21 | 21.39 | -16853 | -1015 | -1628 | 0 | 0 | -294 | 3731 | 0 | 300 | 567 | 53 | 166 | 3086 | 3288 | 4175 | 0 | 898 | 0 | 217 | 1209 | 0 | 436 | 1200 | 0 | 465 | 0 | 0 | 0 | 0 | 0 | 0 | 0 | 0 | 0
2040-12-27 | 22 | 21.39 | -15783 | -1015 | -1366 | 0 | 0 | -268 | 2948 | 0 | 300 | 567 | 53 | 160 | 2477 | 3288 | 4173 | 0 | 905 | 0 | 217 | 1211 | 0 | 467 | 1200 | 0 | 465 | 0 | 0 | 0 | 0 | 0 | 0 | 0 | 0 | 0
2040-12-27 | 23 | 21.94 | -14610 | -1015 | -1129 | 0 | 0 | 0 | 1934 | 0 | 300 | 567 | 53 | 175 | 2350 | 3288 | 3608 | 0 | 901 | 0 | 216 | 1194 | 0 | 503 | 1200 | 0 | 465 | 0 | 0 | 0 | 0 | 0 | 0 | 0 | 0 | 0
2040-12-27 | 24 | 28.9 | -13615 | -1065 | -919 | 0 | 0 | 455 | 904 | 0 | 300 | 567 | 53 | 335 | 2589 | 3288 | 2675 | 0 | 891 | 0 | 212 | 1175 | 0 | 490 | 1200 | 0 | 465 | 0 | 0 | 0 | 0 | 0 | 0 | 0 | 0 | 0
2040-12-28 | 1 | 29.51 | -13106 | -1164 | -814 | 0 | 0 | -104 | 830 | 0 | 300 | 567 | 53 | 341 | 3103 | 3288 | 1780 | 0 | 887 | 0 | 210 | 1164 | 0 | 1000 | 1200 | 0 | 465 | 0 | 0 | 0 | 0 | 0 | 0 | 0 | 0 | 0
2040-12-28 | 2 | 30.84 | -12853 | -1114 | -735 | 0 | 0 | 0 | 528 | 0 | 300 | 567 | 53 | 341 | 3233 | 3288 | 1501 | 0 | 885 | 0 | 210 | 1155 | 0 | 976 | 1200 | 0 | 465 | 0 | 0 | 0 | 0 | 0 | 0 | 0 | 0 | 0
2040-12-28 | 3 | 33.57 | -12700 | -1164 | -630 | 0 | 0 | 0 | 528 | 0 | 300 | 567 | 53 | 341 | 3166 | 3288 | 1387 | 0 | 895 | 0 | 213 | 1154 | 0 | 936 | 1200 | 0 | 465 | 0 | 0 | 0 | 0 | 0 | 0 | 0 | 0 | 0
2040-12-28 | 4 | 35.45 | -12978 | -1272 | -604 | 0 | 0 | 0 | 528 | 0 | 300 | 567 | 53 | 341 | 3935 | 3288 | 1446 | 0 | 916 | 0 | 215 | 1152 | 0 | 447 | 1200 | 0 | 465 | 0 | 0 | 0 | 0 | 0 | 0 | 0 | 0 | 0
2040-12-28 | 5 | 35.45 | -13386 | -1164 | -604 | 0 | 0 | 0 | 528 | 0 | 300 | 584 | 53 | 341 | 4180 | 3288 | 1499 | 0 | 928 | 0 | 214 | 1148 | 0 | 425 | 1200 | 0 | 465 | 0 | 0 | 0 | 0 | 0 | 0 | 0 | 0 | 0
2040-12-28 | 6 | 36.17 | -14130 | -1272 | -630 | 0 | 0 | 0 | 618 | 0 | 300 | 612 | 53 | 341 | 4722 | 3288 | 1768 | 0 | 947 | 0 | 208 | 1149 | 0 | 360 | 1200 | 0 | 465 | 0 | 0 | 0 | 0 | 0 | 0 | 0 | 0 | 0
2040-12-28 | 7 | 38.81 | -14899 | -1272 | -788 | 0 | 0 | 0 | 1363 | 0 | 300 | 632 | 53 | 341 | 5019 | 3288 | 1692 | 0 | 933 | 0 | 216 | 1157 | 0 | 299 | 1200 | 0 | 465 | 0 | 0 | 0 | 0 | 0 | 0 | 0 | 0 | 0
2040-12-28 | 8 | 39.87 | -15822 | -1272 | -972 | 0 | 0 | 77 | 2140 | 0 | 300 | 801 | 53 | 341 | 5271 | 3288 | 1421 | 0 | 935 | 135 | 216 | 1152 | 0 | 270 | 1200 | 0 | 465 | 0 | 0 | 0 | 0 | 0 | 0 | 0 | 0 | 0
2040-12-28 | 9 | 29.05 | -16350 | -1218 | -1155 | 0 | 0 | -268 | 3007 | 0 | 220 | 567 | 53 | 341 | 4385 | 3288 | 1294 | 0 | 925 | 1570 | 216 | 1161 | 0 | 299 | 1200 | 0 | 465 | 0 | 0 | 0 | 0 | 0 | 0 | 0 | 0 | 0
2040-12-28 | 10 | 27.7 | -16829 | -1164 | -1339 | 0 | -21 | -1859 | 3530 | 0 | 220 | 567 | 53 | 341 | 3861 | 3288 | 1454 | 0 | 906 | 3609 | 216 | 1173 | 0 | 329 | 1200 | 0 | 465 | 0 | 0 | 0 | 0 | 0 | 0 | 0 | 0 | 0
2040-12-28 | 11 | 27.7 | -17052 | -1015 | -1313 | 0 | -422 | -1859 | 3778 | 0 | 220 | 567 | 53 | 341 | 2149 | 3288 | 1517 | 0 | 866 | 5482 | 216 | 1179 | 0 | 340 | 1200 | 0 | 465 | 0 | 0 | 0 | 0 | 0 | 0 | 0 | 0 | 0
2040-12-28 | 12 | 25.39 | -16551 | -966 | -1129 | -478 | -610 | -1859 | 3767 | 0 | 220 | 567 | 53 | 341 | 1234 | 3288 | 1355 | 0 | 800 | 6552 | 215 | 1187 | 0 | 349 | 1200 | 0 | 465 | 0 | 0 | 0 | 0 | 0 | 0 | 0 | 0 | 0
2040-12-28 | 13 | 27.7 | -16259 | -921 | -1471 | 0 | -366 | -1859 | 3572 | 0 | 220 | 567 | 53 | 341 | 1170 | 3288 | 1198 | 0 | 764 | 6269 | 214 | 1199 | 0 | 355 | 1200 | 0 | 465 | 0 | 0 | 0 | 0 | 0 | 0 | 0 | 0 | 0
2040-12-28 | 14 | 29.05 | -16319 | -921 | -1444 | 0 | 0 | -703 | 3313 | 0 | 220 | 567 | 53 | 341 | 1236 | 3288 | 938 | 0 | 700 | 5294 | 214 | 1206 | 0 | 351 | 1200 | 0 | 465 | 0 | 0 | 0 | 0 | 0 | 0 | 0 | 0 | 0
2040-12-28 | 15 | 39.26 | -16066 | -872 | -1287 | 0 | 67 | 238 | 3207 | 0 | 220 | 567 | 53 | 341 | 1607 | 3288 | 989 | 0 | 654 | 3567 | 216 | 1205 | 0 | 340 | 1200 | 0 | 465 | 0 | 0 | 0 | 0 | 0 | 0 | 0 | 0 | 0
2040-12-28 | 16 | 39.26 | -16763 | -921 | -1707 | 365 | 508 | 1803 | 3366 | 0 | 220 | 666 | 53 | 341 | 2784 | 3288 | 942 | 0 | 592 | 1087 | 216 | 1209 | 0 | 284 | 1200 | 0 | 465 | 0 | 0 | 0 | 0 | 0 | 0 | 0 | 0 | 0
2040-12-28 | 17 | 39.26 | -17242 | -1015 | -2180 | 0 | 510 | 1778 | 4412 | 0 | 220 | 958 | 53 | 341 | 3961 | 3288 | 874 | 0 | 633 | 38 | 216 | 1200 | 0 | 289 | 1200 | 0 | 465 | 0 | 0 | 0 | 0 | 0 | 0 | 0 | 0 | 0
2040-12-28 | 18 | 39.26 | -17110 | -1164 | -2626 | 0 | 0 | 1182 | 5284 | 0 | 220 | 840 | 53 | 341 | 4624 | 3288 | 964 | 0 | 682 | 0 | 217 | 1202 | 0 | 337 | 1200 | 0 | 465 | 0 | 0 | 0 | 0 | 0 | 0 | 0 | 0 | 0
2040-12-28 | 19 | 39.26 | -17326 | -1272 | -2521 | 46 | 135 | 1219 | 5168 | 0 | 220 | 920 | 53 | 341 | 4624 | 3288 | 939 | 0 | 703 | 0 | 217 | 1202 | 0 | 378 | 1200 | 0 | 465 | 0 | 0 | 0 | 0 | 0 | 0 | 0 | 0 | 0
2040-12-28 | 20 | 39.11 | -16840 | -1330 | -1786 | 0 | 0 | 0 | 4824 | 0 | 220 | 681 | 53 | 341 | 5441 | 3288 | 935 | 0 | 672 | 0 | 216 | 1205 | 0 | 413 | 1200 | 0 | 465 | 0 | 0 | 0 | 0 | 0 | 0 | 0 | 0 | 0
2040-12-28 | 21 | 35.65 | -16211 | -1505 | -1628 | 0 | 0 | 0 | 4428 | 0 | 220 | 632 | 53 | 341 | 5087 | 3288 | 1060 | 0 | 708 | 0 | 217 | 1209 | 0 | 436 | 1200 | 0 | 465 | 0 | 0 | 0 | 0 | 0 | 0 | 0 | 0 | 0
2040-12-28 | 22 | 33.57 | -15345 | -1626 | -1366 | 0 | 0 | 0 | 3804 | 0 | 220 | 599 | 53 | 341 | 4713 | 3288 | 993 | 0 | 765 | 0 | 217 | 1211 | 0 | 467 | 1200 | 0 | 465 | 0 | 0 | 0 | 0 | 0 | 0 | 0 | 0 | 0
2040-12-28 | 23 | 29.8 | -14520 | -1689 | -1129 | 0 | 0 | 0 | 2954 | 0 | 220 | 585 | 53 | 341 | 4415 | 3288 | 1102 | 0 | 802 | 0 | 216 | 1194 | 0 | 503 | 1200 | 0 | 465 | 0 | 0 | 0 | 0 | 0 | 0 | 0 | 0 | 0
2040-12-28 | 24 | 27.7 | -13424 | -1626 | -919 | 0 | 0 | 0 | 2061 | 0 | 220 | 567 | 53 | 341 | 3847 | 3288 | 1227 | 0 | 823 | 0 | 212 | 1175 | 0 | 490 | 1200 | 0 | 465 | 0 | 0 | 0 | 0 | 0 | 0 | 0 | 0 | 0
2040-12-29 | 1 | 32.97 | -12992 | -1564 | -1077 | 0 | 0 | -4 | 745 | 0 | 220 | 612 | 53 | 341 | 4106 | 3288 | 1421 | 0 | 811 | 0 | 210 | 1164 | 0 | 1000 | 1200 | 0 | 465 | 0 | 0 | 0 | 0 | 0 | 0 | 0 | 0 | 0
2040-12-29 | 2 | 32.97 | -12756 | -1564 | -919 | 0 | 0 | -182 | 528 | 0 | 220 | 599 | 53 | 341 | 4027 | 3288 | 1597 | 0 | 760 | 0 | 210 | 1155 | 0 | 976 | 1200 | 0 | 465 | 0 | 0 | 0 | 0 | 0 | 0 | 0 | 0 | 0
2040-12-29 | 3 | 32.97 | -12655 | -1564 | -814 | 0 | 0 | -644 | 528 | 0 | 220 | 584 | 53 | 341 | 4027 | 3288 | 1961 | 0 | 705 | 0 | 213 | 1154 | 0 | 936 | 1200 | 0 | 465 | 0 | 0 | 0 | 0 | 0 | 0 | 0 | 0 | 0
2040-12-29 | 4 | 32.97 | -12752 | -1626 | -762 | 0 | 0 | -242 | 528 | 0 | 220 | 584 | 53 | 341 | 4027 | 3288 | 2195 | 0 | 665 | 0 | 215 | 1152 | 0 | 447 | 1200 | 0 | 465 | 0 | 0 | 0 | 0 | 0 | 0 | 0 | 0 | 0
2040-12-29 | 5 | 36.17 | -13157 | -1689 | -735 | 0 | 0 | 0 | 528 | 0 | 220 | 612 | 53 | 341 | 4404 | 3288 | 2088 | 0 | 595 | 0 | 214 | 1148 | 0 | 425 | 1200 | 0 | 465 | 0 | 0 | 0 | 0 | 0 | 0 | 0 | 0 | 0
2040-12-29 | 6 | 37.34 | -13818 | -1689 | -762 | 0 | 0 | 0 | 528 | 0 | 220 | 779 | 53 | 341 | 4970 | 3288 | 2212 | 0 | 495 | 0 | 208 | 1149 | 0 | 360 | 1200 | 0 | 465 | 0 | 0 | 0 | 0 | 0 | 0 | 0 | 0 | 0
2040-12-29 | 7 | 37.71 | -14456 | -1689 | -867 | 0 | 0 | 0 | 1030 | 0 | 220 | 868 | 53 | 341 | 5451 | 3288 | 2016 | 0 | 407 | 0 | 216 | 1157 | 0 | 299 | 1200 | 0 | 465 | 0 | 0 | 0 | 0 | 0 | 0 | 0 | 0 | 0
2040-12-29 | 8 | 39.87 | -15139 | -1752 | -998 | 0 | 0 | 0 | 1686 | 0 | 220 | 958 | 53 | 341 | 6006 | 3288 | 1567 | 0 | 343 | 124 | 216 | 1152 | 0 | 270 | 1200 | 0 | 465 | 0 | 0 | 0 | 0 | 0 | 0 | 0 | 0 | 0
2040-12-29 | 9 | 38.81 | -15867 | -1820 | -1234 | 0 | 0 | 0 | 2462 | 0 | 220 | 819 | 53 | 341 | 5708 | 3288 | 1055 | 0 | 290 | 1342 | 216 | 1161 | 0 | 299 | 1200 | 0 | 465 | 0 | 0 | 0 | 0 | 0 | 0 | 0 | 0 | 0
2040-12-29 | 10 | 32.97 | -16457 | -1564 | -1444 | 0 | 0 | -955 | 3001 | 0 | 220 | 567 | 53 | 341 | 4841 | 3288 | 1012 | 0 | 252 | 3462 | 216 | 1173 | 0 | 329 | 1200 | 0 | 465 | 0 | 0 | 0 | 0 | 0 | 0 | 0 | 0 | 0
2040-12-29 | 11 | 32.74 | -16577 | -1384 | -1313 | 0 | -461 | -1859 | 3218 | 0 | 220 | 567 | 53 | 341 | 4615 | 3288 | 717 | 0 | 219 | 4957 | 216 | 1179 | 0 | 340 | 1200 | 0 | 465 | 0 | 0 | 0 | 0 | 0 | 0 | 0 | 0 | 0
2040-12-29 | 12 | 32.74 | -16570 | -1272 | -1444 | 0 | -456 | -1859 | 3308 | 0 | 220 | 567 | 53 | 341 | 3843 | 3288 | 399 | 0 | 208 | 5958 | 215 | 1187 | 0 | 349 | 1200 | 0 | 465 | 0 | 0 | 0 | 0 | 0 | 0 | 0 | 0 | 0
2040-12-29 | 13 | 32.97 | -16444 | -1218 | -1576 | 0 | 0 | -1049 | 3361 | 0 | 220 | 567 | 53 | 341 | 3195 | 3288 | 179 | 0 | 202 | 5446 | 214 | 1199 | 0 | 355 | 1200 | 0 | 465 | 0 | 0 | 0 | 0 | 0 | 0 | 0 | 0 | 0
2040-12-29 | 14 | 39.26 | -16362 | -1164 | -1628 | 0 | 0 | 0 | 3255 | 0 | 220 | 567 | 53 | 341 | 3945 | 3288 | 78 | 0 | 196 | 3775 | 214 | 1206 | 0 | 351 | 1200 | 0 | 465 | 0 | 0 | 0 | 0 | 0 | 0 | 0 | 0 | 0
2040-12-29 | 15 | 44.56 | -16600 | -1164 | -1681 | 0 | 0 | 455 | 3229 | 0 | 220 | 878 | 53 | 341 | 5843 | 3288 | 43 | 0 | 194 | 1474 | 216 | 1205 | 0 | 340 | 1200 | 0 | 465 | 0 | 0 | 0 | 0 | 0 | 0 | 0 | 0 | 0
2040-12-29 | 16 | 44.56 | -18056 | -1218 | -1602 | 0 | 393 | 1859 | 3403 | 0 | 220 | 1220 | 53 | 341 | 6091 | 3288 | 20 | 0 | 175 | 438 | 216 | 1209 | 0 | 284 | 1200 | 0 | 465 | 0 | 0 | 0 | 0 | 0 | 0 | 0 | 0 | 0
2040-12-29 | 17 | 44.56 | -18876 | -1272 | -1576 | 0 | 310 | 1859 | 4602 | 0 | 220 | 1230 | 53 | 341 | 6220 | 3288 | 19 | 0 | 189 | 21 | 216 | 1200 | 0 | 289 | 1200 | 0 | 465 | 0 | 0 | 0 | 0 | 0 | 0 | 0 | 0 | 0
2040-12-29 | 18 | 44.56 | -18469 | -1272 | -1628 | 0 | 85 | 854 | 5284 | 0 | 220 | 1119 | 53 | 341 | 6508 | 3288 | 25 | 0 | 169 | 0 | 217 | 1202 | 0 | 337 | 1200 | 0 | 465 | 0 | 0 | 0 | 0 | 0 | 0 | 0 | 0 | 0
2040-12-29 | 19 | 42.58 | -17960 | -1384 | -1681 | 0 | 0 | 0 | 5067 | 0 | 300 | 1060 | 53 | 341 | 7210 | 3288 | 38 | 0 | 204 | 0 | 217 | 1202 | 0 | 378 | 1200 | 0 | 465 | 0 | 0 | 0 | 0 | 0 | 0 | 0 | 0 | 0
2040-12-29 | 20 | 40.98 | -17260 | -1384 | -1576 | 0 | 0 | 0 | 4587 | 0 | 300 | 1001 | 53 | 341 | 6889 | 3288 | 48 | 0 | 214 | 0 | 216 | 1205 | 0 | 413 | 1200 | 0 | 465 | 0 | 0 | 0 | 0 | 0 | 0 | 0 | 0 | 0
2040-12-29 | 21 | 39.94 | -16335 | -1442 | -1471 | 0 | 0 | 0 | 3989 | 0 | 300 | 958 | 53 | 341 | 6467 | 3288 | 84 | 0 | 240 | 0 | 217 | 1209 | 0 | 436 | 1200 | 0 | 465 | 0 | 0 | 0 | 0 | 0 | 0 | 0 | 0 | 0
2040-12-29 | 22 | 39.11 | -15045 | -1442 | -1339 | 0 | 0 | 0 | 3155 | 0 | 300 | 840 | 53 | 341 | 5931 | 3288 | 146 | 0 | 212 | 0 | 217 | 1211 | 0 | 467 | 1200 | 0 | 465 | 0 | 0 | 0 | 0 | 0 | 0 | 0 | 0 | 0
2040-12-29 | 23 | 38.05 | -13868 | -1442 | -1339 | 0 | 0 | 0 | 2124 | 0 | 300 | 811 | 53 | 341 | 5622 | 3288 | 302 | 0 | 230 | 0 | 216 | 1194 | 0 | 503 | 1200 | 0 | 465 | 0 | 0 | 0 | 0 | 0 | 0 | 0 | 0 | 0
2040-12-29 | 24 | 38.05 | -13108 | -1505 | -1208 | 0 | 0 | 0 | 1147 | 0 | 300 | 801 | 53 | 341 | 5519 | 3288 | 564 | 0 | 267 | 0 | 212 | 1175 | 0 | 490 | 1200 | 0 | 465 | 0 | 0 | 0 | 0 | 0 | 0 | 0 | 0 | 0
2040-12-30 | 1 | 31.31 | -12688 | -1505 | -1077 | 0 | 0 | 0 | 528 | 0 | 300 | 667 | 53 | 341 | 4610 | 3288 | 1172 | 0 | 271 | 0 | 210 | 1164 | 0 | 1000 | 1200 | 0 | 465 | 0 | 0 | 0 | 0 | 0 | 0 | 0 | 0 | 0
2040-12-30 | 2 | 28.22 | -12586 | -1564 | -919 | 0 | 0 | -692 | 528 | 0 | 300 | 612 | 53 | 341 | 4178 | 3288 | 2170 | 0 | 284 | 0 | 210 | 1155 | 0 | 976 | 1200 | 0 | 465 | 0 | 0 | 0 | 0 | 0 | 0 | 0 | 0 | 0
2040-12-30 | 3 | 28.22 | -12700 | -1564 | -814 | 0 | 0 | -962 | 528 | 0 | 300 | 584 | 53 | 341 | 3675 | 3288 | 3004 | 0 | 298 | 0 | 213 | 1154 | 0 | 936 | 1200 | 0 | 465 | 0 | 0 | 0 | 0 | 0 | 0 | 0 | 0 | 0
2040-12-30 | 4 | 28.22 | -13198 | -1564 | -762 | 0 | 0 | -146 | 528 | 0 | 300 | 599 | 53 | 341 | 3675 | 3288 | 3079 | 0 | 326 | 0 | 215 | 1152 | 0 | 447 | 1200 | 0 | 465 | 0 | 0 | 0 | 0 | 0 | 0 | 0 | 0 | 0
2040-12-30 | 5 | 35.45 | -14279 | -1564 | -735 | 0 | 0 | 0 | 528 | 0 | 300 | 649 | 53 | 341 | 3984 | 3288 | 3635 | 0 | 347 | 0 | 214 | 1148 | 0 | 425 | 1200 | 0 | 465 | 0 | 0 | 0 | 0 | 0 | 0 | 0 | 0 | 0
2040-12-30 | 6 | 38.14 | -15821 | -1564 | -762 | 0 | 0 | 537 | 528 | 0 | 300 | 958 | 53 | 341 | 4317 | 3288 | 4057 | 0 | 385 | 0 | 208 | 1149 | 0 | 360 | 1200 | 0 | 465 | 0 | 0 | 0 | 0 | 0 | 0 | 0 | 0 | 0
2040-12-30 | 7 | 38.14 | -17146 | -1564 | -867 | 0 | 0 | 776 | 1115 | 0 | 300 | 1001 | 53 | 341 | 4317 | 3288 | 4627 | 0 | 422 | 0 | 216 | 1157 | 0 | 299 | 1200 | 0 | 465 | 0 | 0 | 0 | 0 | 0 | 0 | 0 | 0 | 0
2040-12-30 | 8 | 38.05 | -18050 | -1564 | -998 | 0 | 0 | 0 | 2151 | 0 | 300 | 1001 | 53 | 341 | 4921 | 3288 | 4740 | 0 | 471 | 43 | 216 | 1152 | 0 | 270 | 1200 | 0 | 465 | 0 | 0 | 0 | 0 | 0 | 0 | 0 | 0 | 0
2040-12-30 | 9 | 34.28 | -18704 | -1505 | -1234 | 0 | 0 | 0 | 2911 | 0 | 300 | 958 | 53 | 341 | 4771 | 3288 | 4738 | 0 | 505 | 237 | 216 | 1161 | 0 | 299 | 1200 | 0 | 465 | 0 | 0 | 0 | 0 | 0 | 0 | 0 | 0 | 0
2040-12-30 | 10 | 36.17 | -19420 | -1505 | -1444 | 0 | 0 | 0 | 3514 | 0 | 300 | 1001 | 53 | 341 | 4881 | 3288 | 4724 | 0 | 511 | 374 | 216 | 1173 | 0 | 329 | 1200 | 0 | 465 | 0 | 0 | 0 | 0 | 0 | 0 | 0 | 0 | 0
2040-12-30 | 11 | 31.31 | -19756 | -1564 | -1313 | 0 | 0 | 0 | 3984 | 0 | 300 | 958 | 53 | 341 | 4560 | 3288 | 4746 | 0 | 511 | 492 | 216 | 1179 | 0 | 340 | 1200 | 0 | 465 | 0 | 0 | 0 | 0 | 0 | 0 | 0 | 0 | 0
2040-12-30 | 12 | 28.22 | -19713 | -1505 | -1444 | 0 | 0 | -15 | 4264 | 0 | 300 | 878 | 53 | 341 | 4358 | 3288 | 4738 | 0 | 513 | 529 | 215 | 1187 | 0 | 349 | 1200 | 0 | 465 | 0 | 0 | 0 | 0 | 0 | 0 | 0 | 0 | 0
2040-12-30 | 13 | 28.22 | -19643 | -1564 | -1576 | 0 | 0 | -104 | 4359 | 0 | 300 | 877 | 53 | 341 | 4358 | 3288 | 4730 | 0 | 500 | 646 | 214 | 1199 | 0 | 355 | 1200 | 0 | 465 | 0 | 0 | 0 | 0 | 0 | 0 | 0 | 0 | 0
2040-12-30 | 14 | 28.22 | -19410 | -1564 | -1628 | 0 | 0 | -26 | 4343 | 0 | 300 | 848 | 53 | 341 | 4258 | 3288 | 4730 | 0 | 519 | 512 | 214 | 1206 | 0 | 351 | 1200 | 0 | 465 | 0 | 0 | 0 | 0 | 0 | 0 | 0 | 0 | 0
2040-12-30 | 15 | 31.31 | -19448 | -1564 | -1681 | 0 | 0 | 0 | 4211 | 0 | 300 | 958 | 53 | 341 | 4491 | 3288 | 4738 | 0 | 541 | 345 | 216 | 1205 | 0 | 340 | 1200 | 0 | 465 | 0 | 0 | 0 | 0 | 0 | 0 | 0 | 0 | 0
2040-12-30 | 16 | 38.14 | -20334 | -1564 | -1602 | 0 | 0 | 14 | 4195 | 0 | 300 | 1026 | 53 | 341 | 5359 | 3288 | 4732 | 0 | 546 | 271 | 216 | 1209 | 0 | 284 | 1200 | 0 | 465 | 0 | 0 | 0 | 0 | 0 | 0 | 0 | 0 | 0
2040-12-30 | 17 | 38.14 | -20939 | -1564 | -1576 | 0 | 0 | 114 | 4824 | 0 | 300 | 1119 | 53 | 341 | 5359 | 3288 | 4732 | 0 | 564 | 14 | 216 | 1200 | 0 | 289 | 1200 | 0 | 465 | 0 | 0 | 0 | 0 | 0 | 0 | 0 | 0 | 0
2040-12-30 | 18 | 33.57 | -20434 | -1564 | -1628 | 0 | 0 | 0 | 5284 | 0 | 300 | 958 | 53 | 341 | 4652 | 3288 | 4732 | 0 | 597 | 0 | 217 | 1202 | 0 | 337 | 1200 | 0 | 465 | 0 | 0 | 0 | 0 | 0 | 0 | 0 | 0 | 0
2040-12-30 | 19 | 29.8 | -19713 | -1564 | -1681 | 0 | 0 | 0 | 4941 | 0 | 300 | 914 | 53 | 341 | 4315 | 3288 | 4732 | 0 | 611 | 0 | 217 | 1202 | 0 | 378 | 1200 | 0 | 465 | 0 | 0 | 0 | 0 | 0 | 0 | 0 | 0 | 0
2040-12-30 | 20 | 24.21 | -18783 | -1564 | -1576 | 0 | 0 | 0 | 4349 | 0 | 300 | 802 | 53 | 268 | 4001 | 3288 | 4695 | 0 | 667 | 0 | 216 | 1205 | 0 | 413 | 1200 | 0 | 465 | 0 | 0 | 0 | 0 | 0 | 0 | 0 | 0 | 0
2040-12-30 | 21 | 24.21 | -17615 | -1626 | -1471 | 0 | 0 | 0 | 3651 | 0 | 300 | 632 | 53 | 268 | 3650 | 3288 | 4673 | 0 | 669 | 0 | 217 | 1209 | 0 | 436 | 1200 | 0 | 465 | 0 | 0 | 0 | 0 | 0 | 0 | 0 | 0 | 0
2040-12-30 | 22 | 23.17 | -16065 | -1626 | -1339 | 0 | 0 | -22 | 2727 | 0 | 300 | 597 | 53 | 177 | 3047 | 3288 | 4644 | 0 | 659 | 0 | 217 | 1211 | 0 | 467 | 1200 | 0 | 465 | 0 | 0 | 0 | 0 | 0 | 0 | 0 | 0 | 0
2040-12-30 | 23 | 23.17 | -14829 | -1626 | -1339 | 0 | 0 | -18 | 1612 | 0 | 300 | 584 | 53 | 192 | 2879 | 3288 | 4658 | 0 | 668 | 0 | 216 | 1194 | 0 | 503 | 1200 | 0 | 465 | 0 | 0 | 0 | 0 | 0 | 0 | 0 | 0 | 0
2040-12-30 | 24 | 31.31 | -14159 | -1564 | -1208 | 0 | 0 | 30 | 597 | 0 | 300 | 590 | 53 | 341 | 2828 | 3288 | 4658 | 0 | 704 | 0 | 212 | 1175 | 0 | 490 | 1200 | 0 | 465 | 0 | 0 | 0 | 0 | 0 | 0 | 0 | 0 | 0
2040-12-31 | 1 | 29.55 | -13570 | -1564 | -814 | 0 | 0 | -1233 | 592 | 0 | 300 | 567 | 53 | 341 | 2618 | 3288 | 4649 | 0 | 734 | 0 | 210 | 1164 | 0 | 1000 | 1200 | 0 | 465 | 0 | 0 | 0 | 0 | 0 | 0 | 0 | 0 | 0
2040-12-31 | 2 | 29.55 | -13320 | -1564 | -735 | 0 | 0 | -909 | 528 | 0 | 300 | 567 | 53 | 341 | 2035 | 3288 | 4648 | 0 | 761 | 0 | 210 | 1155 | 0 | 976 | 1200 | 0 | 465 | 0 | 0 | 0 | 0 | 0 | 0 | 0 | 0 | 0
2040-12-31 | 3 | 29.55 | -13278 | -1564 | -630 | 0 | 0 | -445 | 528 | 0 | 300 | 567 | 53 | 341 | 1487 | 3288 | 4620 | 0 | 764 | 0 | 213 | 1154 | 0 | 936 | 1200 | 0 | 465 | 0 | 0 | 0 | 0 | 0 | 0 | 0 | 0 | 0
2040-12-31 | 4 | 39.94 | -13640 | -1564 | -604 | 0 | 0 | 280 | 528 | 0 | 300 | 567 | 53 | 341 | 1966 | 3288 | 4245 | 0 | 760 | 0 | 215 | 1152 | 0 | 447 | 1200 | 0 | 465 | 0 | 0 | 0 | 0 | 0 | 0 | 0 | 0 | 0
2040-12-31 | 5 | 39.94 | -14549 | -1505 | -604 | 0 | 0 | 830 | 528 | 0 | 300 | 612 | 53 | 341 | 3066 | 3288 | 3417 | 0 | 770 | 0 | 214 | 1148 | 0 | 425 | 1200 | 0 | 465 | 0 | 0 | 0 | 0 | 0 | 0 | 0 | 0 | 0
2040-12-31 | 6 | 39.94 | -15878 | -1505 | -630 | 0 | 0 | 375 | 734 | 0 | 300 | 839 | 53 | 341 | 4183 | 3288 | 3735 | 0 | 782 | 0 | 208 | 1149 | 0 | 360 | 1200 | 0 | 465 | 0 | 0 | 0 | 0 | 0 | 0 | 0 | 0 | 0
2040-12-31 | 7 | 39.94 | -16872 | -1505 | -788 | 0 | 0 | 374 | 1871 | 0 | 300 | 853 | 53 | 341 | 4183 | 3288 | 3777 | 0 | 788 | 0 | 216 | 1157 | 0 | 299 | 1200 | 0 | 465 | 0 | 0 | 0 | 0 | 0 | 0 | 0 | 0 | 0
2040-12-31 | 8 | 39.94 | -17551 | -1505 | -972 | 0 | 0 | 57 | 2753 | 0 | 300 | 878 | 53 | 341 | 4609 | 3288 | 3566 | 0 | 780 | 100 | 216 | 1152 | 0 | 270 | 1200 | 0 | 465 | 0 | 0 | 0 | 0 | 0 | 0 | 0 | 0 | 0
2040-12-31 | 9 | 25.6 | -18055 | -1505 | -1155 | 0 | 0 | 0 | 3398 | 0 | 300 | 612 | 53 | 335 | 3725 | 3288 | 3816 | 0 | 774 | 1074 | 216 | 1161 | 0 | 299 | 1200 | 0 | 465 | 0 | 0 | 0 | 0 | 0 | 0 | 0 | 0 | 0
2040-12-31 | 10 | 23.49 | -18502 | -1442 | -1339 | 0 | 0 | -1155 | 3863 | 0 | 300 | 567 | 53 | 227 | 3696 | 3288 | 4149 | 0 | 762 | 2150 | 216 | 1173 | 0 | 329 | 1200 | 0 | 465 | 0 | 0 | 0 | 0 | 0 | 0 | 0 | 0 | 0
2040-12-31 | 11 | 23.49 | -18889 | -1442 | -1313 | 0 | 0 | -834 | 4185 | 0 | 300 | 567 | 53 | 212 | 3696 | 3288 | 3675 | 0 | 693 | 2409 | 216 | 1179 | 0 | 340 | 1200 | 0 | 465 | 0 | 0 | 0 | 0 | 0 | 0 | 0 | 0 | 0
2040-12-31 | 12 | 23.49 | -18498 | -1442 | -1129 | 0 | 0 | -1750 | 4338 | 0 | 300 | 567 | 53 | 218 | 3417 | 3288 | 4101 | 0 | 634 | 2488 | 215 | 1187 | 0 | 349 | 1200 | 0 | 465 | 0 | 0 | 0 | 0 | 0 | 0 | 0 | 0 | 0
2040-12-31 | 13 | 23.49 | -18444 | -1442 | -1471 | 0 | 0 | 0 | 4280 | 0 | 300 | 567 | 53 | 233 | 3340 | 3288 | 3654 | 0 | 582 | 1626 | 214 | 1199 | 0 | 355 | 1200 | 0 | 465 | 0 | 0 | 0 | 0 | 0 | 0 | 0 | 0 | 0
2040-12-31 | 14 | 31.75 | -18422 | -1442 | -1444 | 0 | 0 | 312 | 4227 | 0 | 300 | 612 | 53 | 341 | 3625 | 3288 | 3492 | 0 | 527 | 1095 | 214 | 1206 | 0 | 351 | 1200 | 0 | 465 | 0 | 0 | 0 | 0 | 0 | 0 | 0 | 0 | 0
2040-12-31 | 15 | 31.75 | -18037 | -1442 | -1287 | 0 | 0 | 461 | 4095 | 0 | 300 | 632 | 53 | 341 | 3625 | 3288 | 3236 | 0 | 510 | 799 | 216 | 1205 | 0 | 340 | 1200 | 0 | 465 | 0 | 0 | 0 | 0 | 0 | 0 | 0 | 0 | 0
2040-12-31 | 16 | 31.75 | -18466 | -1442 | -1707 | 0 | 0 | 1129 | 4106 | 0 | 300 | 877 | 53 | 341 | 3735 | 3288 | 3561 | 0 | 494 | 357 | 216 | 1209 | 0 | 284 | 1200 | 0 | 465 | 0 | 0 | 0 | 0 | 0 | 0 | 0 | 0 | 0
2040-12-31 | 17 | 31.75 | -18624 | -1442 | -2180 | 0 | 0 | 673 | 4793 | 0 | 300 | 845 | 53 | 341 | 3845 | 3288 | 4224 | 0 | 495 | 19 | 216 | 1200 | 0 | 289 | 1200 | 0 | 465 | 0 | 0 | 0 | 0 | 0 | 0 | 0 | 0 | 0
2040-12-31 | 18 | 31.75 | -17970 | -1505 | -2626 | 0 | 0 | 193 | 5284 | 0 | 300 | 706 | 53 | 341 | 3924 | 3288 | 4123 | 0 | 468 | 0 | 217 | 1202 | 0 | 337 | 1200 | 0 | 465 | 0 | 0 | 0 | 0 | 0 | 0 | 0 | 0 | 0
2040-12-31 | 19 | 29.8 | -17625 | -1505 | -2521 | 0 | 0 | 0 | 4697 | 0 | 300 | 706 | 53 | 335 | 3955 | 3288 | 4444 | 0 | 410 | 0 | 217 | 1202 | 0 | 378 | 1200 | 0 | 465 | 0 | 0 | 0 | 0 | 0 | 0 | 0 | 0 | 0
2040-12-31 | 20 | 19.28 | -16817 | -1442 | -1786 | 0 | 0 | 0 | 3852 | 0 | 300 | 599 | 53 | 175 | 3312 | 3288 | 4558 | 0 | 408 | 0 | 216 | 1205 | 0 | 413 | 1200 | 0 | 465 | 0 | 0 | 0 | 0 | 0 | 0 | 0 | 0 | 0
2040-12-31 | 21 | 23.49 | -16109 | -1442 | -1628 | 0 | 0 | 0 | 3112 | 0 | 300 | 599 | 53 | 212 | 3175 | 3288 | 4569 | 0 | 343 | 0 | 217 | 1209 | 0 | 436 | 1200 | 0 | 465 | 0 | 0 | 0 | 0 | 0 | 0 | 0 | 0 | 0
2040-12-31 | 22 | 21.39 | -15359 | -1442 | -1366 | 0 | 0 | 0 | 2383 | 0 | 300 | 584 | 53 | 160 | 2973 | 3288 | 4562 | 0 | 302 | 0 | 217 | 1211 | 0 | 467 | 1200 | 0 | 465 | 0 | 0 | 0 | 0 | 0 | 0 | 0 | 0 | 0
2040-12-31 | 23 | 17.92 | -14669 | -1442 | -1129 | 0 | 0 | -105 | 1638 | 0 | 300 | 567 | 53 | 160 | 2879 | 3288 | 4562 | 0 | 320 | 0 | 216 | 1194 | 0 | 503 | 1200 | 0 | 465 | 0 | 0 | 0 | 0 | 0 | 0 | 0 | 0 | 0
2040-12-31 | 24 | 24.21 | -14456 | -1442 | -919 | 0 | 0 | 77 | 962 | 0 | 300 | 584 | 53 | 294 | 2824 | 3288 | 4556 | 0 | 337 | 0 | 212 | 1175 | 0 | 490 | 1200 | 0 | 465 | 0 | 0 | 0 | 0 | 0 | 0 | 0 | 0 | 0

## 7b. Scenario 1
ISO-NE Public
Values below are in MWs, excepty LMP which is in units of $/MWh | [27 empty] | Curtailment
Date | Hour | LMP ISO-NE | ISO-NE Base Load | Heatpump | EV | EV_Flex | BESS | PS | EE | ADR | Coal | Hydro | LFG | MSW | NG | NUC | Offshore Wind | Oil | Onshore Wind | PV | Tieline HQHG | Tieline HQPHII | Tieline HQNT | Tieline NB | Tieline NECEC | Tieline NY | WDS | Offshore Wind Curtailment | Onshore Wind Curtailment | PV Curtailment | Tieline HQHG Curtailment | Tieline HQPHII Curtailment | Tieline HQNT Curtailment | Tieline NB Curtailment | Tieline NECEC Curtailment | Tieline NY Curtailment
2040-01-01 | 1 | 0 | -15524 | -1611 | -554 | 475 | 6 | 0 | 851 | 0 | 0 | 368 | 48 | 160 | 0 | 3288 | 7207 | 0 | 1612 | 0 | 220 | 1125 | 0 | 850 | 1200 | 0 | 280 | 0 | 0 | 0 | 0 | 0 | 0 | 0 | 0 | 0
2040-01-01 | 2 | 0 | -14810 | -1548 | -503 | 503 | 1431 | 1499 | 528 | 0 | 0 | 568 | 48 | 160 | 0 | 3288 | 3354 | 0 | 1809 | 0 | 220 | 1121 | 0 | 852 | 1200 | 0 | 280 | 0 | 0 | 0 | 0 | 0 | 0 | 0 | 0 | 0
2040-01-01 | 3 | 0 | -14273 | -1480 | -436 | 436 | 967 | 1526 | 528 | 0 | 0 | 398 | 48 | 160 | 0 | 3288 | 3158 | 0 | 2004 | 0 | 220 | 1119 | 0 | 857 | 1200 | 0 | 280 | 0 | 0 | 0 | 0 | 0 | 0 | 0 | 0 | 0
2040-01-01 | 4 | 0 | -13963 | -1417 | -418 | 418 | 766 | 163 | 528 | 0 | 0 | 356 | 48 | 160 | 0 | 3288 | 4744 | 0 | 2037 | 0 | 220 | 1125 | 0 | 465 | 1200 | 0 | 280 | 0 | 0 | 0 | 0 | 0 | 0 | 0 | 0 | 0
2040-01-01 | 5 | 0 | -13909 | -1297 | -409 | 0 | 0 | -1358 | 528 | 0 | 0 | 287 | 48 | 160 | 0 | 3288 | 7340 | 0 | 2053 | 0 | 219 | 1125 | 0 | 445 | 1200 | 0 | 280 | 0 | 0 | 0 | 0 | 0 | 0 | 0 | 0 | 0
2040-01-01 | 6 | 0 | -14205 | -1240 | -427 | 0 | 0 | -934 | 528 | 0 | 0 | 287 | 48 | 160 | 0 | 3288 | 7324 | 0 | 1929 | 0 | 218 | 1125 | 0 | 418 | 1200 | 0 | 280 | 0 | 0 | 0 | 0 | 0 | 0 | 0 | 0 | 0
2040-01-01 | 7 | 0 | -14701 | -1124 | -542 | 0 | 0 | -138 | 528 | 0 | 0 | 287 | 48 | 160 | 0 | 3288 | 7315 | 0 | 1662 | 0 | 216 | 1131 | 0 | 389 | 1200 | 0 | 280 | 0 | 0 | 0 | 0 | 0 | 0 | 0 | 0 | 0
2040-01-01 | 8 | 0 | -15113 | -1015 | -667 | 399 | 17 | 738 | 528 | 0 | 0 | 287 | 48 | 160 | 0 | 3288 | 6667 | 0 | 1369 | 75 | 214 | 1140 | 0 | 385 | 1200 | 0 | 280 | 0 | 0 | 0 | 0 | 0 | 0 | 0 | 0 | 0
2040-01-01 | 9 | 0 | -15793 | -1015 | -801 | 112 | 0 | 0 | 1073 | 0 | 0 | 287 | 48 | 160 | 0 | 3288 | 7308 | 0 | 1304 | 785 | 214 | 1151 | 0 | 399 | 1200 | 0 | 280 | 0 | 0 | 0 | 0 | 0 | 0 | 0 | 0 | 0
2040-01-01 | 10 | 0 | -16676 | -915 | -932 | 0 | 0 | -966 | 1802 | 0 | 0 | 287 | 48 | 160 | 0 | 3288 | 7311 | 0 | 1358 | 1968 | 215 | 1154 | 0 | 417 | 1200 | 0 | 280 | 0 | 0 | 0 | 0 | 0 | 0 | 0 | 0 | 0
2040-01-01 | 11 | -5.58 | -17319 | -821 | -903 | 0 | -1464 | -1859 | 2330 | 0 | 0 | 287 | 48 | 160 | 0 | 3288 | 7315 | 0 | 1391 | 4277 | 217 | 1163 | 0 | 409 | 1200 | 0 | 280 | 0 | 0 | 0 | 0 | 0 | 0 | 0 | 0 | 0
2040-01-01 | 12 | -35 | -17679 | -727 | -781 | -908 | -2000 | -1859 | 2626 | 0 | 0 | 0 | 48 | 160 | 0 | 3288 | 7310 | 0 | 979 | 6275 | 217 | 1161 | 0 | 411 | 1200 | 0 | 280 | 0 | 982 | 0 | 0 | 0 | 0 | 0 | 0 | 0
2040-01-01 | 13 | -35 | -17785 | -821 | -1016 | -908 | -2000 | -1859 | 2716 | 0 | 0 | 0 | 48 | 160 | 0 | 3288 | 7285 | 0 | 1084 | 6536 | 216 | 1158 | 0 | 418 | 1200 | 0 | 280 | 0 | 837 | 0 | 0 | 0 | 0 | 0 | 0 | 0
2040-01-01 | 14 | -30 | -17723 | -915 | -1003 | -908 | -2000 | -1859 | 2663 | 0 | 0 | 105 | 48 | 160 | 0 | 3288 | 7283 | 0 | 1949 | 5635 | 217 | 1157 | 0 | 423 | 1200 | 0 | 280 | 0 | 0 | 0 | 0 | 0 | 0 | 0 | 0 | 0
2040-01-01 | 15 | -5.58 | -17742 | -1015 | -892 | 0 | -893 | -1859 | 2679 | 0 | 0 | 287 | 48 | 160 | 0 | 3288 | 7286 | 0 | 2052 | 3346 | 217 | 1145 | 0 | 412 | 1200 | 0 | 280 | 0 | 0 | 0 | 0 | 0 | 0 | 0 | 0 | 0
2040-01-01 | 16 | 0 | -18083 | -1124 | -1179 | 0 | 0 | -173 | 2964 | 0 | 0 | 287 | 48 | 160 | 0 | 3288 | 7286 | 0 | 2089 | 1165 | 219 | 1145 | 0 | 386 | 1200 | 0 | 323 | 0 | 0 | 0 | 0 | 0 | 0 | 0 | 0 | 0
2040-01-01 | 17 | 3 | -19513 | -1297 | -1510 | 0 | 292 | 991 | 4143 | 0 | 0 | 633 | 53 | 160 | 0 | 3288 | 7277 | 0 | 2017 | 70 | 218 | 1124 | 0 | 400 | 1200 | 0 | 456 | 0 | 0 | 0 | 0 | 0 | 0 | 0 | 0 | 0
2040-01-01 | 18 | 3 | -20896 | -1417 | -1817 | 0 | 830 | 1100 | 5284 | 0 | 0 | 639 | 53 | 160 | 0 | 3288 | 7271 | 0 | 2047 | 0 | 218 | 1136 | 0 | 439 | 1200 | 0 | 465 | 0 | 0 | 0 | 0 | 0 | 0 | 0 | 0 | 0
2040-01-01 | 19 | 3 | -20704 | -1480 | -1741 | 0 | 418 | 1549 | 5125 | 0 | 0 | 639 | 53 | 160 | 0 | 3288 | 7192 | 0 | 2012 | 0 | 218 | 1152 | 0 | 454 | 1200 | 0 | 465 | 0 | 0 | 0 | 0 | 0 | 0 | 0 | 0 | 0
2040-01-01 | 20 | 3 | -20149 | -1548 | -1228 | 0 | 198 | 1273 | 4666 | 0 | 0 | 633 | 53 | 160 | 0 | 3288 | 7063 | 0 | 2085 | 0 | 218 | 1155 | 0 | 469 | 1200 | 0 | 465 | 0 | 0 | 0 | 0 | 0 | 0 | 0 | 0 | 0
2040-01-01 | 21 | 3 | -19379 | -1611 | -1121 | 0 | 25 | 1557 | 4032 | 0 | 0 | 633 | 53 | 160 | 0 | 3288 | 6646 | 0 | 2194 | 0 | 218 | 1155 | 0 | 486 | 1200 | 0 | 465 | 0 | 0 | 0 | 0 | 0 | 0 | 0 | 0 | 0
2040-01-01 | 22 | 3 | -18261 | -1752 | -943 | 0 | 525 | 1255 | 3107 | 0 | 0 | 633 | 53 | 160 | 0 | 3288 | 6283 | 0 | 2113 | 0 | 219 | 1157 | 0 | 499 | 1200 | 0 | 465 | 0 | 0 | 0 | 0 | 0 | 0 | 0 | 0 | 0
2040-01-01 | 23 | 3 | -16900 | -1820 | -789 | 0 | 924 | 1555 | 1987 | 0 | 0 | 639 | 53 | 160 | 0 | 3288 | 5304 | 0 | 2070 | 0 | 220 | 1142 | 0 | 502 | 1200 | 0 | 465 | 0 | 0 | 0 | 0 | 0 | 0 | 0 | 0 | 0
2040-01-01 | 24 | 3 | -15771 | -1966 | -640 | 0 | 1411 | 1840 | 1052 | 0 | 0 | 639 | 53 | 160 | 0 | 3288 | 4459 | 0 | 1991 | 0 | 219 | 1136 | 0 | 465 | 1200 | 0 | 465 | 0 | 0 | 0 | 0 | 0 | 0 | 0 | 0 | 0
2040-01-02 | 1 | 24.2 | -15042 | -2040 | -563 | 0 | -589 | -19 | 528 | 0 | 0 | 653 | 53 | 244 | 3619 | 3288 | 4110 | 0 | 1899 | 0 | 220 | 1125 | 0 | 850 | 1200 | 0 | 465 | 0 | 0 | 0 | 0 | 0 | 0 | 0 | 0 | 0
2040-01-02 | 2 | 34.01 | -14732 | -2118 | -509 | 0 | -360 | -1859 | 528 | 0 | 0 | 639 | 53 | 335 | 4591 | 3288 | 4492 | 0 | 1794 | 0 | 220 | 1121 | 0 | 852 | 1200 | 0 | 465 | 0 | 0 | 0 | 0 | 0 | 0 | 0 | 0 | 0
2040-01-02 | 3 | 34.01 | -14682 | -2197 | -436 | 0 | -678 | -1859 | 528 | 0 | 0 | 639 | 53 | 341 | 4591 | 3288 | 4825 | 0 | 1726 | 0 | 220 | 1119 | 0 | 857 | 1200 | 0 | 465 | 0 | 0 | 0 | 0 | 0 | 0 | 0 | 0 | 0
2040-01-02 | 4 | 34.01 | -14847 | -2359 | -418 | 0 | -58 | -1859 | 528 | 0 | 0 | 639 | 53 | 341 | 4591 | 3288 | 4972 | 0 | 1654 | 0 | 220 | 1125 | 0 | 465 | 1200 | 0 | 465 | 0 | 0 | 0 | 0 | 0 | 0 | 0 | 0 | 0
2040-01-02 | 5 | 34.07 | -15455 | -2442 | -418 | 0 | 0 | -1325 | 528 | 0 | 0 | 653 | 53 | 341 | 4623 | 3288 | 5032 | 0 | 1669 | 0 | 219 | 1125 | 0 | 445 | 1200 | 0 | 465 | 0 | 0 | 0 | 0 | 0 | 0 | 0 | 0 | 0
2040-01-02 | 6 | 34.07 | -17020 | -2442 | -436 | 0 | 0 | -34 | 528 | 0 | 0 | 869 | 53 | 341 | 5054 | 3288 | 4622 | 0 | 1751 | 0 | 218 | 1125 | 0 | 418 | 1200 | 0 | 465 | 0 | 0 | 0 | 0 | 0 | 0 | 0 | 0 | 0
2040-01-02 | 7 | 39.87 | -19496 | -2526 | -545 | 0 | 0 | 0 | 2267 | 0 | 0 | 1075 | 53 | 341 | 6119 | 3288 | 4326 | 0 | 1699 | 0 | 216 | 1131 | 0 | 389 | 1200 | 0 | 465 | 0 | 0 | 0 | 0 | 0 | 0 | 0 | 0 | 0
2040-01-02 | 8 | 41.61 | -20953 | -2526 | -672 | 0 | 0 | 0 | 3329 | 0 | 0 | 1126 | 53 | 341 | 7426 | 3288 | 3489 | 0 | 1573 | 123 | 214 | 1140 | 0 | 385 | 1200 | 0 | 465 | 0 | 0 | 0 | 0 | 0 | 0 | 0 | 0 | 0
2040-01-02 | 9 | 41.44 | -21226 | -2526 | -800 | 0 | 0 | 0 | 3530 | 0 | 0 | 1126 | 53 | 341 | 7371 | 3288 | 2503 | 0 | 1508 | 1404 | 214 | 1151 | 0 | 399 | 1200 | 0 | 465 | 0 | 0 | 0 | 0 | 0 | 0 | 0 | 0 | 0
2040-01-02 | 10 | 34.07 | -21233 | -2359 | -927 | 0 | 0 | -154 | 3535 | 0 | 0 | 862 | 53 | 341 | 5101 | 3288 | 2373 | 0 | 1367 | 4303 | 215 | 1154 | 0 | 417 | 1200 | 0 | 465 | 0 | 0 | 0 | 0 | 0 | 0 | 0 | 0 | 0
2040-01-02 | 11 | 34.07 | -21236 | -2197 | -909 | 0 | 0 | -1247 | 3535 | 0 | 0 | 653 | 53 | 341 | 5101 | 3288 | 1853 | 0 | 1294 | 6017 | 217 | 1163 | 0 | 409 | 1200 | 0 | 465 | 0 | 0 | 0 | 0 | 0 | 0 | 0 | 0 | 0
2040-01-02 | 12 | 34.07 | -21158 | -2118 | -781 | 0 | 0 | -1136 | 3482 | 0 | 0 | 653 | 53 | 341 | 4877 | 3288 | 1289 | 0 | 1158 | 6600 | 217 | 1161 | 0 | 411 | 1200 | 0 | 465 | 0 | 0 | 0 | 0 | 0 | 0 | 0 | 0 | 0
2040-01-02 | 13 | 34.07 | -20921 | -1966 | -1018 | 0 | 0 | -317 | 3308 | 0 | 0 | 771 | 53 | 341 | 4877 | 3288 | 948 | 0 | 874 | 6307 | 216 | 1158 | 0 | 418 | 1200 | 0 | 465 | 0 | 0 | 0 | 0 | 0 | 0 | 0 | 0 | 0
2040-01-02 | 14 | 39.22 | -20812 | -1893 | -999 | 0 | 0 | 0 | 3229 | 0 | 0 | 1038 | 53 | 341 | 5752 | 3288 | 620 | 0 | 539 | 5384 | 217 | 1157 | 0 | 423 | 1200 | 0 | 465 | 0 | 0 | 0 | 0 | 0 | 0 | 0 | 0 | 0
2040-01-02 | 15 | 44.49 | -20780 | -1893 | -890 | 0 | 0 | 0 | 3202 | 0 | 0 | 1196 | 53 | 341 | 8529 | 3288 | 318 | 0 | 266 | 2931 | 217 | 1145 | 0 | 412 | 1200 | 0 | 465 | 0 | 0 | 0 | 0 | 0 | 0 | 0 | 0 | 0
2040-01-02 | 16 | 46.04 | -21060 | -1966 | -1181 | 418 | 666 | 243 | 3408 | 0 | 0 | 1472 | 53 | 341 | 9875 | 3288 | 113 | 0 | 202 | 713 | 219 | 1145 | 0 | 386 | 1200 | 0 | 465 | 0 | 0 | 0 | 0 | 0 | 0 | 0 | 0 | 0
2040-01-02 | 17 | 46.04 | -22359 | -2040 | -1508 | 631 | 750 | 1526 | 4359 | 0 | 0 | 1472 | 53 | 341 | 9831 | 3288 | 52 | 0 | 156 | 41 | 218 | 1124 | 0 | 400 | 1200 | 0 | 465 | 0 | 0 | 0 | 0 | 0 | 0 | 0 | 0 | 0
2040-01-02 | 18 | 46.04 | -23629 | -2118 | -1817 | 795 | 1111 | 1549 | 5284 | 0 | 0 | 1472 | 53 | 341 | 9989 | 3288 | 66 | 0 | 157 | 0 | 218 | 1136 | 0 | 439 | 1200 | 0 | 465 | 0 | 0 | 0 | 0 | 0 | 0 | 0 | 0 | 0
2040-01-02 | 19 | 46.04 | -23512 | -2197 | -1745 | 814 | 996 | 1549 | 5199 | 0 | 0 | 1472 | 53 | 341 | 9989 | 3288 | 114 | 0 | 149 | 0 | 218 | 1152 | 0 | 454 | 1200 | 0 | 465 | 0 | 0 | 0 | 0 | 0 | 0 | 0 | 0 | 0
2040-01-02 | 20 | 46.04 | -22946 | -2275 | -1236 | 671 | 672 | 1273 | 4787 | 0 | 0 | 1472 | 53 | 341 | 9989 | 3288 | 237 | 0 | 166 | 0 | 218 | 1155 | 0 | 469 | 1200 | 0 | 465 | 0 | 0 | 0 | 0 | 0 | 0 | 0 | 0 | 0
2040-01-02 | 21 | 46.04 | -22027 | -2275 | -1127 | 174 | 446 | 1119 | 4116 | 0 | 0 | 1472 | 53 | 341 | 9989 | 3288 | 675 | 0 | 233 | 0 | 218 | 1155 | 0 | 486 | 1200 | 0 | 465 | 0 | 0 | 0 | 0 | 0 | 0 | 0 | 0 | 0
2040-01-02 | 22 | 46.04 | -20636 | -2275 | -945 | 0 | 54 | 0 | 3096 | 0 | 0 | 1472 | 53 | 341 | 10572 | 3288 | 1013 | 0 | 427 | 0 | 219 | 1157 | 0 | 499 | 1200 | 0 | 465 | 0 | 0 | 0 | 0 | 0 | 0 | 0 | 0 | 0
2040-01-02 | 23 | 43.71 | -18865 | -2197 | -781 | 0 | 0 | 0 | 1807 | 0 | 0 | 1452 | 53 | 341 | 9542 | 3288 | 1260 | 0 | 572 | 0 | 220 | 1142 | 0 | 502 | 1200 | 0 | 465 | 0 | 0 | 0 | 0 | 0 | 0 | 0 | 0 | 0
2040-01-02 | 24 | 43.59 | -17349 | -2197 | -636 | 0 | 0 | 0 | 697 | 0 | 0 | 1205 | 53 | 341 | 8705 | 3288 | 1760 | 0 | 647 | 0 | 219 | 1136 | 0 | 465 | 1200 | 0 | 465 | 0 | 0 | 0 | 0 | 0 | 0 | 0 | 0 | 0
2040-01-03 | 1 | 41.11 | -16344 | -2197 | -563 | 0 | 0 | 0 | 528 | 0 | 0 | 1126 | 53 | 341 | 7017 | 3288 | 2077 | 0 | 814 | 0 | 220 | 1125 | 0 | 850 | 1200 | 0 | 465 | 0 | 0 | 0 | 0 | 0 | 0 | 0 | 0 | 0
2040-01-03 | 2 | 40.06 | -15791 | -2118 | -509 | 0 | 0 | 0 | 528 | 0 | 0 | 1112 | 53 | 341 | 6606 | 3288 | 1767 | 0 | 865 | 0 | 220 | 1121 | 0 | 852 | 1200 | 0 | 465 | 0 | 0 | 0 | 0 | 0 | 0 | 0 | 0 | 0
2040-01-03 | 3 | 39.26 | -15503 | -2118 | -436 | 0 | 0 | 0 | 528 | 0 | 0 | 1112 | 53 | 341 | 6264 | 3288 | 1700 | 0 | 910 | 0 | 220 | 1119 | 0 | 857 | 1200 | 0 | 465 | 0 | 0 | 0 | 0 | 0 | 0 | 0 | 0 | 0
2040-01-03 | 4 | 39.87 | -15477 | -2040 | -418 | 0 | 0 | 0 | 528 | 0 | 0 | 1108 | 53 | 341 | 6278 | 3288 | 2027 | 0 | 836 | 0 | 220 | 1125 | 0 | 465 | 1200 | 0 | 465 | 0 | 0 | 0 | 0 | 0 | 0 | 0 | 0 | 0
2040-01-03 | 5 | 41.44 | -15884 | -2040 | -418 | 0 | 0 | 0 | 528 | 0 | 0 | 1126 | 53 | 341 | 7069 | 3288 | 1641 | 0 | 842 | 0 | 219 | 1125 | 0 | 445 | 1200 | 0 | 465 | 0 | 0 | 0 | 0 | 0 | 0 | 0 | 0 | 0
2040-01-03 | 6 | 42.99 | -17166 | -2040 | -436 | 0 | 0 | 0 | 1057 | 0 | 0 | 1126 | 53 | 341 | 7920 | 3288 | 1621 | 0 | 811 | 0 | 218 | 1125 | 0 | 418 | 1200 | 0 | 465 | 0 | 0 | 0 | 0 | 0 | 0 | 0 | 0 | 0
2040-01-03 | 7 | 43.49 | -19327 | -1966 | -545 | 0 | 0 | 0 | 2695 | 0 | 0 | 1227 | 53 | 341 | 8789 | 3288 | 1501 | 0 | 544 | 0 | 216 | 1131 | 0 | 389 | 1200 | 0 | 465 | 0 | 0 | 0 | 0 | 0 | 0 | 0 | 0 | 0
2040-01-03 | 8 | 43.66 | -20721 | -1966 | -672 | 0 | 0 | 0 | 3752 | 0 | 0 | 1320 | 53 | 341 | 9046 | 3288 | 1547 | 0 | 557 | 53 | 214 | 1140 | 0 | 385 | 1200 | 0 | 465 | 0 | 0 | 0 | 0 | 0 | 0 | 0 | 0 | 0
2040-01-03 | 9 | 42.96 | -21000 | -1893 | -800 | 0 | 0 | 0 | 3963 | 0 | 0 | 1162 | 53 | 341 | 8432 | 3288 | 1940 | 0 | 438 | 648 | 214 | 1151 | 0 | 399 | 1200 | 0 | 465 | 0 | 0 | 0 | 0 | 0 | 0 | 0 | 0 | 0
2040-01-03 | 10 | 39.9 | -21028 | -1893 | -927 | 0 | 0 | 0 | 3984 | 0 | 0 | 1112 | 53 | 341 | 6524 | 3288 | 2765 | 0 | 376 | 1954 | 215 | 1154 | 0 | 417 | 1200 | 0 | 465 | 0 | 0 | 0 | 0 | 0 | 0 | 0 | 0 | 0
2040-01-03 | 11 | 37.46 | -20887 | -1752 | -909 | 0 | -1545 | -905 | 3878 | 0 | 0 | 639 | 53 | 341 | 4679 | 3288 | 5025 | 0 | 267 | 4374 | 217 | 1163 | 0 | 409 | 1200 | 0 | 465 | 0 | 0 | 0 | 0 | 0 | 0 | 0 | 0 | 0
2040-01-03 | 12 | 37.46 | -20692 | -1548 | -781 | 0 | -2000 | -930 | 3731 | 0 | 0 | 633 | 53 | 341 | 2132 | 3288 | 6249 | 0 | 167 | 5904 | 217 | 1161 | 0 | 411 | 1200 | 0 | 465 | 0 | 0 | 0 | 0 | 0 | 0 | 0 | 0 | 0
2040-01-03 | 13 | 37.46 | -20491 | -1417 | -1018 | 0 | -1120 | -292 | 3577 | 0 | 0 | 633 | 53 | 341 | 2132 | 3288 | 5846 | 0 | 163 | 4849 | 216 | 1158 | 0 | 418 | 1200 | 0 | 465 | 0 | 0 | 0 | 0 | 0 | 0 | 0 | 0 | 0
2040-01-03 | 14 | 37.46 | -20337 | -1355 | -999 | 0 | -620 | -320 | 3461 | 0 | 0 | 633 | 53 | 341 | 1999 | 3288 | 5712 | 0 | 196 | 4487 | 217 | 1157 | 0 | 423 | 1200 | 0 | 465 | 0 | 0 | 0 | 0 | 0 | 0 | 0 | 0 | 0
2040-01-03 | 15 | 50.04 | -20241 | -1355 | -890 | 0 | 223 | 0 | 3387 | 0 | 0 | 653 | 53 | 388 | 3118 | 3288 | 4669 | 0 | 274 | 2995 | 217 | 1145 | 0 | 412 | 1200 | 0 | 465 | 0 | 0 | 0 | 0 | 0 | 0 | 0 | 0 | 0
2040-01-03 | 16 | 50.62 | -20410 | -1417 | -1181 | 0 | 1987 | 373 | 3514 | 100 | 0 | 1075 | 53 | 388 | 3554 | 3288 | 3889 | 0 | 375 | 998 | 219 | 1145 | 0 | 386 | 1200 | 0 | 465 | 0 | 0 | 0 | 0 | 0 | 0 | 0 | 0 | 0
2040-01-03 | 17 | 50.62 | -21526 | -1480 | -1508 | 0 | 1829 | 1437 | 4365 | 100 | 0 | 1126 | 53 | 388 | 4880 | 3288 | 3040 | 0 | 536 | 66 | 218 | 1124 | 0 | 400 | 1200 | 0 | 465 | 0 | 0 | 0 | 0 | 0 | 0 | 0 | 0 | 0
2040-01-03 | 18 | 50.04 | -22741 | -1611 | -1817 | 0 | 507 | 0 | 5284 | 0 | 0 | 1279 | 53 | 388 | 8261 | 3288 | 2940 | 0 | 712 | 0 | 218 | 1136 | 0 | 439 | 1200 | 0 | 465 | 0 | 0 | 0 | 0 | 0 | 0 | 0 | 0 | 0
2040-01-03 | 19 | 48.41 | -22617 | -1679 | -1745 | 0 | 0 | 0 | 5189 | 0 | 0 | 1196 | 53 | 348 | 8610 | 3288 | 2984 | 0 | 883 | 0 | 218 | 1152 | 0 | 454 | 1200 | 0 | 465 | 0 | 0 | 0 | 0 | 0 | 0 | 0 | 0 | 0
2040-01-03 | 20 | 43.34 | -22036 | -1752 | -1236 | 0 | 0 | 0 | 4750 | 0 | 0 | 1126 | 53 | 341 | 7960 | 3288 | 3276 | 0 | 722 | 0 | 218 | 1155 | 0 | 469 | 1200 | 0 | 465 | 0 | 0 | 0 | 0 | 0 | 0 | 0 | 0 | 0
2040-01-03 | 21 | 42.69 | -21176 | -1752 | -1127 | 0 | 0 | 0 | 4095 | 0 | 0 | 1126 | 53 | 341 | 7694 | 3288 | 3371 | 0 | 563 | 0 | 218 | 1155 | 0 | 486 | 1200 | 0 | 465 | 0 | 0 | 0 | 0 | 0 | 0 | 0 | 0 | 0
2040-01-03 | 22 | 41.87 | -19873 | -1820 | -945 | 0 | 0 | 0 | 3107 | 0 | 0 | 1126 | 53 | 341 | 7291 | 3288 | 3309 | 0 | 584 | 0 | 219 | 1157 | 0 | 499 | 1200 | 0 | 465 | 0 | 0 | 0 | 0 | 0 | 0 | 0 | 0 | 0
2040-01-03 | 23 | 42.58 | -18197 | -1820 | -781 | 0 | 0 | 0 | 1839 | 0 | 0 | 1126 | 53 | 341 | 7671 | 3288 | 2384 | 0 | 568 | 0 | 220 | 1142 | 0 | 502 | 1200 | 0 | 465 | 0 | 0 | 0 | 0 | 0 | 0 | 0 | 0 | 0
2040-01-03 | 24 | 41.9 | -16731 | -1820 | -636 | 0 | 0 | 0 | 724 | 0 | 0 | 1126 | 53 | 341 | 7320 | 3288 | 2279 | 0 | 572 | 0 | 219 | 1136 | 0 | 465 | 1200 | 0 | 465 | 0 | 0 | 0 | 0 | 0 | 0 | 0 | 0 | 0
2040-01-04 | 1 | 39.99 | -15781 | -1820 | -563 | 0 | 0 | 0 | 534 | 0 | 0 | 1112 | 53 | 341 | 6538 | 3288 | 1799 | 0 | 640 | 0 | 220 | 1125 | 0 | 850 | 1200 | 0 | 465 | 0 | 0 | 0 | 0 | 0 | 0 | 0 | 0 | 0
2040-01-04 | 2 | 41.01 | -15244 | -1893 | -509 | 0 | 0 | 0 | 528 | 0 | 0 | 1126 | 53 | 341 | 6811 | 3288 | 1060 | 0 | 581 | 0 | 220 | 1121 | 0 | 852 | 1200 | 0 | 465 | 0 | 0 | 0 | 0 | 0 | 0 | 0 | 0 | 0
2040-01-04 | 3 | 40.69 | -15010 | -1820 | -436 | 0 | 0 | 0 | 528 | 0 | 0 | 1126 | 53 | 341 | 6688 | 3288 | 859 | 0 | 522 | 0 | 220 | 1119 | 0 | 857 | 1200 | 0 | 465 | 0 | 0 | 0 | 0 | 0 | 0 | 0 | 0 | 0
2040-01-04 | 4 | 42.44 | -15042 | -1893 | -418 | 0 | 0 | 0 | 528 | 0 | 0 | 1126 | 53 | 341 | 7360 | 3288 | 625 | 0 | 557 | 0 | 220 | 1125 | 0 | 465 | 1200 | 0 | 465 | 0 | 0 | 0 | 0 | 0 | 0 | 0 | 0 | 0
2040-01-04 | 5 | 42.69 | -15528 | -1893 | -418 | 0 | 0 | 0 | 528 | 0 | 0 | 1126 | 53 | 341 | 8035 | 3288 | 459 | 0 | 556 | 0 | 219 | 1125 | 0 | 445 | 1200 | 0 | 465 | 0 | 0 | 0 | 0 | 0 | 0 | 0 | 0 | 0
2040-01-04 | 6 | 43.49 | -16906 | -1966 | -436 | 0 | 0 | 0 | 1421 | 0 | 0 | 1196 | 53 | 341 | 8505 | 3288 | 422 | 0 | 657 | 0 | 218 | 1125 | 0 | 418 | 1200 | 0 | 465 | 0 | 0 | 0 | 0 | 0 | 0 | 0 | 0 | 0
2040-01-04 | 7 | 43.61 | -19208 | -1966 | -545 | 0 | 0 | 0 | 3244 | 0 | 0 | 1197 | 53 | 341 | 8789 | 3288 | 567 | 0 | 840 | 0 | 216 | 1131 | 0 | 389 | 1200 | 0 | 465 | 0 | 0 | 0 | 0 | 0 | 0 | 0 | 0 | 0
2040-01-04 | 8 | 43.09 | -20522 | -2040 | -672 | 0 | 0 | 0 | 4291 | 0 | 0 | 1173 | 53 | 341 | 8464 | 3288 | 1171 | 0 | 905 | 145 | 214 | 1140 | 0 | 385 | 1200 | 0 | 465 | 0 | 0 | 0 | 0 | 0 | 0 | 0 | 0 | 0
2040-01-04 | 9 | 39.11 | -20669 | -1966 | -800 | 0 | 0 | 0 | 4407 | 0 | 0 | 1075 | 53 | 341 | 5898 | 3288 | 2410 | 0 | 934 | 1602 | 214 | 1151 | 0 | 399 | 1200 | 0 | 465 | 0 | 0 | 0 | 0 | 0 | 0 | 0 | 0 | 0
2040-01-04 | 10 | 31.53 | -20587 | -1752 | -927 | 0 | -199 | -412 | 4338 | 0 | 0 | 639 | 53 | 341 | 3776 | 3288 | 3325 | 0 | 794 | 3872 | 215 | 1154 | 0 | 417 | 1200 | 0 | 465 | 0 | 0 | 0 | 0 | 0 | 0 | 0 | 0 | 0
2040-01-04 | 11 | 31.53 | -20538 | -1611 | -909 | 0 | -37 | -1430 | 4301 | 0 | 0 | 639 | 53 | 341 | 3440 | 3288 | 3972 | 0 | 729 | 4308 | 217 | 1163 | 0 | 409 | 1200 | 0 | 465 | 0 | 0 | 0 | 0 | 0 | 0 | 0 | 0 | 0
2040-01-04 | 12 | 31.53 | -20383 | -1480 | -781 | 0 | -98 | -1528 | 4180 | 0 | 0 | 633 | 53 | 341 | 837 | 3288 | 5152 | 0 | 689 | 5644 | 217 | 1161 | 0 | 411 | 1200 | 0 | 465 | 0 | 0 | 0 | 0 | 0 | 0 | 0 | 0 | 0
2040-01-04 | 13 | 31.53 | -20091 | -1355 | -1018 | 0 | -217 | -1462 | 3947 | 0 | 0 | 633 | 53 | 341 | 809 | 3288 | 5526 | 0 | 605 | 5483 | 216 | 1158 | 0 | 418 | 1200 | 0 | 465 | 0 | 0 | 0 | 0 | 0 | 0 | 0 | 0 | 0
2040-01-04 | 14 | 31.53 | -19914 | -1240 | -999 | 0 | 0 | -682 | 3804 | 0 | 0 | 633 | 53 | 341 | 570 | 3288 | 6006 | 0 | 603 | 4076 | 217 | 1157 | 0 | 423 | 1200 | 0 | 465 | 0 | 0 | 0 | 0 | 0 | 0 | 0 | 0 | 0
2040-01-04 | 15 | 42.6 | -19739 | -1182 | -890 | 0 | 0 | 350 | 3667 | 0 | 0 | 633 | 53 | 341 | 800 | 3288 | 6473 | 0 | 545 | 2223 | 217 | 1145 | 0 | 412 | 1200 | 0 | 465 | 0 | 0 | 0 | 0 | 0 | 0 | 0 | 0 | 0
2040-01-04 | 16 | 43.15 | -19839 | -1182 | -1181 | 0 | 75 | 1819 | 3746 | 0 | 0 | 639 | 53 | 341 | 800 | 3288 | 6817 | 0 | 446 | 764 | 219 | 1145 | 0 | 386 | 1200 | 0 | 465 | 0 | 0 | 0 | 0 | 0 | 0 | 0 | 0 | 0
2040-01-04 | 17 | 43.15 | -20879 | -1240 | -1508 | 0 | 361 | 1859 | 4571 | 0 | 0 | 653 | 53 | 341 | 1701 | 3288 | 6871 | 0 | 477 | 45 | 218 | 1124 | 0 | 400 | 1200 | 0 | 465 | 0 | 0 | 0 | 0 | 0 | 0 | 0 | 0 | 0
2040-01-04 | 18 | 41.61 | -21779 | -1355 | -1817 | 0 | 0 | 0 | 5284 | 0 | 0 | 762 | 53 | 341 | 4502 | 3288 | 6748 | 0 | 515 | 0 | 218 | 1136 | 0 | 439 | 1200 | 0 | 465 | 0 | 0 | 0 | 0 | 0 | 0 | 0 | 0 | 0
2040-01-04 | 19 | 39.94 | -21475 | -1480 | -1745 | 0 | 0 | 0 | 5041 | 0 | 0 | 775 | 53 | 341 | 4527 | 3288 | 6533 | 0 | 654 | 0 | 218 | 1152 | 0 | 454 | 1200 | 0 | 465 | 0 | 0 | 0 | 0 | 0 | 0 | 0 | 0 | 0
2040-01-04 | 20 | 33.82 | -20833 | -1480 | -1236 | 0 | 0 | 0 | 4534 | 0 | 0 | 653 | 53 | 341 | 4132 | 3288 | 6389 | 0 | 653 | 0 | 218 | 1155 | 0 | 469 | 1200 | 0 | 465 | 0 | 0 | 0 | 0 | 0 | 0 | 0 | 0 | 0
2040-01-04 | 21 | 31.52 | -20068 | -1480 | -1127 | 0 | 0 | -28 | 3931 | 0 | 0 | 762 | 53 | 341 | 4475 | 3288 | 5780 | 0 | 549 | 0 | 218 | 1155 | 0 | 486 | 1200 | 0 | 465 | 0 | 0 | 0 | 0 | 0 | 0 | 0 | 0 | 0
2040-01-04 | 22 | 38.43 | -19055 | -1548 | -945 | 0 | 0 | 0 | 3128 | 0 | 0 | 1037 | 53 | 341 | 5505 | 3288 | 4160 | 0 | 497 | 0 | 219 | 1157 | 0 | 499 | 1200 | 0 | 465 | 0 | 0 | 0 | 0 | 0 | 0 | 0 | 0 | 0
2040-01-04 | 23 | 41.76 | -17733 | -1611 | -781 | 0 | 0 | 0 | 2077 | 0 | 0 | 1112 | 53 | 341 | 6448 | 3288 | 2892 | 0 | 386 | 0 | 220 | 1142 | 0 | 502 | 1200 | 0 | 465 | 0 | 0 | 0 | 0 | 0 | 0 | 0 | 0 | 0
2040-01-04 | 24 | 42.6 | -16372 | -1611 | -636 | 0 | 38 | 74 | 999 | 0 | 0 | 1126 | 53 | 341 | 6972 | 3288 | 1898 | 0 | 345 | 0 | 219 | 1136 | 0 | 465 | 1200 | 0 | 465 | 0 | 0 | 0 | 0 | 0 | 0 | 0 | 0 | 0
2040-01-05 | 1 | 40.93 | -15380 | -1611 | -563 | 0 | 0 | 0 | 645 | 0 | 0 | 1126 | 53 | 341 | 6825 | 3288 | 1138 | 0 | 279 | 0 | 220 | 1125 | 0 | 850 | 1200 | 0 | 465 | 0 | 0 | 0 | 0 | 0 | 0 | 0 | 0 | 0
2040-01-05 | 2 | 40.34 | -14757 | -1679 | -509 | 0 | 0 | 0 | 528 | 0 | 0 | 1126 | 53 | 341 | 6681 | 3288 | 813 | 0 | 257 | 0 | 220 | 1121 | 0 | 852 | 1200 | 0 | 465 | 0 | 0 | 0 | 0 | 0 | 0 | 0 | 0 | 0
2040-01-05 | 3 | 39.99 | -14408 | -1679 | -436 | 0 | 0 | 0 | 528 | 0 | 0 | 1112 | 53 | 341 | 6530 | 3288 | 582 | 0 | 228 | 0 | 220 | 1119 | 0 | 857 | 1200 | 0 | 465 | 0 | 0 | 0 | 0 | 0 | 0 | 0 | 0 | 0
2040-01-05 | 4 | 41.44 | -14294 | -1679 | -418 | 0 | 0 | 0 | 528 | 0 | 0 | 1126 | 53 | 341 | 7098 | 3288 | 298 | 0 | 183 | 0 | 220 | 1125 | 0 | 465 | 1200 | 0 | 465 | 0 | 0 | 0 | 0 | 0 | 0 | 0 | 0 | 0
2040-01-05 | 5 | 41.82 | -14418 | -1679 | -418 | 0 | 0 | 0 | 528 | 0 | 0 | 1126 | 53 | 341 | 7237 | 3288 | 331 | 0 | 157 | 0 | 219 | 1125 | 0 | 445 | 1200 | 0 | 465 | 0 | 0 | 0 | 0 | 0 | 0 | 0 | 0 | 0
2040-01-05 | 6 | 41.9 | -14931 | -1679 | -436 | 0 | 0 | 0 | 528 | 0 | 0 | 1126 | 53 | 341 | 7318 | 3288 | 827 | 0 | 139 | 0 | 218 | 1125 | 0 | 418 | 1200 | 0 | 465 | 0 | 0 | 0 | 0 | 0 | 0 | 0 | 0 | 0
2040-01-05 | 7 | 39.87 | -15827 | -1679 | -545 | 0 | 0 | 0 | 1009 | 0 | 0 | 1108 | 53 | 341 | 6312 | 3288 | 2433 | 0 | 106 | 0 | 216 | 1131 | 0 | 389 | 1200 | 0 | 465 | 0 | 0 | 0 | 0 | 0 | 0 | 0 | 0 | 0
2040-01-05 | 8 | 37.34 | -16871 | -1679 | -672 | 0 | 0 | 0 | 1865 | 0 | 0 | 1037 | 53 | 341 | 5503 | 3288 | 3526 | 0 | 145 | 60 | 214 | 1140 | 0 | 385 | 1200 | 0 | 465 | 0 | 0 | 0 | 0 | 0 | 0 | 0 | 0 | 0
2040-01-05 | 9 | 29.55 | -17976 | -1679 | -800 | 0 | 0 | -62 | 2774 | 0 | 0 | 653 | 53 | 341 | 4273 | 3288 | 5172 | 0 | 153 | 381 | 214 | 1151 | 0 | 399 | 1200 | 0 | 465 | 0 | 0 | 0 | 0 | 0 | 0 | 0 | 0 | 0
2040-01-05 | 10 | 29.55 | -18928 | -1611 | -927 | 0 | 0 | -388 | 3556 | 0 | 0 | 653 | 53 | 341 | 4042 | 3288 | 5576 | 0 | 203 | 692 | 215 | 1154 | 0 | 417 | 1200 | 0 | 465 | 0 | 0 | 0 | 0 | 0 | 0 | 0 | 0 | 0
2040-01-05 | 11 | 29.55 | -19460 | -1548 | -909 | 0 | 0 | -946 | 3989 | 0 | 0 | 639 | 53 | 341 | 3281 | 3288 | 6560 | 0 | 169 | 1088 | 217 | 1163 | 0 | 409 | 1200 | 0 | 465 | 0 | 0 | 0 | 0 | 0 | 0 | 0 | 0 | 0
2040-01-05 | 12 | 29.55 | -19644 | -1548 | -781 | 0 | 0 | -781 | 4143 | 0 | 0 | 639 | 53 | 341 | 2633 | 3288 | 7035 | 0 | 100 | 1069 | 217 | 1161 | 0 | 411 | 1200 | 0 | 465 | 0 | 0 | 0 | 0 | 0 | 0 | 0 | 0 | 0
2040-01-05 | 13 | 29.55 | -19632 | -1548 | -1018 | 0 | 0 | -386 | 4132 | 0 | 0 | 639 | 53 | 341 | 2135 | 3288 | 6932 | 0 | 80 | 1527 | 216 | 1158 | 0 | 418 | 1200 | 0 | 465 | 0 | 0 | 0 | 0 | 0 | 0 | 0 | 0 | 0
2040-01-05 | 14 | 29.55 | -19508 | -1548 | -999 | 0 | 0 | -144 | 4026 | 0 | 0 | 639 | 53 | 341 | 2135 | 3288 | 7021 | 0 | 72 | 1162 | 217 | 1157 | 0 | 423 | 1200 | 0 | 465 | 0 | 0 | 0 | 0 | 0 | 0 | 0 | 0 | 0
2040-01-05 | 15 | 35.45 | -19439 | -1548 | -890 | 0 | 0 | 0 | 3974 | 0 | 0 | 639 | 53 | 341 | 2370 | 3288 | 7101 | 0 | 84 | 589 | 217 | 1145 | 0 | 412 | 1200 | 0 | 465 | 0 | 0 | 0 | 0 | 0 | 0 | 0 | 0 | 0
2040-01-05 | 16 | 39.94 | -19594 | -1548 | -1181 | 0 | 0 | 154 | 4100 | 0 | 0 | 639 | 53 | 341 | 2916 | 3288 | 7072 | 0 | 93 | 252 | 219 | 1145 | 0 | 386 | 1200 | 0 | 465 | 0 | 0 | 0 | 0 | 0 | 0 | 0 | 0 | 0
2040-01-05 | 17 | 39.94 | -20450 | -1548 | -1508 | 0 | 0 | 1078 | 4803 | 0 | 0 | 824 | 53 | 341 | 3555 | 3288 | 6022 | 0 | 103 | 32 | 218 | 1124 | 0 | 400 | 1200 | 0 | 465 | 0 | 0 | 0 | 0 | 0 | 0 | 0 | 0 | 0
2040-01-05 | 18 | 39.94 | -21038 | -1611 | -1817 | 0 | 0 | 770 | 5284 | 0 | 0 | 1037 | 53 | 341 | 4755 | 3288 | 5325 | 0 | 156 | 0 | 218 | 1136 | 0 | 439 | 1200 | 0 | 465 | 0 | 0 | 0 | 0 | 0 | 0 | 0 | 0 | 0
2040-01-05 | 19 | 31.04 | -20674 | -1548 | -1745 | 0 | 0 | 0 | 4988 | 0 | 0 | 746 | 53 | 334 | 4418 | 3288 | 6433 | 0 | 218 | 0 | 218 | 1152 | 0 | 454 | 1200 | 0 | 465 | 0 | 0 | 0 | 0 | 0 | 0 | 0 | 0 | 0
2040-01-05 | 20 | 17.38 | -19991 | -1611 | -1236 | 0 | 0 | -195 | 4423 | 0 | 0 | 653 | 53 | 175 | 3820 | 3288 | 6927 | 0 | 188 | 0 | 218 | 1155 | 0 | 469 | 1200 | 0 | 465 | 0 | 0 | 0 | 0 | 0 | 0 | 0 | 0 | 0
2040-01-05 | 21 | 17.38 | -19309 | -1611 | -1127 | 0 | 0 | -495 | 3868 | 0 | 0 | 653 | 53 | 160 | 3953 | 3288 | 6797 | 0 | 247 | 0 | 218 | 1155 | 0 | 486 | 1200 | 0 | 465 | 0 | 0 | 0 | 0 | 0 | 0 | 0 | 0 | 0
2040-01-05 | 22 | 17.38 | -18423 | -1752 | -945 | 0 | 0 | -316 | 3139 | 0 | 0 | 639 | 53 | 160 | 3564 | 3288 | 6736 | 0 | 319 | 0 | 219 | 1157 | 0 | 499 | 1200 | 0 | 465 | 0 | 0 | 0 | 0 | 0 | 0 | 0 | 0 | 0
2040-01-05 | 23 | 23.49 | -17343 | -1752 | -781 | 0 | 0 | 206 | 2256 | 0 | 0 | 653 | 53 | 212 | 3683 | 3288 | 5597 | 0 | 399 | 0 | 220 | 1142 | 0 | 502 | 1200 | 0 | 465 | 0 | 0 | 0 | 0 | 0 | 0 | 0 | 0 | 0
2040-01-05 | 24 | 23.49 | -16236 | -1752 | -636 | 0 | 0 | 539 | 1347 | 0 | 0 | 653 | 53 | 212 | 3672 | 3288 | 4905 | 0 | 470 | 0 | 219 | 1136 | 0 | 465 | 1200 | 0 | 465 | 0 | 0 | 0 | 0 | 0 | 0 | 0 | 0 | 0
2040-01-06 | 1 | 24.21 | -15306 | -1752 | -745 | 0 | -342 | 0 | 528 | 0 | 0 | 653 | 53 | 254 | 3664 | 3288 | 5143 | 0 | 703 | 0 | 220 | 1125 | 0 | 850 | 1200 | 0 | 465 | 0 | 0 | 0 | 0 | 0 | 0 | 0 | 0 | 0
2040-01-06 | 2 | 24.21 | -14723 | -1752 | -636 | 0 | -27 | -707 | 528 | 0 | 0 | 639 | 53 | 254 | 3456 | 3288 | 4878 | 0 | 891 | 0 | 220 | 1121 | 0 | 852 | 1200 | 0 | 465 | 0 | 0 | 0 | 0 | 0 | 0 | 0 | 0 | 0
2040-01-06 | 3 | 24.21 | -14434 | -1893 | -563 | 0 | -27 | -624 | 528 | 0 | 0 | 639 | 53 | 254 | 2972 | 3288 | 4756 | 0 | 1190 | 0 | 220 | 1119 | 0 | 857 | 1200 | 0 | 465 | 0 | 0 | 0 | 0 | 0 | 0 | 0 | 0 | 0
2040-01-06 | 4 | 24.21 | -14344 | -1820 | -527 | 0 | 0 | -437 | 528 | 0 | 0 | 639 | 53 | 254 | 2972 | 3288 | 4661 | 0 | 1258 | 0 | 220 | 1125 | 0 | 465 | 1200 | 0 | 465 | 0 | 0 | 0 | 0 | 0 | 0 | 0 | 0 | 0
2040-01-06 | 5 | 24.21 | -14475 | -1820 | -509 | 0 | 0 | -515 | 528 | 0 | 0 | 639 | 53 | 254 | 2972 | 3288 | 4887 | 0 | 1244 | 0 | 219 | 1125 | 0 | 445 | 1200 | 0 | 465 | 0 | 0 | 0 | 0 | 0 | 0 | 0 | 0 | 0
2040-01-06 | 6 | 24.21 | -14845 | -1893 | -527 | 0 | 0 | -647 | 528 | 0 | 0 | 639 | 53 | 263 | 2773 | 3288 | 5473 | 0 | 1469 | 0 | 218 | 1125 | 0 | 418 | 1200 | 0 | 465 | 0 | 0 | 0 | 0 | 0 | 0 | 0 | 0 | 0
2040-01-06 | 7 | 32.71 | -15568 | -1893 | -600 | 0 | 0 | 342 | 528 | 0 | 0 | 653 | 53 | 341 | 3061 | 3288 | 4893 | 0 | 1501 | 0 | 216 | 1131 | 0 | 389 | 1200 | 0 | 465 | 0 | 0 | 0 | 0 | 0 | 0 | 0 | 0 | 0
2040-01-06 | 8 | 32.71 | -16376 | -1820 | -691 | 0 | 0 | 723 | 872 | 0 | 0 | 653 | 53 | 341 | 3506 | 3288 | 4500 | 0 | 1463 | 84 | 214 | 1140 | 0 | 385 | 1200 | 0 | 465 | 0 | 0 | 0 | 0 | 0 | 0 | 0 | 0 | 0
2040-01-06 | 9 | 30.24 | -17434 | -1820 | -854 | 0 | 0 | 0 | 1701 | 0 | 0 | 653 | 53 | 341 | 3895 | 3288 | 4682 | 0 | 1422 | 645 | 214 | 1151 | 0 | 399 | 1200 | 0 | 465 | 0 | 0 | 0 | 0 | 0 | 0 | 0 | 0 | 0
2040-01-06 | 10 | 24.21 | -18252 | -1679 | -999 | 0 | 0 | -363 | 2341 | 0 | 0 | 639 | 53 | 263 | 3639 | 3288 | 4323 | 0 | 1388 | 1909 | 215 | 1154 | 0 | 417 | 1200 | 0 | 465 | 0 | 0 | 0 | 0 | 0 | 0 | 0 | 0 | 0
2040-01-06 | 11 | 24.21 | -18704 | -1611 | -909 | 0 | -2 | -648 | 2695 | 0 | 0 | 639 | 53 | 254 | 2726 | 3288 | 4357 | 0 | 1615 | 2794 | 217 | 1163 | 0 | 409 | 1200 | 0 | 465 | 0 | 0 | 0 | 0 | 0 | 0 | 0 | 0 | 0
2040-01-06 | 12 | 24.21 | -18889 | -1548 | -999 | 0 | 0 | -1345 | 2843 | 0 | 0 | 633 | 53 | 254 | 2296 | 3288 | 4543 | 0 | 1759 | 3660 | 217 | 1161 | 0 | 411 | 1200 | 0 | 465 | 0 | 0 | 0 | 0 | 0 | 0 | 0 | 0 | 0
2040-01-06 | 13 | 24.21 | -18986 | -1355 | -1090 | 0 | 0 | -1610 | 2917 | 0 | 0 | 633 | 53 | 254 | 666 | 3288 | 5816 | 0 | 1910 | 4047 | 216 | 1158 | 0 | 418 | 1200 | 0 | 465 | 0 | 0 | 0 | 0 | 0 | 0 | 0 | 0 | 0
2040-01-06 | 14 | 24.21 | -18881 | -1297 | -1127 | 0 | -62 | -1859 | 2838 | 0 | 0 | 633 | 53 | 254 | 666 | 3288 | 6704 | 0 | 2015 | 3313 | 217 | 1157 | 0 | 423 | 1200 | 0 | 465 | 0 | 0 | 0 | 0 | 0 | 0 | 0 | 0 | 0
2040-01-06 | 15 | 24.21 | -18897 | -1417 | -1163 | 0 | -154 | -1210 | 2848 | 0 | 0 | 633 | 53 | 263 | 498 | 3288 | 6899 | 0 | 2099 | 2823 | 217 | 1145 | 0 | 412 | 1200 | 0 | 465 | 0 | 0 | 0 | 0 | 0 | 0 | 0 | 0 | 0
2040-01-06 | 16 | 32.71 | -19216 | -1480 | -1109 | 0 | 0 | 600 | 3096 | 0 | 0 | 633 | 53 | 341 | 290 | 3288 | 7036 | 0 | 2130 | 923 | 219 | 1145 | 0 | 386 | 1200 | 0 | 465 | 0 | 0 | 0 | 0 | 0 | 0 | 0 | 0 | 0
2040-01-06 | 17 | 34.63 | -20566 | -1611 | -1090 | 0 | 122 | 1790 | 4159 | 0 | 0 | 639 | 53 | 341 | 28 | 3288 | 7204 | 0 | 2166 | 72 | 218 | 1124 | 0 | 400 | 1200 | 0 | 465 | 0 | 0 | 0 | 0 | 0 | 0 | 0 | 0 | 0
2040-01-06 | 18 | 34.63 | -22005 | -1752 | -1127 | 0 | 210 | 1859 | 5284 | 0 | 0 | 639 | 53 | 341 | 348 | 3288 | 7222 | 0 | 2182 | 0 | 218 | 1136 | 0 | 439 | 1200 | 0 | 465 | 0 | 0 | 0 | 0 | 0 | 0 | 0 | 0 | 0
2040-01-06 | 19 | 32.71 | -21953 | -1893 | -1163 | 0 | 0 | 1088 | 5242 | 0 | 0 | 639 | 53 | 341 | 1440 | 3288 | 7230 | 0 | 2200 | 0 | 218 | 1152 | 0 | 454 | 1200 | 0 | 465 | 0 | 0 | 0 | 0 | 0 | 0 | 0 | 0 | 0
2040-01-06 | 20 | 32.71 | -21450 | -2040 | -1090 | 0 | 0 | 606 | 4851 | 0 | 0 | 639 | 53 | 341 | 1841 | 3288 | 7184 | 0 | 2271 | 0 | 218 | 1155 | 0 | 469 | 1200 | 0 | 465 | 0 | 0 | 0 | 0 | 0 | 0 | 0 | 0 | 0
2040-01-06 | 21 | 32.71 | -20849 | -2197 | -1018 | 0 | 197 | 366 | 4380 | 0 | 0 | 639 | 53 | 341 | 1841 | 3288 | 7178 | 0 | 2256 | 0 | 218 | 1155 | 0 | 486 | 1200 | 0 | 465 | 0 | 0 | 0 | 0 | 0 | 0 | 0 | 0 | 0
2040-01-06 | 22 | 29.8 | -19734 | -2359 | -927 | 0 | 0 | 0 | 3503 | 0 | 0 | 639 | 53 | 335 | 2266 | 3288 | 7146 | 0 | 2249 | 0 | 219 | 1157 | 0 | 499 | 1200 | 0 | 465 | 0 | 0 | 0 | 0 | 0 | 0 | 0 | 0 | 0
2040-01-06 | 23 | 25.6 | -18384 | -2526 | -927 | 0 | 0 | 0 | 2446 | 0 | 0 | 639 | 53 | 319 | 2136 | 3288 | 7148 | 0 | 2278 | 0 | 220 | 1142 | 0 | 502 | 1200 | 0 | 465 | 0 | 0 | 0 | 0 | 0 | 0 | 0 | 0 | 0
2040-01-06 | 24 | 0.14 | -17214 | -2610 | -836 | 0 | 0 | 0 | 1527 | 0 | 0 | 639 | 53 | 160 | 2112 | 3288 | 7138 | 0 | 2289 | 0 | 219 | 1136 | 0 | 465 | 1200 | 0 | 434 | 0 | 0 | 0 | 0 | 0 | 0 | 0 | 0 | 0
2040-01-07 | 1 | 32.74 | -16499 | -2699 | -745 | 0 | -849 | -1561 | 528 | 0 | 0 | 639 | 53 | 319 | 4244 | 3288 | 7137 | 0 | 2283 | 0 | 220 | 1125 | 0 | 850 | 1200 | 0 | 465 | 0 | 0 | 0 | 0 | 0 | 0 | 0 | 0 | 0
2040-01-07 | 2 | 32.74 | -16165 | -2788 | -636 | 0 | -897 | -1859 | 528 | 0 | 0 | 639 | 53 | 335 | 4244 | 3288 | 7141 | 0 | 2258 | 0 | 220 | 1121 | 0 | 852 | 1200 | 0 | 465 | 0 | 0 | 0 | 0 | 0 | 0 | 0 | 0 | 0
2040-01-07 | 3 | 32.74 | -16124 | -2876 | -563 | 0 | -1258 | -1528 | 528 | 0 | 0 | 639 | 53 | 341 | 4244 | 3288 | 7142 | 0 | 2254 | 0 | 220 | 1119 | 0 | 857 | 1200 | 0 | 465 | 0 | 0 | 0 | 0 | 0 | 0 | 0 | 0 | 0
2040-01-07 | 4 | 32.74 | -16336 | -2965 | -527 | 0 | -511 | -1628 | 528 | 0 | 0 | 639 | 53 | 341 | 4244 | 3288 | 7164 | 0 | 2235 | 0 | 220 | 1125 | 0 | 465 | 1200 | 0 | 465 | 0 | 0 | 0 | 0 | 0 | 0 | 0 | 0 | 0
2040-01-07 | 5 | 32.74 | -17017 | -3154 | -509 | 0 | -136 | -1168 | 528 | 0 | 0 | 639 | 53 | 341 | 4276 | 3288 | 7169 | 0 | 2235 | 0 | 219 | 1125 | 0 | 445 | 1200 | 0 | 465 | 0 | 0 | 0 | 0 | 0 | 0 | 0 | 0 | 0
2040-01-07 | 6 | 32.74 | -18571 | -3154 | -527 | 0 | -79 | -292 | 1194 | 0 | 0 | 653 | 53 | 341 | 4276 | 3288 | 7180 | 0 | 2212 | 0 | 218 | 1125 | 0 | 418 | 1200 | 0 | 465 | 0 | 0 | 0 | 0 | 0 | 0 | 0 | 0 | 0
2040-01-07 | 7 | 34.28 | -21083 | -3248 | -600 | 0 | 0 | 0 | 2970 | 0 | 0 | 840 | 53 | 341 | 4665 | 3288 | 7200 | 0 | 2173 | 0 | 216 | 1131 | 0 | 389 | 1200 | 0 | 465 | 0 | 0 | 0 | 0 | 0 | 0 | 0 | 0 | 0
2040-01-07 | 8 | 38.05 | -22461 | -3347 | -691 | 0 | 0 | 0 | 3947 | 0 | 0 | 897 | 53 | 341 | 5124 | 3288 | 7167 | 0 | 2137 | 140 | 214 | 1140 | 0 | 385 | 1200 | 0 | 465 | 0 | 0 | 0 | 0 | 0 | 0 | 0 | 0 | 0
2040-01-07 | 9 | 32.74 | -22659 | -3347 | -854 | 0 | -147 | -327 | 4090 | 0 | 0 | 653 | 53 | 341 | 4475 | 3288 | 6929 | 0 | 2127 | 1949 | 214 | 1151 | 0 | 399 | 1200 | 0 | 465 | 0 | 0 | 0 | 0 | 0 | 0 | 0 | 0 | 0
2040-01-07 | 10 | 32.74 | -22589 | -3154 | -999 | 0 | -944 | -1500 | 4042 | 0 | 0 | 639 | 53 | 341 | 4475 | 3288 | 6514 | 0 | 2033 | 4350 | 215 | 1154 | 0 | 417 | 1200 | 0 | 465 | 0 | 0 | 0 | 0 | 0 | 0 | 0 | 0 | 0
2040-01-07 | 11 | 32.74 | -22553 | -2876 | -909 | 0 | -1853 | -1528 | 4016 | 0 | 0 | 633 | 53 | 341 | 4443 | 3288 | 5423 | 0 | 1944 | 6125 | 217 | 1163 | 0 | 409 | 1200 | 0 | 465 | 0 | 0 | 0 | 0 | 0 | 0 | 0 | 0 | 0
2040-01-07 | 12 | 32.74 | -22375 | -2788 | -999 | 0 | -1822 | -1859 | 3889 | 0 | 0 | 633 | 53 | 341 | 4443 | 3288 | 4472 | 0 | 1846 | 7424 | 217 | 1161 | 0 | 411 | 1200 | 0 | 465 | 0 | 0 | 0 | 0 | 0 | 0 | 0 | 0 | 0
2040-01-07 | 13 | 32.74 | -22149 | -2610 | -1090 | 0 | -600 | -1508 | 3731 | 0 | 0 | 639 | 53 | 341 | 4443 | 3288 | 3708 | 0 | 1699 | 6599 | 216 | 1158 | 0 | 418 | 1200 | 0 | 465 | 0 | 0 | 0 | 0 | 0 | 0 | 0 | 0 | 0
2040-01-07 | 14 | 32.74 | -21964 | -2526 | -1127 | 0 | -30 | -269 | 3598 | 0 | 0 | 653 | 53 | 341 | 4443 | 3288 | 2932 | 0 | 1446 | 5700 | 217 | 1157 | 0 | 423 | 1200 | 0 | 465 | 0 | 0 | 0 | 0 | 0 | 0 | 0 | 0 | 0
2040-01-07 | 15 | 41.05 | -21803 | -2442 | -1163 | 0 | 0 | 0 | 3482 | 0 | 0 | 1112 | 53 | 341 | 6930 | 3288 | 2056 | 0 | 1236 | 3472 | 217 | 1145 | 0 | 412 | 1200 | 0 | 465 | 0 | 0 | 0 | 0 | 0 | 0 | 0 | 0 | 0
2040-01-07 | 16 | 44.56 | -22018 | -2359 | -1109 | 0 | 0 | 13 | 3635 | 0 | 0 | 1452 | 53 | 341 | 9790 | 3288 | 1538 | 0 | 954 | 1006 | 219 | 1145 | 0 | 386 | 1200 | 0 | 465 | 0 | 0 | 0 | 0 | 0 | 0 | 0 | 0 | 0
2040-01-07 | 17 | 44.56 | -23154 | -2359 | -1090 | 0 | 750 | 1058 | 4439 | 0 | 0 | 1472 | 53 | 341 | 9897 | 3288 | 992 | 0 | 844 | 62 | 218 | 1124 | 0 | 400 | 1200 | 0 | 465 | 0 | 0 | 0 | 0 | 0 | 0 | 0 | 0 | 0
2040-01-07 | 18 | 44.56 | -24345 | -2526 | -1127 | 0 | 1167 | 1456 | 5284 | 0 | 0 | 1472 | 53 | 341 | 9897 | 3288 | 689 | 0 | 894 | 0 | 218 | 1136 | 0 | 439 | 1200 | 0 | 465 | 0 | 0 | 0 | 0 | 0 | 0 | 0 | 0 | 0
2040-01-07 | 19 | 44.56 | -24171 | -2526 | -1163 | 0 | 1240 | 1578 | 5162 | 0 | 0 | 1472 | 53 | 341 | 9841 | 3288 | 420 | 0 | 976 | 0 | 218 | 1152 | 0 | 454 | 1200 | 0 | 465 | 0 | 0 | 0 | 0 | 0 | 0 | 0 | 0 | 0
2040-01-07 | 20 | 44.56 | -23556 | -2610 | -1090 | 0 | 1375 | 1541 | 4724 | 0 | 0 | 1472 | 53 | 341 | 9822 | 3288 | 424 | 0 | 709 | 0 | 218 | 1155 | 0 | 469 | 1200 | 0 | 465 | 0 | 0 | 0 | 0 | 0 | 0 | 0 | 0 | 0
2040-01-07 | 21 | 44.56 | -22603 | -2610 | -1018 | 0 | 1365 | 1578 | 4048 | 0 | 0 | 1472 | 53 | 341 | 9822 | 3288 | 252 | 0 | 488 | 0 | 218 | 1155 | 0 | 486 | 1200 | 0 | 465 | 0 | 0 | 0 | 0 | 0 | 0 | 0 | 0 | 0
2040-01-07 | 22 | 44.56 | -21169 | -2526 | -927 | 0 | 1279 | 1302 | 3033 | 0 | 0 | 1472 | 53 | 341 | 9822 | 3288 | 159 | 0 | 333 | 0 | 219 | 1157 | 0 | 499 | 1200 | 0 | 465 | 0 | 0 | 0 | 0 | 0 | 0 | 0 | 0 | 0
2040-01-07 | 23 | 44.56 | -19444 | -2526 | -927 | 0 | 507 | 1481 | 1812 | 0 | 0 | 1472 | 53 | 341 | 9822 | 3288 | 181 | 0 | 410 | 0 | 220 | 1142 | 0 | 502 | 1200 | 0 | 465 | 0 | 0 | 0 | 0 | 0 | 0 | 0 | 0 | 0
2040-01-07 | 24 | 44.56 | -17924 | -2442 | -836 | 0 | 165 | 1113 | 734 | 0 | 0 | 1472 | 53 | 341 | 9822 | 3288 | 300 | 0 | 429 | 0 | 219 | 1136 | 0 | 465 | 1200 | 0 | 465 | 0 | 0 | 0 | 0 | 0 | 0 | 0 | 0 | 0
2040-01-08 | 1 | 43.49 | -16909 | -2442 | -563 | 0 | 0 | 0 | 708 | 0 | 0 | 1452 | 53 | 341 | 9248 | 3288 | 349 | 0 | 616 | 0 | 220 | 1125 | 0 | 850 | 1200 | 0 | 465 | 0 | 0 | 0 | 0 | 0 | 0 | 0 | 0 | 0
2040-01-08 | 2 | 43.26 | -16320 | -2442 | -509 | 0 | 0 | 0 | 528 | 0 | 0 | 1307 | 53 | 341 | 8431 | 3288 | 530 | 0 | 936 | 0 | 220 | 1121 | 0 | 852 | 1200 | 0 | 465 | 0 | 0 | 0 | 0 | 0 | 0 | 0 | 0 | 0
2040-01-08 | 3 | 42.58 | -16048 | -2442 | -436 | 0 | 0 | 0 | 528 | 0 | 0 | 1126 | 53 | 341 | 7706 | 3288 | 929 | 0 | 1095 | 0 | 220 | 1119 | 0 | 857 | 1200 | 0 | 465 | 0 | 0 | 0 | 0 | 0 | 0 | 0 | 0 | 0
2040-01-08 | 4 | 41.82 | -16050 | -2442 | -418 | 0 | 0 | 0 | 528 | 0 | 0 | 1126 | 53 | 341 | 7210 | 3288 | 1707 | 0 | 1183 | 0 | 220 | 1125 | 0 | 465 | 1200 | 0 | 465 | 0 | 0 | 0 | 0 | 0 | 0 | 0 | 0 | 0
2040-01-08 | 5 | 40.69 | -16544 | -2359 | -418 | 0 | 0 | 0 | 528 | 0 | 0 | 1112 | 53 | 341 | 6679 | 3288 | 2674 | 0 | 1192 | 0 | 219 | 1125 | 0 | 445 | 1200 | 0 | 465 | 0 | 0 | 0 | 0 | 0 | 0 | 0 | 0 | 0
2040-01-08 | 6 | 39.9 | -17870 | -2359 | -436 | 0 | 0 | 0 | 1427 | 0 | 0 | 1098 | 53 | 341 | 6184 | 3288 | 3546 | 0 | 1302 | 0 | 218 | 1125 | 0 | 418 | 1200 | 0 | 465 | 0 | 0 | 0 | 0 | 0 | 0 | 0 | 0 | 0
2040-01-08 | 7 | 39.22 | -20067 | -2442 | -545 | 0 | 0 | 0 | 3075 | 0 | 0 | 1038 | 53 | 341 | 5906 | 3288 | 4475 | 0 | 1479 | 0 | 216 | 1131 | 0 | 389 | 1200 | 0 | 465 | 0 | 0 | 0 | 0 | 0 | 0 | 0 | 0 | 0
2040-01-08 | 8 | 35.65 | -21393 | -2359 | -672 | 0 | 0 | 0 | 4069 | 0 | 0 | 895 | 53 | 341 | 5042 | 3288 | 5753 | 0 | 1542 | 38 | 214 | 1140 | 0 | 385 | 1200 | 0 | 465 | 0 | 0 | 0 | 0 | 0 | 0 | 0 | 0 | 0
2040-01-08 | 9 | 31.31 | -21770 | -2275 | -800 | 0 | 0 | -170 | 4349 | 0 | 0 | 667 | 53 | 341 | 4475 | 3288 | 6529 | 0 | 1637 | 247 | 214 | 1151 | 0 | 399 | 1200 | 0 | 465 | 0 | 0 | 0 | 0 | 0 | 0 | 0 | 0 | 0
2040-01-08 | 10 | 31.31 | -21933 | -2197 | -927 | 0 | 0 | -495 | 4476 | 0 | 0 | 653 | 53 | 341 | 4244 | 3288 | 6825 | 0 | 1570 | 652 | 215 | 1154 | 0 | 417 | 1200 | 0 | 465 | 0 | 0 | 0 | 0 | 0 | 0 | 0 | 0 | 0
2040-01-08 | 11 | 31.31 | -22023 | -2118 | -909 | 0 | 0 | -709 | 4539 | 0 | 0 | 639 | 53 | 341 | 3808 | 3288 | 6867 | 0 | 1473 | 1298 | 217 | 1163 | 0 | 409 | 1200 | 0 | 465 | 0 | 0 | 0 | 0 | 0 | 0 | 0 | 0 | 0
2040-01-08 | 12 | 31.31 | -21985 | -1966 | -781 | 0 | 0 | -539 | 4513 | 0 | 0 | 639 | 53 | 341 | 3408 | 3288 | 6673 | 0 | 1363 | 1541 | 217 | 1161 | 0 | 411 | 1200 | 0 | 465 | 0 | 0 | 0 | 0 | 0 | 0 | 0 | 0 | 0
2040-01-08 | 13 | 31.31 | -21818 | -1893 | -1018 | 0 | 0 | -292 | 4386 | 0 | 0 | 639 | 53 | 341 | 3389 | 3288 | 6636 | 0 | 1295 | 1537 | 216 | 1158 | 0 | 418 | 1200 | 0 | 465 | 0 | 0 | 0 | 0 | 0 | 0 | 0 | 0 | 0
2040-01-08 | 14 | 31.31 | -21622 | -1752 | -999 | 0 | 0 | -381 | 4238 | 0 | 0 | 639 | 53 | 341 | 3383 | 3288 | 6706 | 0 | 1358 | 1288 | 217 | 1157 | 0 | 423 | 1200 | 0 | 465 | 0 | 0 | 0 | 0 | 0 | 0 | 0 | 0 | 0
2040-01-08 | 15 | 33.57 | -21351 | -1820 | -890 | 0 | 0 | 0 | 4037 | 0 | 0 | 653 | 53 | 341 | 3458 | 3288 | 6755 | 0 | 1251 | 787 | 217 | 1145 | 0 | 412 | 1200 | 0 | 465 | 0 | 0 | 0 | 0 | 0 | 0 | 0 | 0 | 0
2040-01-08 | 16 | 42.11 | -21363 | -1752 | -1181 | 0 | 0 | 0 | 4048 | 0 | 0 | 746 | 53 | 341 | 4464 | 3288 | 6276 | 0 | 1209 | 458 | 219 | 1145 | 0 | 386 | 1200 | 0 | 465 | 0 | 0 | 0 | 0 | 0 | 0 | 0 | 0 | 0
2040-01-08 | 17 | 42.32 | -22174 | -1752 | -1508 | 0 | 0 | 492 | 4655 | 0 | 0 | 1112 | 53 | 341 | 6110 | 3288 | 4827 | 0 | 1091 | 59 | 218 | 1124 | 0 | 400 | 1200 | 0 | 465 | 0 | 0 | 0 | 0 | 0 | 0 | 0 | 0 | 0
2040-01-08 | 18 | 42.32 | -23015 | -1752 | -1817 | 0 | 0 | 1080 | 5284 | 0 | 0 | 1126 | 53 | 341 | 7028 | 3288 | 4009 | 0 | 919 | 0 | 218 | 1136 | 0 | 439 | 1200 | 0 | 465 | 0 | 0 | 0 | 0 | 0 | 0 | 0 | 0 | 0
2040-01-08 | 19 | 42.32 | -22717 | -1752 | -1745 | 0 | 0 | 343 | 5062 | 0 | 0 | 1126 | 53 | 341 | 7702 | 3288 | 4027 | 0 | 784 | 0 | 218 | 1152 | 0 | 454 | 1200 | 0 | 465 | 0 | 0 | 0 | 0 | 0 | 0 | 0 | 0 | 0
2040-01-08 | 20 | 41.76 | -22033 | -1752 | -1236 | 0 | 0 | 0 | 4550 | 0 | 0 | 1126 | 53 | 341 | 7429 | 3288 | 3887 | 0 | 841 | 0 | 218 | 1155 | 0 | 469 | 1200 | 0 | 465 | 0 | 0 | 0 | 0 | 0 | 0 | 0 | 0 | 0
2040-01-08 | 21 | 39.99 | -21068 | -1752 | -1127 | 0 | 0 | 0 | 3826 | 0 | 0 | 1112 | 53 | 341 | 6667 | 3288 | 4165 | 0 | 971 | 0 | 218 | 1155 | 0 | 486 | 1200 | 0 | 465 | 0 | 0 | 0 | 0 | 0 | 0 | 0 | 0 | 0
2040-01-08 | 22 | 39.22 | -19679 | -1752 | -945 | 0 | 0 | 0 | 2785 | 0 | 0 | 1108 | 53 | 341 | 6164 | 3288 | 3950 | 0 | 1148 | 0 | 219 | 1157 | 0 | 499 | 1200 | 0 | 465 | 0 | 0 | 0 | 0 | 0 | 0 | 0 | 0 | 0
2040-01-08 | 23 | 36.96 | -17931 | -1752 | -781 | 0 | 0 | 0 | 1474 | 0 | 0 | 1037 | 53 | 341 | 5456 | 3288 | 3761 | 0 | 1526 | 0 | 220 | 1142 | 0 | 502 | 1200 | 0 | 465 | 0 | 0 | 0 | 0 | 0 | 0 | 0 | 0 | 0
2040-01-08 | 24 | 33.57 | -16472 | -1820 | -636 | 0 | 0 | 0 | 528 | 0 | 0 | 850 | 53 | 341 | 4805 | 3288 | 4034 | 0 | 1544 | 0 | 219 | 1136 | 0 | 465 | 1200 | 0 | 465 | 0 | 0 | 0 | 0 | 0 | 0 | 0 | 0 | 0
2040-01-09 | 1 | 29.8 | -15487 | -1752 | -563 | 0 | 0 | -671 | 528 | 0 | 0 | 653 | 53 | 341 | 4263 | 3288 | 3950 | 0 | 1538 | 0 | 220 | 1125 | 0 | 850 | 1200 | 0 | 465 | 0 | 0 | 0 | 0 | 0 | 0 | 0 | 0 | 0
2040-01-09 | 2 | 29.8 | -14953 | -1752 | -509 | 0 | 0 | -1477 | 528 | 0 | 0 | 639 | 53 | 341 | 3605 | 3288 | 5001 | 0 | 1378 | 0 | 220 | 1121 | 0 | 852 | 1200 | 0 | 465 | 0 | 0 | 0 | 0 | 0 | 0 | 0 | 0 | 0
2040-01-09 | 3 | 29.8 | -14688 | -1752 | -436 | 0 | 0 | -1107 | 528 | 0 | 0 | 633 | 53 | 341 | 1678 | 3288 | 6166 | 0 | 1436 | 0 | 220 | 1119 | 0 | 857 | 1200 | 0 | 465 | 0 | 0 | 0 | 0 | 0 | 0 | 0 | 0 | 0
2040-01-09 | 4 | 29.8 | -14678 | -1752 | -418 | 0 | 0 | -812 | 528 | 0 | 0 | 633 | 53 | 341 | 1098 | 3288 | 6754 | 0 | 1490 | 0 | 220 | 1125 | 0 | 465 | 1200 | 0 | 465 | 0 | 0 | 0 | 0 | 0 | 0 | 0 | 0 | 0
2040-01-09 | 5 | 29.8 | -15164 | -1752 | -418 | 0 | 0 | -612 | 528 | 0 | 0 | 633 | 53 | 341 | 1083 | 3288 | 7074 | 0 | 1493 | 0 | 219 | 1125 | 0 | 445 | 1200 | 0 | 465 | 0 | 0 | 0 | 0 | 0 | 0 | 0 | 0 | 0
2040-01-09 | 6 | 40.28 | -16514 | -1679 | -436 | 0 | 0 | 476 | 555 | 0 | 0 | 639 | 53 | 341 | 1336 | 3288 | 7137 | 0 | 1378 | 0 | 218 | 1125 | 0 | 418 | 1200 | 0 | 465 | 0 | 0 | 0 | 0 | 0 | 0 | 0 | 0 | 0
2040-01-09 | 7 | 40.28 | -18737 | -1611 | -545 | 0 | 0 | 1247 | 2240 | 0 | 0 | 639 | 53 | 341 | 1182 | 3288 | 7209 | 0 | 1293 | 0 | 216 | 1131 | 0 | 389 | 1200 | 0 | 465 | 0 | 0 | 0 | 0 | 0 | 0 | 0 | 0 | 0
2040-01-09 | 8 | 40.28 | -20036 | -1611 | -672 | 0 | 0 | 1550 | 3223 | 0 | 0 | 639 | 53 | 338 | 1182 | 3288 | 7237 | 0 | 1318 | 87 | 214 | 1140 | 0 | 385 | 1200 | 0 | 465 | 0 | 0 | 0 | 0 | 0 | 0 | 0 | 0 | 0
2040-01-09 | 9 | 35.45 | -20291 | -1548 | -800 | 0 | 0 | 189 | 3419 | 0 | 0 | 639 | 53 | 323 | 1738 | 3288 | 7238 | 0 | 1240 | 1083 | 214 | 1151 | 0 | 399 | 1200 | 0 | 465 | 0 | 0 | 0 | 0 | 0 | 0 | 0 | 0 | 0
2040-01-09 | 10 | 0 | -20437 | -1548 | -927 | 0 | 0 | -743 | 3530 | 0 | 0 | 633 | 48 | 163 | 1479 | 3288 | 7235 | 0 | 1143 | 2819 | 215 | 1154 | 0 | 417 | 1200 | 0 | 332 | 0 | 0 | 0 | 0 | 0 | 0 | 0 | 0 | 0
2040-01-09 | 11 | 0 | -20553 | -1417 | -909 | 0 | 0 | -1015 | 3620 | 0 | 0 | 633 | 48 | 160 | 1236 | 3288 | 7254 | 0 | 1199 | 3179 | 217 | 1163 | 0 | 409 | 1200 | 0 | 289 | 0 | 0 | 0 | 0 | 0 | 0 | 0 | 0 | 0
2040-01-09 | 12 | 0 | -20613 | -1417 | -781 | 0 | 0 | -933 | 3662 | 0 | 0 | 633 | 48 | 160 | 1236 | 3288 | 7261 | 0 | 1283 | 2905 | 217 | 1161 | 0 | 411 | 1200 | 0 | 280 | 0 | 0 | 0 | 0 | 0 | 0 | 0 | 0 | 0
2040-01-09 | 13 | 0 | -20575 | -1417 | -1018 | 0 | 0 | -867 | 3635 | 0 | 0 | 633 | 48 | 160 | 1236 | 3288 | 7253 | 0 | 1294 | 3058 | 216 | 1158 | 0 | 418 | 1200 | 0 | 280 | 0 | 0 | 0 | 0 | 0 | 0 | 0 | 0 | 0
2040-01-09 | 14 | 0 | -20590 | -1417 | -999 | 0 | 0 | -669 | 3646 | 0 | 0 | 633 | 48 | 160 | 1676 | 3288 | 7276 | 0 | 1437 | 2235 | 217 | 1157 | 0 | 423 | 1200 | 0 | 280 | 0 | 0 | 0 | 0 | 0 | 0 | 0 | 0 | 0
2040-01-09 | 15 | 0 | -20463 | -1417 | -890 | 0 | 0 | -718 | 3546 | 0 | 0 | 628 | 48 | 160 | 1340 | 3288 | 7280 | 0 | 1640 | 2305 | 217 | 1145 | 0 | 412 | 1200 | 0 | 280 | 0 | 0 | 0 | 0 | 0 | 0 | 0 | 0 | 0
2040-01-09 | 16 | 0 | -20561 | -1417 | -1181 | 0 | 0 | 17 | 3625 | 0 | 0 | 638 | 48 | 160 | 2143 | 3288 | 7288 | 0 | 1927 | 796 | 219 | 1145 | 0 | 386 | 1200 | 0 | 280 | 0 | 0 | 0 | 0 | 0 | 0 | 0 | 0 | 0
2040-01-09 | 17 | 0 | -21526 | -1480 | -1508 | 0 | 0 | 630 | 4354 | 0 | 0 | 639 | 48 | 160 | 2712 | 3288 | 7294 | 0 | 2077 | 91 | 218 | 1124 | 0 | 400 | 1200 | 0 | 280 | 0 | 0 | 0 | 0 | 0 | 0 | 0 | 0 | 0
2040-01-09 | 18 | 0 | -22752 | -1548 | -1817 | 0 | 0 | 1198 | 5284 | 0 | 0 | 653 | 48 | 160 | 2896 | 3288 | 7281 | 0 | 2037 | 0 | 218 | 1136 | 0 | 439 | 1200 | 0 | 280 | 0 | 0 | 0 | 0 | 0 | 0 | 0 | 0 | 0
2040-01-09 | 19 | 0 | -22563 | -1611 | -1745 | 0 | 0 | 1083 | 5141 | 0 | 0 | 653 | 48 | 160 | 2896 | 3288 | 7294 | 0 | 2052 | 0 | 218 | 1152 | 0 | 454 | 1200 | 0 | 280 | 0 | 0 | 0 | 0 | 0 | 0 | 0 | 0 | 0
2040-01-09 | 20 | 0 | -21991 | -1679 | -1236 | 0 | 0 | 488 | 4708 | 0 | 0 | 639 | 48 | 160 | 2896 | 3288 | 7266 | 0 | 2090 | 0 | 218 | 1155 | 0 | 469 | 1200 | 0 | 280 | 0 | 0 | 0 | 0 | 0 | 0 | 0 | 0 | 0
2040-01-09 | 21 | 0 | -21153 | -1752 | -1127 | 0 | 0 | 243 | 4074 | 0 | 0 | 639 | 48 | 160 | 2902 | 3288 | 7260 | 0 | 2078 | 0 | 218 | 1155 | 0 | 486 | 1200 | 0 | 280 | 0 | 0 | 0 | 0 | 0 | 0 | 0 | 0 | 0
2040-01-09 | 22 | 0 | -19824 | -1820 | -945 | 0 | 0 | 0 | 3065 | 0 | 0 | 589 | 48 | 160 | 2757 | 3288 | 7241 | 0 | 2086 | 0 | 219 | 1157 | 0 | 499 | 1200 | 0 | 280 | 0 | 0 | 0 | 0 | 0 | 0 | 0 | 0 | 0
2040-01-09 | 23 | 0 | -18208 | -1820 | -781 | 0 | 0 | -81 | 1839 | 0 | 0 | 287 | 48 | 160 | 2597 | 3288 | 7230 | 0 | 2098 | 0 | 220 | 1142 | 0 | 502 | 1200 | 0 | 280 | 0 | 0 | 0 | 0 | 0 | 0 | 0 | 0 | 0
2040-01-09 | 24 | 0 | -16805 | -1893 | -636 | 0 | 0 | -174 | 777 | 0 | 0 | 287 | 48 | 160 | 2322 | 3288 | 7252 | 0 | 2075 | 0 | 219 | 1136 | 0 | 465 | 1200 | 0 | 280 | 0 | 0 | 0 | 0 | 0 | 0 | 0 | 0 | 0
2040-01-10 | 1 | 23.49 | -15901 | -1893 | -563 | 0 | 0 | -1859 | 528 | 0 | 0 | 633 | 53 | 212 | 2430 | 3288 | 7252 | 0 | 2013 | 0 | 220 | 1125 | 0 | 850 | 1200 | 0 | 414 | 0 | 0 | 0 | 0 | 0 | 0 | 0 | 0 | 0
2040-01-10 | 2 | 24.21 | -15402 | -1966 | -509 | 0 | 0 | -1513 | 528 | 0 | 0 | 633 | 53 | 288 | 1555 | 3288 | 7244 | 0 | 1953 | 0 | 220 | 1121 | 0 | 852 | 1200 | 0 | 456 | 0 | 0 | 0 | 0 | 0 | 0 | 0 | 0 | 0
2040-01-10 | 3 | 24.21 | -15177 | -1966 | -436 | 0 | 0 | -1264 | 528 | 0 | 0 | 633 | 53 | 297 | 981 | 3288 | 7238 | 0 | 1965 | 0 | 220 | 1119 | 0 | 857 | 1200 | 0 | 465 | 0 | 0 | 0 | 0 | 0 | 0 | 0 | 0 | 0
2040-01-10 | 4 | 24.21 | -15188 | -1966 | -418 | 0 | 0 | -363 | 528 | 0 | 0 | 633 | 53 | 297 | 468 | 3288 | 7260 | 0 | 1933 | 0 | 220 | 1125 | 0 | 465 | 1200 | 0 | 465 | 0 | 0 | 0 | 0 | 0 | 0 | 0 | 0 | 0
2040-01-10 | 5 | 24.21 | -15689 | -1966 | -418 | 0 | 0 | -6 | 528 | 0 | 0 | 633 | 53 | 297 | 613 | 3288 | 7268 | 0 | 1946 | 0 | 219 | 1125 | 0 | 445 | 1200 | 0 | 465 | 0 | 0 | 0 | 0 | 0 | 0 | 0 | 0 | 0
2040-01-10 | 6 | 32.72 | -17105 | -1966 | -436 | 0 | 0 | 678 | 528 | 0 | 0 | 639 | 53 | 341 | 1337 | 3288 | 7272 | 0 | 1945 | 0 | 218 | 1125 | 0 | 418 | 1200 | 0 | 465 | 0 | 0 | 0 | 0 | 0 | 0 | 0 | 0 | 0
2040-01-10 | 7 | 32.72 | -19511 | -1966 | -545 | 0 | 0 | 1334 | 2230 | 0 | 0 | 639 | 53 | 341 | 1497 | 3288 | 7294 | 0 | 1946 | 0 | 216 | 1131 | 0 | 389 | 1200 | 0 | 465 | 0 | 0 | 0 | 0 | 0 | 0 | 0 | 0 | 0
2040-01-10 | 8 | 32.72 | -20805 | -2040 | -672 | 0 | 0 | 1656 | 3170 | 0 | 0 | 653 | 53 | 341 | 1662 | 3288 | 7245 | 0 | 1941 | 106 | 214 | 1140 | 0 | 385 | 1200 | 0 | 465 | 0 | 0 | 0 | 0 | 0 | 0 | 0 | 0 | 0
2040-01-10 | 9 | 32.72 | -21028 | -2040 | -800 | 0 | 0 | 225 | 3334 | 0 | 0 | 639 | 53 | 341 | 2458 | 3288 | 7243 | 0 | 1987 | 870 | 214 | 1151 | 0 | 399 | 1200 | 0 | 465 | 0 | 0 | 0 | 0 | 0 | 0 | 0 | 0 | 0
2040-01-10 | 10 | 23.49 | -21251 | -2040 | -927 | 0 | 0 | -180 | 3498 | 0 | 0 | 639 | 53 | 233 | 2180 | 3288 | 7229 | 0 | 2043 | 1783 | 215 | 1154 | 0 | 417 | 1200 | 0 | 465 | 0 | 0 | 0 | 0 | 0 | 0 | 0 | 0 | 0
2040-01-10 | 11 | 23.49 | -21490 | -2040 | -909 | 0 | 0 | -905 | 3672 | 0 | 0 | 633 | 53 | 218 | 2620 | 3288 | 7228 | 0 | 2051 | 2126 | 217 | 1163 | 0 | 409 | 1200 | 0 | 465 | 0 | 0 | 0 | 0 | 0 | 0 | 0 | 0 | 0
2040-01-10 | 12 | 23.49 | -21554 | -2040 | -781 | 0 | 0 | -1578 | 3715 | 0 | 0 | 633 | 53 | 212 | 2521 | 3288 | 7248 | 0 | 2036 | 2795 | 217 | 1161 | 0 | 411 | 1200 | 0 | 465 | 0 | 0 | 0 | 0 | 0 | 0 | 0 | 0 | 0
2040-01-10 | 13 | 21.72 | -21438 | -2040 | -1018 | 0 | -211 | -1859 | 3630 | 0 | 0 | 633 | 53 | 160 | 2258 | 3288 | 7227 | 0 | 2090 | 3770 | 216 | 1158 | 0 | 418 | 1200 | 0 | 465 | 0 | 0 | 0 | 0 | 0 | 0 | 0 | 0 | 0
2040-01-10 | 14 | 23.49 | -21419 | -2040 | -999 | 0 | 0 | -1797 | 3620 | 0 | 0 | 633 | 53 | 218 | 1932 | 3288 | 7238 | 0 | 2112 | 3700 | 217 | 1157 | 0 | 423 | 1200 | 0 | 465 | 0 | 0 | 0 | 0 | 0 | 0 | 0 | 0 | 0
2040-01-10 | 15 | 23.49 | -21297 | -2040 | -890 | 0 | 0 | -877 | 3530 | 0 | 0 | 633 | 53 | 233 | 1539 | 3288 | 7201 | 0 | 2145 | 3045 | 217 | 1145 | 0 | 412 | 1200 | 0 | 465 | 0 | 0 | 0 | 0 | 0 | 0 | 0 | 0 | 0
2040-01-10 | 16 | 31.75 | -21425 | -2040 | -1181 | 0 | 0 | 155 | 3625 | 0 | 0 | 639 | 53 | 341 | 2368 | 3288 | 7226 | 0 | 2020 | 1516 | 219 | 1145 | 0 | 386 | 1200 | 0 | 465 | 0 | 0 | 0 | 0 | 0 | 0 | 0 | 0 | 0
2040-01-10 | 17 | 31.75 | -22404 | -2197 | -1508 | 0 | 0 | 1254 | 4333 | 0 | 0 | 766 | 53 | 341 | 3335 | 3288 | 7227 | 0 | 2006 | 99 | 218 | 1124 | 0 | 400 | 1200 | 0 | 465 | 0 | 0 | 0 | 0 | 0 | 0 | 0 | 0 | 0
2040-01-10 | 18 | 31.75 | -23708 | -2275 | -1817 | 0 | 4 | 1804 | 5284 | 0 | 0 | 936 | 53 | 341 | 3362 | 3288 | 7259 | 0 | 2012 | 0 | 218 | 1136 | 0 | 439 | 1200 | 0 | 465 | 0 | 0 | 0 | 0 | 0 | 0 | 0 | 0 | 0
2040-01-10 | 19 | 31.75 | -23653 | -2359 | -1745 | 0 | 19 | 1554 | 5242 | 0 | 0 | 935 | 53 | 341 | 3507 | 3288 | 7257 | 0 | 2072 | 0 | 218 | 1152 | 0 | 454 | 1200 | 0 | 465 | 0 | 0 | 0 | 0 | 0 | 0 | 0 | 0 | 0
2040-01-10 | 20 | 31.75 | -23169 | -2442 | -1236 | 0 | 54 | 549 | 4893 | 0 | 0 | 849 | 53 | 341 | 4042 | 3288 | 7256 | 0 | 2016 | 0 | 218 | 1155 | 0 | 469 | 1200 | 0 | 465 | 0 | 0 | 0 | 0 | 0 | 0 | 0 | 0 | 0
2040-01-10 | 21 | 31.75 | -22402 | -2526 | -1127 | 0 | 105 | 10 | 4333 | 0 | 0 | 771 | 53 | 341 | 4378 | 3288 | 7221 | 0 | 2032 | 0 | 218 | 1155 | 0 | 486 | 1200 | 0 | 465 | 0 | 0 | 0 | 0 | 0 | 0 | 0 | 0 | 0
2040-01-10 | 22 | 25.6 | -21169 | -2526 | -945 | 0 | 0 | 0 | 3435 | 0 | 0 | 660 | 53 | 325 | 4116 | 3288 | 7211 | 0 | 2012 | 0 | 219 | 1157 | 0 | 499 | 1200 | 0 | 465 | 0 | 0 | 0 | 0 | 0 | 0 | 0 | 0 | 0
2040-01-10 | 23 | 19.28 | -19563 | -2610 | -781 | 0 | 0 | 0 | 2267 | 0 | 0 | 653 | 53 | 166 | 3755 | 3288 | 7215 | 0 | 2028 | 0 | 220 | 1142 | 0 | 502 | 1200 | 0 | 465 | 0 | 0 | 0 | 0 | 0 | 0 | 0 | 0 | 0
2040-01-10 | 24 | 0.12 | -18161 | -2610 | -636 | 0 | 0 | 0 | 1247 | 0 | 0 | 639 | 53 | 160 | 3386 | 3288 | 7199 | 0 | 2031 | 0 | 219 | 1136 | 0 | 465 | 1200 | 0 | 384 | 0 | 0 | 0 | 0 | 0 | 0 | 0 | 0 | 0
2040-01-11 | 1 | 29.52 | -17294 | -2610 | -563 | 0 | -350 | -987 | 528 | 0 | 0 | 639 | 53 | 319 | 3870 | 3288 | 7174 | 0 | 2073 | 0 | 220 | 1125 | 0 | 850 | 1200 | 0 | 465 | 0 | 0 | 0 | 0 | 0 | 0 | 0 | 0 | 0
2040-01-11 | 2 | 29.52 | -16839 | -2699 | -509 | 0 | 0 | -1661 | 528 | 0 | 0 | 639 | 53 | 335 | 3775 | 3288 | 7140 | 0 | 2092 | 0 | 220 | 1121 | 0 | 852 | 1200 | 0 | 465 | 0 | 0 | 0 | 0 | 0 | 0 | 0 | 0 | 0
2040-01-11 | 3 | 29.52 | -16631 | -2699 | -436 | 0 | 0 | -1583 | 528 | 0 | 0 | 639 | 53 | 341 | 3462 | 3288 | 7069 | 0 | 2108 | 0 | 220 | 1119 | 0 | 857 | 1200 | 0 | 465 | 0 | 0 | 0 | 0 | 0 | 0 | 0 | 0 | 0
2040-01-11 | 4 | 29.52 | -16725 | -2788 | -418 | 0 | 0 | -941 | 528 | 0 | 0 | 639 | 53 | 341 | 3462 | 3288 | 6956 | 0 | 2130 | 0 | 220 | 1125 | 0 | 465 | 1200 | 0 | 465 | 0 | 0 | 0 | 0 | 0 | 0 | 0 | 0 | 0
2040-01-11 | 5 | 29.52 | -17271 | -2788 | -418 | 0 | 0 | -120 | 528 | 0 | 0 | 639 | 53 | 341 | 3362 | 3288 | 6804 | 0 | 2127 | 0 | 219 | 1125 | 0 | 445 | 1200 | 0 | 465 | 0 | 0 | 0 | 0 | 0 | 0 | 0 | 0 | 0
2040-01-11 | 6 | 37.34 | -18701 | -2965 | -436 | 0 | 0 | 0 | 1421 | 0 | 0 | 653 | 53 | 341 | 4115 | 3288 | 6691 | 0 | 2115 | 0 | 218 | 1125 | 0 | 418 | 1200 | 0 | 465 | 0 | 0 | 0 | 0 | 0 | 0 | 0 | 0 | 0
2040-01-11 | 7 | 39.9 | -21090 | -2965 | -545 | 0 | 0 | 27 | 3128 | 0 | 0 | 766 | 53 | 341 | 4584 | 3288 | 6942 | 0 | 2070 | 0 | 216 | 1131 | 0 | 389 | 1200 | 0 | 465 | 0 | 0 | 0 | 0 | 0 | 0 | 0 | 0 | 0
2040-01-11 | 8 | 39.9 | -22444 | -3060 | -672 | 0 | 0 | 356 | 4100 | 0 | 0 | 1000 | 53 | 341 | 4904 | 3288 | 6527 | 0 | 2046 | 157 | 214 | 1140 | 0 | 385 | 1200 | 0 | 465 | 0 | 0 | 0 | 0 | 0 | 0 | 0 | 0 | 0
2040-01-11 | 9 | 29.8 | -22587 | -3060 | -800 | 0 | 0 | 0 | 4201 | 0 | 0 | 653 | 53 | 341 | 4201 | 3288 | 6287 | 0 | 2046 | 1948 | 214 | 1151 | 0 | 399 | 1200 | 0 | 465 | 0 | 0 | 0 | 0 | 0 | 0 | 0 | 0 | 0
2040-01-11 | 10 | 29.52 | -22502 | -3060 | -927 | 0 | 0 | -1619 | 4143 | 0 | 0 | 639 | 53 | 341 | 3756 | 3288 | 5761 | 0 | 2041 | 4636 | 215 | 1154 | 0 | 417 | 1200 | 0 | 465 | 0 | 0 | 0 | 0 | 0 | 0 | 0 | 0 | 0
2040-01-11 | 11 | 29.52 | -22446 | -2876 | -909 | 0 | 0 | -1770 | 4100 | 0 | 0 | 633 | 53 | 341 | 1910 | 3288 | 5234 | 0 | 2053 | 6935 | 217 | 1163 | 0 | 409 | 1200 | 0 | 465 | 0 | 0 | 0 | 0 | 0 | 0 | 0 | 0 | 0
2040-01-11 | 12 | 29.52 | -22335 | -2699 | -781 | 0 | 0 | -1764 | 4021 | 0 | 0 | 633 | 53 | 341 | 1121 | 3288 | 4418 | 0 | 2002 | 8248 | 217 | 1161 | 0 | 411 | 1200 | 0 | 465 | 0 | 0 | 0 | 0 | 0 | 0 | 0 | 0 | 0
2040-01-11 | 13 | 29.52 | -22101 | -2610 | -1018 | 0 | 0 | -1383 | 3852 | 0 | 0 | 633 | 53 | 341 | 1095 | 3288 | 4098 | 0 | 2030 | 8264 | 216 | 1158 | 0 | 418 | 1200 | 0 | 465 | 0 | 0 | 0 | 0 | 0 | 0 | 0 | 0 | 0
2040-01-11 | 14 | 29.52 | -21946 | -2610 | -999 | 0 | 0 | -251 | 3741 | 0 | 0 | 633 | 53 | 341 | 1095 | 3288 | 4646 | 0 | 2048 | 6500 | 217 | 1157 | 0 | 423 | 1200 | 0 | 465 | 0 | 0 | 0 | 0 | 0 | 0 | 0 | 0 | 0
2040-01-11 | 15 | 39.9 | -21867 | -2610 | -890 | 0 | 0 | 1150 | 3688 | 0 | 0 | 639 | 53 | 341 | 1869 | 3288 | 5182 | 0 | 2066 | 3653 | 217 | 1145 | 0 | 412 | 1200 | 0 | 465 | 0 | 0 | 0 | 0 | 0 | 0 | 0 | 0 | 0
2040-01-11 | 16 | 40.82 | -22093 | -2610 | -1181 | 0 | 301 | 1859 | 3847 | 0 | 0 | 1000 | 53 | 341 | 3126 | 3288 | 5254 | 0 | 2057 | 1344 | 219 | 1145 | 0 | 386 | 1200 | 0 | 465 | 0 | 0 | 0 | 0 | 0 | 0 | 0 | 0 | 0
2040-01-11 | 17 | 39.9 | -22996 | -2788 | -1508 | 0 | 0 | 1789 | 4491 | 0 | 0 | 1112 | 53 | 341 | 4842 | 3288 | 5820 | 0 | 2058 | 91 | 218 | 1124 | 0 | 400 | 1200 | 0 | 465 | 0 | 0 | 0 | 0 | 0 | 0 | 0 | 0 | 0
2040-01-11 | 18 | 39.9 | -24099 | -2965 | -1817 | 0 | 0 | 1645 | 5284 | 0 | 0 | 1112 | 53 | 341 | 5398 | 3288 | 6206 | 0 | 2097 | 0 | 218 | 1136 | 0 | 439 | 1200 | 0 | 465 | 0 | 0 | 0 | 0 | 0 | 0 | 0 | 0 | 0
2040-01-11 | 19 | 39.9 | -23931 | -3154 | -1745 | 0 | 0 | 1653 | 5162 | 0 | 0 | 1126 | 53 | 341 | 5858 | 3288 | 5838 | 0 | 2022 | 0 | 218 | 1152 | 0 | 454 | 1200 | 0 | 465 | 0 | 0 | 0 | 0 | 0 | 0 | 0 | 0 | 0
2040-01-11 | 20 | 39.9 | -23501 | -3248 | -1236 | 0 | 0 | 460 | 4856 | 0 | 0 | 1108 | 53 | 341 | 5768 | 3288 | 6498 | 0 | 2106 | 0 | 218 | 1155 | 0 | 469 | 1200 | 0 | 465 | 0 | 0 | 0 | 0 | 0 | 0 | 0 | 0 | 0
2040-01-11 | 21 | 38.14 | -22856 | -3347 | -1127 | 0 | 0 | 0 | 4396 | 0 | 0 | 1075 | 53 | 341 | 5794 | 3288 | 6750 | 0 | 2109 | 0 | 218 | 1155 | 0 | 486 | 1200 | 0 | 465 | 0 | 0 | 0 | 0 | 0 | 0 | 0 | 0 | 0
2040-01-11 | 22 | 38.05 | -21966 | -3447 | -945 | 0 | 0 | 0 | 3757 | 0 | 0 | 1038 | 53 | 341 | 5722 | 3288 | 6532 | 0 | 2087 | 0 | 219 | 1157 | 0 | 499 | 1200 | 0 | 465 | 0 | 0 | 0 | 0 | 0 | 0 | 0 | 0 | 0
2040-01-11 | 23 | 35.65 | -20665 | -3546 | -781 | 0 | 0 | 0 | 2827 | 0 | 0 | 1035 | 53 | 341 | 5210 | 3288 | 6629 | 0 | 2080 | 0 | 220 | 1142 | 0 | 502 | 1200 | 0 | 465 | 0 | 0 | 0 | 0 | 0 | 0 | 0 | 0 | 0
2040-01-11 | 24 | 36.31 | -19440 | -3645 | -636 | 0 | 0 | 0 | 1950 | 0 | 0 | 904 | 53 | 341 | 5084 | 3288 | 6552 | 0 | 2065 | 0 | 219 | 1136 | 0 | 465 | 1200 | 0 | 465 | 0 | 0 | 0 | 0 | 0 | 0 | 0 | 0 | 0
2040-01-12 | 1 | 32.96 | -18479 | -3645 | -563 | 0 | 0 | -268 | 1749 | 0 | 0 | 849 | 53 | 341 | 4545 | 3288 | 6261 | 0 | 2011 | 0 | 220 | 1125 | 0 | 850 | 1200 | 0 | 465 | 0 | 0 | 0 | 0 | 0 | 0 | 0 | 0 | 0
2040-01-12 | 2 | 34.28 | -17977 | -3750 | -509 | 0 | 0 | 0 | 1379 | 0 | 0 | 897 | 53 | 341 | 4705 | 3288 | 5725 | 0 | 1991 | 0 | 220 | 1121 | 0 | 852 | 1200 | 0 | 465 | 0 | 0 | 0 | 0 | 0 | 0 | 0 | 0 | 0
2040-01-12 | 3 | 33.82 | -17753 | -3750 | -436 | 0 | 0 | 0 | 1210 | 0 | 0 | 897 | 53 | 341 | 4637 | 3288 | 5683 | 0 | 1969 | 0 | 220 | 1119 | 0 | 857 | 1200 | 0 | 465 | 0 | 0 | 0 | 0 | 0 | 0 | 0 | 0 | 0
2040-01-12 | 4 | 37.4 | -17675 | -3750 | -418 | 0 | 0 | 0 | 1152 | 0 | 0 | 931 | 53 | 341 | 5094 | 3288 | 5548 | 0 | 1961 | 0 | 220 | 1125 | 0 | 465 | 1200 | 0 | 465 | 0 | 0 | 0 | 0 | 0 | 0 | 0 | 0 | 0
2040-01-12 | 5 | 38.05 | -17847 | -3750 | -418 | 0 | 0 | 0 | 1284 | 0 | 0 | 917 | 53 | 341 | 5115 | 3288 | 5626 | 0 | 1938 | 0 | 219 | 1125 | 0 | 445 | 1200 | 0 | 465 | 0 | 0 | 0 | 0 | 0 | 0 | 0 | 0 | 0
2040-01-12 | 6 | 39.22 | -18388 | -3750 | -436 | 0 | 0 | 0 | 1686 | 0 | 0 | 1037 | 53 | 341 | 5359 | 3288 | 5446 | 0 | 1939 | 0 | 218 | 1125 | 0 | 418 | 1200 | 0 | 465 | 0 | 0 | 0 | 0 | 0 | 0 | 0 | 0 | 0
2040-01-12 | 7 | 39.11 | -19349 | -3750 | -545 | 0 | 0 | 0 | 2399 | 0 | 0 | 1037 | 53 | 341 | 5592 | 3288 | 5615 | 0 | 1919 | 0 | 216 | 1131 | 0 | 389 | 1200 | 0 | 465 | 0 | 0 | 0 | 0 | 0 | 0 | 0 | 0 | 0
2040-01-12 | 8 | 39.89 | -20368 | -3750 | -672 | 0 | 0 | 0 | 3155 | 0 | 0 | 1038 | 53 | 341 | 5902 | 3288 | 5549 | 0 | 1929 | 132 | 214 | 1140 | 0 | 385 | 1200 | 0 | 465 | 0 | 0 | 0 | 0 | 0 | 0 | 0 | 0 | 0
2040-01-12 | 9 | 37.61 | -21458 | -3645 | -800 | 0 | 0 | 0 | 3963 | 0 | 0 | 1021 | 53 | 341 | 5310 | 3288 | 4971 | 0 | 1885 | 1643 | 214 | 1151 | 0 | 399 | 1200 | 0 | 465 | 0 | 0 | 0 | 0 | 0 | 0 | 0 | 0 | 0
2040-01-12 | 10 | 32.96 | -22080 | -3447 | -927 | 0 | 0 | -583 | 4423 | 0 | 0 | 653 | 53 | 341 | 4679 | 3288 | 4541 | 0 | 1843 | 3766 | 215 | 1154 | 0 | 417 | 1200 | 0 | 465 | 0 | 0 | 0 | 0 | 0 | 0 | 0 | 0 | 0
2040-01-12 | 11 | 32.73 | -22171 | -3154 | -909 | 0 | -540 | -1859 | 4491 | 0 | 0 | 633 | 53 | 341 | 4122 | 3288 | 4613 | 0 | 1831 | 5807 | 217 | 1163 | 0 | 409 | 1200 | 0 | 465 | 0 | 0 | 0 | 0 | 0 | 0 | 0 | 0 | 0
2040-01-12 | 12 | 32.73 | -22060 | -2965 | -781 | 0 | -710 | -1859 | 4412 | 0 | 0 | 633 | 53 | 341 | 2864 | 3288 | 4085 | 0 | 1819 | 7427 | 217 | 1161 | 0 | 411 | 1200 | 0 | 465 | 0 | 0 | 0 | 0 | 0 | 0 | 0 | 0 | 0
2040-01-12 | 13 | 32.73 | -21653 | -2788 | -1018 | 0 | -572 | -1859 | 4106 | 0 | 0 | 633 | 53 | 341 | 2864 | 3288 | 3412 | 0 | 1827 | 7910 | 216 | 1158 | 0 | 418 | 1200 | 0 | 465 | 0 | 0 | 0 | 0 | 0 | 0 | 0 | 0 | 0
2040-01-12 | 14 | 32.96 | -21180 | -2442 | -999 | 0 | 0 | -1223 | 3757 | 0 | 0 | 633 | 53 | 341 | 2864 | 3288 | 2779 | 0 | 1856 | 6813 | 217 | 1157 | 0 | 423 | 1200 | 0 | 465 | 0 | 0 | 0 | 0 | 0 | 0 | 0 | 0 | 0
2040-01-12 | 15 | 44.54 | -20962 | -2442 | -890 | 0 | 0 | 134 | 3593 | 0 | 0 | 667 | 53 | 341 | 4093 | 3288 | 2254 | 0 | 1880 | 4553 | 217 | 1145 | 0 | 412 | 1200 | 0 | 465 | 0 | 0 | 0 | 0 | 0 | 0 | 0 | 0 | 0
2040-01-12 | 16 | 44.54 | -21136 | -2442 | -1181 | 0 | 186 | 1632 | 3725 | 0 | 0 | 1112 | 53 | 341 | 4946 | 3288 | 2324 | 0 | 1889 | 1848 | 219 | 1145 | 0 | 386 | 1200 | 0 | 465 | 0 | 0 | 0 | 0 | 0 | 0 | 0 | 0 | 0
2040-01-12 | 17 | 44.54 | -22129 | -2526 | -1508 | 0 | 1059 | 1625 | 4460 | 0 | 0 | 1320 | 53 | 341 | 6234 | 3288 | 2367 | 0 | 1892 | 117 | 218 | 1124 | 0 | 400 | 1200 | 0 | 465 | 0 | 0 | 0 | 0 | 0 | 0 | 0 | 0 | 0
2040-01-12 | 18 | 44.54 | -23237 | -2699 | -1817 | 0 | 171 | 1573 | 5284 | 0 | 0 | 1366 | 53 | 341 | 7572 | 3288 | 2762 | 0 | 1885 | 0 | 218 | 1136 | 0 | 439 | 1200 | 0 | 465 | 0 | 0 | 0 | 0 | 0 | 0 | 0 | 0 | 0
2040-01-12 | 19 | 44.54 | -23034 | -2788 | -1745 | 0 | 150 | 698 | 5131 | 0 | 0 | 1452 | 53 | 341 | 8610 | 3288 | 2464 | 0 | 1890 | 0 | 218 | 1152 | 0 | 454 | 1200 | 0 | 465 | 0 | 0 | 0 | 0 | 0 | 0 | 0 | 0 | 0
2040-01-12 | 20 | 43.59 | -22463 | -2876 | -1236 | 0 | 0 | 0 | 4708 | 0 | 0 | 1179 | 53 | 341 | 8361 | 3288 | 3195 | 0 | 1944 | 0 | 218 | 1155 | 0 | 469 | 1200 | 0 | 465 | 0 | 0 | 0 | 0 | 0 | 0 | 0 | 0 | 0
2040-01-12 | 21 | 43.71 | -21826 | -2965 | -1127 | 0 | 0 | 0 | 4238 | 0 | 0 | 1196 | 53 | 341 | 8538 | 3288 | 2852 | 0 | 1889 | 0 | 218 | 1155 | 0 | 486 | 1200 | 0 | 465 | 0 | 0 | 0 | 0 | 0 | 0 | 0 | 0 | 0
2040-01-12 | 22 | 43.33 | -20976 | -3060 | -945 | 0 | 0 | 0 | 3604 | 0 | 0 | 1196 | 53 | 341 | 8518 | 3288 | 2658 | 0 | 1783 | 0 | 219 | 1157 | 0 | 499 | 1200 | 0 | 465 | 0 | 0 | 0 | 0 | 0 | 0 | 0 | 0 | 0
2040-01-12 | 23 | 43.49 | -19873 | -3060 | -781 | 0 | 0 | 0 | 2785 | 0 | 0 | 1269 | 53 | 341 | 8681 | 3288 | 2075 | 0 | 1694 | 0 | 220 | 1142 | 0 | 502 | 1200 | 0 | 465 | 0 | 0 | 0 | 0 | 0 | 0 | 0 | 0 | 0
2040-01-12 | 24 | 43.63 | -18714 | -3248 | -636 | 0 | 0 | 0 | 1923 | 0 | 0 | 1320 | 53 | 341 | 8805 | 3288 | 1698 | 0 | 1684 | 0 | 219 | 1136 | 0 | 465 | 1200 | 0 | 465 | 0 | 0 | 0 | 0 | 0 | 0 | 0 | 0 | 0
2040-01-13 | 1 | 42.6 | -17824 | -3248 | -745 | 0 | 0 | 0 | 1136 | 0 | 0 | 1324 | 53 | 341 | 8710 | 3288 | 1471 | 0 | 1635 | 0 | 220 | 1125 | 0 | 850 | 1200 | 0 | 465 | 0 | 0 | 0 | 0 | 0 | 0 | 0 | 0 | 0
2040-01-13 | 2 | 42.91 | -17254 | -3347 | -636 | 0 | 0 | 0 | 719 | 0 | 0 | 1366 | 53 | 341 | 8721 | 3288 | 1281 | 0 | 1612 | 0 | 220 | 1121 | 0 | 852 | 1200 | 0 | 465 | 0 | 0 | 0 | 0 | 0 | 0 | 0 | 0 | 0
2040-01-13 | 3 | 42.91 | -16983 | -3347 | -563 | 0 | 0 | 0 | 528 | 0 | 0 | 1366 | 53 | 341 | 8739 | 3288 | 1136 | 0 | 1582 | 0 | 220 | 1119 | 0 | 857 | 1200 | 0 | 465 | 0 | 0 | 0 | 0 | 0 | 0 | 0 | 0 | 0
2040-01-13 | 4 | 43.59 | -16892 | -3447 | -527 | 0 | 0 | 0 | 528 | 0 | 0 | 1366 | 53 | 341 | 9320 | 3288 | 952 | 0 | 1543 | 0 | 220 | 1125 | 0 | 465 | 1200 | 0 | 465 | 0 | 0 | 0 | 0 | 0 | 0 | 0 | 0 | 0
2040-01-13 | 5 | 43.82 | -17024 | -3546 | -509 | 0 | 0 | 0 | 550 | 0 | 0 | 1452 | 53 | 341 | 9597 | 3288 | 796 | 0 | 1550 | 0 | 219 | 1125 | 0 | 445 | 1200 | 0 | 465 | 0 | 0 | 0 | 0 | 0 | 0 | 0 | 0 | 0
2040-01-13 | 6 | 44.66 | -17424 | -3546 | -527 | 0 | 0 | 0 | 840 | 0 | 0 | 1452 | 53 | 341 | 9901 | 3288 | 631 | 0 | 1565 | 0 | 218 | 1125 | 0 | 418 | 1200 | 0 | 465 | 0 | 0 | 0 | 0 | 0 | 0 | 0 | 0 | 0
2040-01-13 | 7 | 45.14 | -18222 | -3546 | -600 | 0 | 0 | 0 | 1427 | 0 | 0 | 1472 | 53 | 341 | 10278 | 3288 | 557 | 0 | 1551 | 0 | 216 | 1131 | 0 | 389 | 1200 | 0 | 465 | 0 | 0 | 0 | 0 | 0 | 0 | 0 | 0 | 0
2040-01-13 | 8 | 46.09 | -19175 | -3645 | -691 | 0 | 0 | 0 | 2129 | 0 | 0 | 1472 | 53 | 341 | 10683 | 3288 | 514 | 0 | 1528 | 99 | 214 | 1140 | 0 | 385 | 1200 | 0 | 465 | 0 | 0 | 0 | 0 | 0 | 0 | 0 | 0 | 0
2040-01-13 | 9 | 44.66 | -20298 | -3645 | -854 | 0 | 0 | 0 | 2954 | 0 | 0 | 1452 | 53 | 341 | 9944 | 3288 | 630 | 0 | 1404 | 1303 | 214 | 1151 | 0 | 399 | 1200 | 0 | 465 | 0 | 0 | 0 | 0 | 0 | 0 | 0 | 0 | 0
2040-01-13 | 10 | 42.53 | -21010 | -3546 | -999 | 0 | 0 | 0 | 3477 | 0 | 0 | 1126 | 53 | 341 | 8249 | 3288 | 781 | 0 | 1092 | 3699 | 215 | 1154 | 0 | 417 | 1200 | 0 | 465 | 0 | 0 | 0 | 0 | 0 | 0 | 0 | 0 | 0
2040-01-13 | 11 | 38.14 | -21294 | -3248 | -909 | 0 | 0 | 0 | 3688 | 0 | 0 | 1075 | 53 | 341 | 5854 | 3288 | 903 | 0 | 776 | 6019 | 217 | 1163 | 0 | 409 | 1200 | 0 | 465 | 0 | 0 | 0 | 0 | 0 | 0 | 0 | 0 | 0
2040-01-13 | 12 | 34.28 | -21388 | -3060 | -999 | 0 | 0 | -237 | 3757 | 0 | 0 | 772 | 53 | 341 | 4799 | 3288 | 909 | 0 | 580 | 7731 | 217 | 1161 | 0 | 411 | 1200 | 0 | 465 | 0 | 0 | 0 | 0 | 0 | 0 | 0 | 0 | 0
2040-01-13 | 13 | 34.28 | -21319 | -2699 | -1090 | 0 | 0 | -64 | 3704 | 0 | 0 | 816 | 53 | 341 | 4623 | 3288 | 946 | 0 | 405 | 7539 | 216 | 1158 | 0 | 418 | 1200 | 0 | 465 | 0 | 0 | 0 | 0 | 0 | 0 | 0 | 0 | 0
2040-01-13 | 14 | 38.81 | -20906 | -2526 | -1127 | 0 | 0 | 0 | 3403 | 0 | 0 | 965 | 53 | 341 | 5199 | 3288 | 1030 | 0 | 345 | 6474 | 217 | 1157 | 0 | 423 | 1200 | 0 | 465 | 0 | 0 | 0 | 0 | 0 | 0 | 0 | 0 | 0
2040-01-13 | 15 | 44.66 | -20668 | -2442 | -1163 | 0 | 0 | 0 | 3229 | 0 | 0 | 1126 | 53 | 341 | 7230 | 3288 | 1331 | 0 | 388 | 3850 | 217 | 1145 | 0 | 412 | 1200 | 0 | 465 | 0 | 0 | 0 | 0 | 0 | 0 | 0 | 0 | 0
2040-01-13 | 16 | 46.33 | -20893 | -2442 | -1109 | 0 | 0 | 222 | 3392 | 0 | 0 | 1193 | 53 | 341 | 8231 | 3288 | 2259 | 0 | 376 | 1675 | 219 | 1145 | 0 | 386 | 1200 | 0 | 465 | 0 | 0 | 0 | 0 | 0 | 0 | 0 | 0 | 0
2040-01-13 | 17 | 44.54 | -21850 | -2526 | -1090 | 0 | 0 | 0 | 4095 | 0 | 0 | 1196 | 53 | 341 | 8506 | 3288 | 3734 | 0 | 704 | 143 | 218 | 1124 | 0 | 400 | 1200 | 0 | 465 | 0 | 0 | 0 | 0 | 0 | 0 | 0 | 0 | 0
2040-01-13 | 18 | 43.59 | -23467 | -2699 | -1127 | 0 | 0 | 0 | 5284 | 0 | 0 | 1126 | 53 | 341 | 8187 | 3288 | 4713 | 0 | 843 | 0 | 218 | 1136 | 0 | 439 | 1200 | 0 | 465 | 0 | 0 | 0 | 0 | 0 | 0 | 0 | 0 | 0
2040-01-13 | 19 | 41.94 | -23364 | -2876 | -1163 | 0 | 0 | 0 | 5210 | 0 | 0 | 1126 | 53 | 341 | 7567 | 3288 | 5246 | 0 | 1085 | 0 | 218 | 1152 | 0 | 454 | 1200 | 0 | 465 | 0 | 0 | 0 | 0 | 0 | 0 | 0 | 0 | 0
2040-01-13 | 20 | 39.27 | -22789 | -2876 | -1090 | 0 | 0 | 0 | 4787 | 0 | 0 | 1112 | 53 | 341 | 6488 | 3288 | 6216 | 0 | 963 | 0 | 218 | 1155 | 0 | 469 | 1200 | 0 | 465 | 0 | 0 | 0 | 0 | 0 | 0 | 0 | 0 | 0
2040-01-13 | 21 | 37.4 | -22038 | -2965 | -1018 | 0 | 0 | 0 | 4232 | 0 | 0 | 1075 | 53 | 341 | 5834 | 3288 | 6684 | 0 | 990 | 0 | 218 | 1155 | 0 | 486 | 1200 | 0 | 465 | 0 | 0 | 0 | 0 | 0 | 0 | 0 | 0 | 0
2040-01-13 | 22 | 35.22 | -20750 | -3060 | -927 | 0 | 0 | 0 | 3287 | 0 | 0 | 1037 | 53 | 341 | 5243 | 3288 | 6944 | 0 | 1004 | 0 | 219 | 1157 | 0 | 499 | 1200 | 0 | 465 | 0 | 0 | 0 | 0 | 0 | 0 | 0 | 0 | 0
2040-01-13 | 23 | 32.18 | -19252 | -3060 | -927 | 0 | 0 | 0 | 2188 | 0 | 0 | 897 | 53 | 341 | 4936 | 3288 | 7165 | 0 | 842 | 0 | 220 | 1142 | 0 | 502 | 1200 | 0 | 465 | 0 | 0 | 0 | 0 | 0 | 0 | 0 | 0 | 0
2040-01-13 | 24 | 32.18 | -18034 | -3154 | -836 | 0 | 0 | 0 | 1289 | 0 | 0 | 849 | 53 | 341 | 4744 | 3288 | 7243 | 0 | 733 | 0 | 219 | 1136 | 0 | 465 | 1200 | 0 | 465 | 0 | 0 | 0 | 0 | 0 | 0 | 0 | 0 | 0
2040-01-14 | 1 | 31.75 | -17255 | -3248 | -745 | 0 | 0 | -427 | 528 | 0 | 0 | 849 | 53 | 341 | 4726 | 3288 | 7272 | 0 | 759 | 0 | 220 | 1125 | 0 | 850 | 1200 | 0 | 465 | 0 | 0 | 0 | 0 | 0 | 0 | 0 | 0 | 0
2040-01-14 | 2 | 31.75 | -16906 | -3248 | -636 | 0 | 0 | -623 | 528 | 0 | 0 | 709 | 53 | 341 | 4598 | 3288 | 7286 | 0 | 752 | 0 | 220 | 1121 | 0 | 852 | 1200 | 0 | 465 | 0 | 0 | 0 | 0 | 0 | 0 | 0 | 0 | 0
2040-01-14 | 3 | 31.75 | -16779 | -3248 | -563 | 0 | 0 | -492 | 528 | 0 | 0 | 667 | 53 | 341 | 4394 | 3288 | 7301 | 0 | 649 | 0 | 220 | 1119 | 0 | 857 | 1200 | 0 | 465 | 0 | 0 | 0 | 0 | 0 | 0 | 0 | 0 | 0
2040-01-14 | 4 | 33.82 | -16880 | -3248 | -527 | 0 | 0 | 0 | 528 | 0 | 0 | 704 | 53 | 341 | 4347 | 3288 | 7312 | 0 | 608 | 0 | 220 | 1125 | 0 | 465 | 1200 | 0 | 465 | 0 | 0 | 0 | 0 | 0 | 0 | 0 | 0 | 0
2040-01-14 | 5 | 38.81 | -17437 | -3154 | -509 | 0 | 0 | 0 | 528 | 0 | 0 | 849 | 53 | 341 | 4728 | 3288 | 7322 | 0 | 538 | 0 | 219 | 1125 | 0 | 445 | 1200 | 0 | 465 | 0 | 0 | 0 | 0 | 0 | 0 | 0 | 0 | 0
2040-01-14 | 6 | 40.68 | -18918 | -3154 | -527 | 0 | 0 | 0 | 1532 | 0 | 0 | 936 | 53 | 341 | 5206 | 3288 | 7324 | 0 | 493 | 0 | 218 | 1125 | 0 | 418 | 1200 | 0 | 465 | 0 | 0 | 0 | 0 | 0 | 0 | 0 | 0 | 0
2040-01-14 | 7 | 42.91 | -21382 | -3248 | -600 | 0 | 0 | 80 | 3292 | 0 | 0 | 1075 | 53 | 341 | 5935 | 3288 | 7329 | 0 | 435 | 0 | 216 | 1131 | 0 | 389 | 1200 | 0 | 465 | 0 | 0 | 0 | 0 | 0 | 0 | 0 | 0 | 0
2040-01-14 | 8 | 42.91 | -22792 | -3248 | -691 | 0 | 0 | 374 | 4296 | 0 | 0 | 1112 | 53 | 341 | 6035 | 3288 | 7318 | 0 | 382 | 127 | 214 | 1140 | 0 | 385 | 1200 | 0 | 465 | 0 | 0 | 0 | 0 | 0 | 0 | 0 | 0 | 0
2040-01-14 | 9 | 41.87 | -23067 | -3248 | -854 | 0 | 0 | 0 | 4497 | 0 | 0 | 1038 | 53 | 341 | 5634 | 3288 | 7298 | 0 | 290 | 1301 | 214 | 1151 | 0 | 399 | 1200 | 0 | 465 | 0 | 0 | 0 | 0 | 0 | 0 | 0 | 0 | 0
2040-01-14 | 10 | 33.57 | -23104 | -3060 | -999 | 0 | 0 | 0 | 4523 | 0 | 0 | 746 | 53 | 341 | 4444 | 3288 | 7286 | 0 | 170 | 2863 | 215 | 1154 | 0 | 417 | 1200 | 0 | 465 | 0 | 0 | 0 | 0 | 0 | 0 | 0 | 0 | 0
2040-01-14 | 11 | 31.75 | -22996 | -2876 | -909 | 0 | 0 | -1499 | 4444 | 0 | 0 | 639 | 53 | 341 | 3876 | 3288 | 7270 | 0 | 68 | 4847 | 217 | 1163 | 0 | 409 | 1200 | 0 | 465 | 0 | 0 | 0 | 0 | 0 | 0 | 0 | 0 | 0
2040-01-14 | 12 | 31.75 | -22726 | -2699 | -999 | 0 | 0 | -1770 | 4254 | 0 | 0 | 633 | 53 | 341 | 2670 | 3288 | 7243 | 0 | 56 | 6203 | 217 | 1161 | 0 | 411 | 1200 | 0 | 465 | 0 | 0 | 0 | 0 | 0 | 0 | 0 | 0 | 0
2040-01-14 | 13 | 31.32 | -22357 | -2442 | -1090 | 0 | -190 | -1859 | 3989 | 0 | 0 | 633 | 53 | 341 | 2049 | 3288 | 7202 | 0 | 57 | 6869 | 216 | 1158 | 0 | 418 | 1200 | 0 | 465 | 0 | 0 | 0 | 0 | 0 | 0 | 0 | 0 | 0
2040-01-14 | 14 | 31.75 | -22083 | -2275 | -1127 | 0 | 0 | -1276 | 3794 | 0 | 0 | 633 | 53 | 341 | 1949 | 3288 | 7087 | 0 | 81 | 6073 | 217 | 1157 | 0 | 423 | 1200 | 0 | 465 | 0 | 0 | 0 | 0 | 0 | 0 | 0 | 0 | 0
2040-01-14 | 15 | 41.11 | -21772 | -2197 | -1163 | 0 | 0 | 0 | 3572 | 0 | 0 | 639 | 53 | 341 | 2496 | 3288 | 6995 | 0 | 122 | 4187 | 217 | 1145 | 0 | 412 | 1200 | 0 | 465 | 0 | 0 | 0 | 0 | 0 | 0 | 0 | 0 | 0
2040-01-14 | 16 | 42.91 | -21839 | -2118 | -1109 | 0 | 0 | 1144 | 3620 | 0 | 0 | 823 | 53 | 341 | 3457 | 3288 | 6900 | 0 | 129 | 1896 | 219 | 1145 | 0 | 386 | 1200 | 0 | 465 | 0 | 0 | 0 | 0 | 0 | 0 | 0 | 0 | 0
2040-01-14 | 17 | 42.91 | -22735 | -2118 | -1090 | 0 | 0 | 1268 | 4259 | 0 | 0 | 1112 | 53 | 341 | 5123 | 3288 | 6752 | 0 | 222 | 119 | 218 | 1124 | 0 | 400 | 1200 | 0 | 465 | 0 | 0 | 0 | 0 | 0 | 0 | 0 | 0 | 0
2040-01-14 | 18 | 42.91 | -24173 | -2359 | -1127 | 0 | 0 | 1419 | 5284 | 0 | 0 | 1126 | 53 | 341 | 6387 | 3288 | 5764 | 0 | 539 | 0 | 218 | 1136 | 0 | 439 | 1200 | 0 | 465 | 0 | 0 | 0 | 0 | 0 | 0 | 0 | 0 | 0
2040-01-14 | 19 | 42.91 | -24153 | -2526 | -1163 | 0 | 0 | 778 | 5268 | 0 | 0 | 1162 | 53 | 341 | 7532 | 3288 | 5202 | 0 | 729 | 0 | 218 | 1152 | 0 | 454 | 1200 | 0 | 465 | 0 | 0 | 0 | 0 | 0 | 0 | 0 | 0 | 0
2040-01-14 | 20 | 42.91 | -23691 | -2526 | -1090 | 0 | 0 | 449 | 4941 | 0 | 0 | 1196 | 53 | 341 | 8078 | 3288 | 4603 | 0 | 852 | 0 | 218 | 1155 | 0 | 469 | 1200 | 0 | 465 | 0 | 0 | 0 | 0 | 0 | 0 | 0 | 0 | 0
2040-01-14 | 21 | 42.91 | -22815 | -2699 | -1018 | 0 | 67 | 367 | 4317 | 0 | 0 | 1198 | 53 | 341 | 8232 | 3288 | 4210 | 0 | 934 | 0 | 218 | 1155 | 0 | 486 | 1200 | 0 | 465 | 0 | 0 | 0 | 0 | 0 | 0 | 0 | 0 | 0
2040-01-14 | 22 | 42.91 | -21431 | -2699 | -927 | 0 | 96 | 0 | 3329 | 0 | 0 | 1188 | 53 | 341 | 8232 | 3288 | 3777 | 0 | 1213 | 0 | 219 | 1157 | 0 | 499 | 1200 | 0 | 465 | 0 | 0 | 0 | 0 | 0 | 0 | 0 | 0 | 0
2040-01-14 | 23 | 42.02 | -19781 | -2788 | -927 | 0 | 0 | 0 | 2151 | 0 | 0 | 1126 | 53 | 341 | 7766 | 3288 | 4020 | 0 | 1223 | 0 | 220 | 1142 | 0 | 502 | 1200 | 0 | 465 | 0 | 0 | 0 | 0 | 0 | 0 | 0 | 0 | 0
2040-01-14 | 24 | 41.61 | -18389 | -2876 | -836 | 0 | 0 | 0 | 1157 | 0 | 0 | 1126 | 53 | 341 | 7420 | 3288 | 3679 | 0 | 1552 | 0 | 219 | 1136 | 0 | 465 | 1200 | 0 | 465 | 0 | 0 | 0 | 0 | 0 | 0 | 0 | 0 | 0
2040-01-15 | 1 | 38.05 | -17549 | -2876 | -563 | 0 | 0 | 0 | 793 | 0 | 0 | 1112 | 53 | 341 | 6143 | 3288 | 3737 | 0 | 1663 | 0 | 220 | 1125 | 0 | 850 | 1200 | 0 | 465 | 0 | 0 | 0 | 0 | 0 | 0 | 0 | 0 | 0
2040-01-15 | 2 | 39.11 | -17127 | -3060 | -509 | 0 | 0 | 0 | 528 | 0 | 0 | 1112 | 53 | 341 | 6080 | 3288 | 3718 | 0 | 1717 | 0 | 220 | 1121 | 0 | 852 | 1200 | 0 | 465 | 0 | 0 | 0 | 0 | 0 | 0 | 0 | 0 | 0
2040-01-15 | 3 | 39.11 | -16985 | -3060 | -436 | 0 | 0 | 0 | 528 | 0 | 0 | 1112 | 53 | 341 | 6114 | 3288 | 3438 | 0 | 1746 | 0 | 220 | 1119 | 0 | 857 | 1200 | 0 | 465 | 0 | 0 | 0 | 0 | 0 | 0 | 0 | 0 | 0
2040-01-15 | 4 | 40.08 | -17089 | -3154 | -418 | 0 | 0 | 0 | 528 | 0 | 0 | 1112 | 53 | 341 | 6708 | 3288 | 3406 | 0 | 1749 | 0 | 220 | 1125 | 0 | 465 | 1200 | 0 | 465 | 0 | 0 | 0 | 0 | 0 | 0 | 0 | 0 | 0
2040-01-15 | 5 | 41.11 | -17649 | -3154 | -418 | 0 | 0 | 0 | 867 | 0 | 0 | 1126 | 53 | 341 | 7154 | 3288 | 3182 | 0 | 1756 | 0 | 219 | 1125 | 0 | 445 | 1200 | 0 | 465 | 0 | 0 | 0 | 0 | 0 | 0 | 0 | 0 | 0
2040-01-15 | 6 | 42.53 | -19114 | -3154 | -436 | 0 | 0 | 0 | 1929 | 0 | 0 | 1126 | 53 | 341 | 7887 | 3288 | 2913 | 0 | 1742 | 0 | 218 | 1125 | 0 | 418 | 1200 | 0 | 465 | 0 | 0 | 0 | 0 | 0 | 0 | 0 | 0 | 0
2040-01-15 | 7 | 43.52 | -21562 | -3154 | -545 | 0 | 0 | 0 | 3709 | 0 | 0 | 1279 | 53 | 341 | 8848 | 3288 | 2709 | 0 | 1632 | 0 | 216 | 1131 | 0 | 389 | 1200 | 0 | 465 | 0 | 0 | 0 | 0 | 0 | 0 | 0 | 0 | 0
2040-01-15 | 8 | 44.72 | -22767 | -3154 | -672 | 0 | 0 | 0 | 4587 | 0 | 0 | 1452 | 53 | 341 | 9449 | 3288 | 2354 | 0 | 1519 | 147 | 214 | 1140 | 0 | 385 | 1200 | 0 | 465 | 0 | 0 | 0 | 0 | 0 | 0 | 0 | 0 | 0
2040-01-15 | 9 | 42.53 | -22729 | -2876 | -800 | 0 | 0 | 0 | 4560 | 0 | 0 | 1177 | 53 | 341 | 8439 | 3288 | 2141 | 0 | 1339 | 1638 | 214 | 1151 | 0 | 399 | 1200 | 0 | 465 | 0 | 0 | 0 | 0 | 0 | 0 | 0 | 0 | 0
2040-01-15 | 10 | 39.9 | -22510 | -2610 | -927 | 0 | 0 | 0 | 4402 | 0 | 0 | 1112 | 53 | 341 | 6737 | 3288 | 1875 | 0 | 1032 | 3756 | 215 | 1154 | 0 | 417 | 1200 | 0 | 465 | 0 | 0 | 0 | 0 | 0 | 0 | 0 | 0 | 0
2040-01-15 | 11 | 37.61 | -22292 | -2442 | -909 | 0 | -157 | 0 | 4243 | 0 | 0 | 1037 | 53 | 341 | 5595 | 3288 | 1267 | 0 | 928 | 5596 | 217 | 1163 | 0 | 409 | 1200 | 0 | 465 | 0 | 0 | 0 | 0 | 0 | 0 | 0 | 0 | 0
2040-01-15 | 12 | 37.61 | -22038 | -2197 | -781 | 0 | -824 | 0 | 4058 | 0 | 0 | 770 | 53 | 341 | 5386 | 3288 | 850 | 0 | 656 | 6985 | 217 | 1161 | 0 | 411 | 1200 | 0 | 465 | 0 | 0 | 0 | 0 | 0 | 0 | 0 | 0 | 0
2040-01-15 | 13 | 37.61 | -21710 | -2040 | -1018 | 0 | -174 | 0 | 3820 | 0 | 0 | 975 | 53 | 341 | 5378 | 3288 | 745 | 0 | 490 | 6394 | 216 | 1158 | 0 | 418 | 1200 | 0 | 465 | 0 | 0 | 0 | 0 | 0 | 0 | 0 | 0 | 0
2040-01-15 | 14 | 38.05 | -21464 | -1966 | -999 | 0 | 0 | 0 | 3641 | 0 | 0 | 1037 | 53 | 341 | 5538 | 3288 | 743 | 0 | 466 | 5862 | 217 | 1157 | 0 | 423 | 1200 | 0 | 465 | 0 | 0 | 0 | 0 | 0 | 0 | 0 | 0 | 0
2040-01-15 | 15 | 42.91 | -21273 | -1820 | -890 | 0 | 0 | 0 | 3503 | 0 | 0 | 1126 | 53 | 341 | 7575 | 3288 | 726 | 0 | 408 | 3525 | 217 | 1145 | 0 | 412 | 1200 | 0 | 465 | 0 | 0 | 0 | 0 | 0 | 0 | 0 | 0 | 0
2040-01-15 | 16 | 47.02 | -21422 | -1820 | -1181 | 0 | 0 | 0 | 3609 | 0 | 0 | 1452 | 53 | 341 | 9609 | 3288 | 831 | 0 | 406 | 1419 | 219 | 1145 | 0 | 386 | 1200 | 0 | 465 | 0 | 0 | 0 | 0 | 0 | 0 | 0 | 0 | 0
2040-01-15 | 17 | 50.23 | -22306 | -1893 | -1508 | 0 | 261 | 0 | 4254 | 100 | 0 | 1472 | 53 | 388 | 10979 | 3288 | 984 | 0 | 381 | 141 | 218 | 1124 | 0 | 400 | 1200 | 0 | 465 | 0 | 0 | 0 | 0 | 0 | 0 | 0 | 0 | 0
2040-01-15 | 18 | 50.23 | -23725 | -2040 | -1817 | 0 | 581 | 0 | 5284 | 100 | 0 | 1472 | 53 | 388 | 11608 | 3288 | 912 | 0 | 439 | 0 | 218 | 1136 | 0 | 439 | 1200 | 0 | 465 | 0 | 0 | 0 | 0 | 0 | 0 | 0 | 0 | 0
2040-01-15 | 19 | 50.23 | -23688 | -2197 | -1745 | 0 | 152 | 0 | 5258 | 100 | 0 | 1472 | 53 | 388 | 12190 | 3288 | 717 | 0 | 523 | 0 | 218 | 1152 | 0 | 454 | 1200 | 0 | 465 | 0 | 0 | 0 | 0 | 0 | 0 | 0 | 0 | 0
2040-01-15 | 20 | 50.04 | -23143 | -2275 | -1236 | 0 | 0 | 0 | 4861 | 100 | 0 | 1472 | 53 | 388 | 12061 | 3288 | 594 | 0 | 329 | 0 | 218 | 1155 | 0 | 469 | 1200 | 0 | 465 | 0 | 0 | 0 | 0 | 0 | 0 | 0 | 0 | 0
2040-01-15 | 21 | 49.4 | -22264 | -2359 | -1127 | 0 | 0 | 0 | 4222 | 0 | 0 | 1472 | 53 | 358 | 11835 | 3288 | 639 | 0 | 359 | 0 | 218 | 1155 | 0 | 486 | 1200 | 0 | 465 | 0 | 0 | 0 | 0 | 0 | 0 | 0 | 0 | 0
2040-01-15 | 22 | 48.14 | -20953 | -2442 | -945 | 0 | 0 | 0 | 3266 | 0 | 0 | 1472 | 53 | 341 | 11551 | 3288 | 540 | 0 | 291 | 0 | 219 | 1157 | 0 | 499 | 1200 | 0 | 465 | 0 | 0 | 0 | 0 | 0 | 0 | 0 | 0 | 0
2040-01-15 | 23 | 47.02 | -19264 | -2359 | -781 | 0 | 0 | 0 | 2040 | 0 | 0 | 1472 | 53 | 341 | 11027 | 3288 | 414 | 0 | 241 | 0 | 220 | 1142 | 0 | 502 | 1200 | 0 | 465 | 0 | 0 | 0 | 0 | 0 | 0 | 0 | 0 | 0
2040-01-15 | 24 | 45.9 | -17888 | -2359 | -636 | 0 | 0 | 0 | 1041 | 0 | 0 | 1472 | 53 | 341 | 10591 | 3288 | 393 | 0 | 219 | 0 | 219 | 1136 | 0 | 465 | 1200 | 0 | 465 | 0 | 0 | 0 | 0 | 0 | 0 | 0 | 0 | 0
2040-01-16 | 1 | 43.89 | -17050 | -2442 | -563 | 0 | 0 | 0 | 592 | 0 | 0 | 1472 | 53 | 341 | 9790 | 3288 | 433 | 0 | 228 | 0 | 220 | 1125 | 0 | 850 | 1200 | 0 | 465 | 0 | 0 | 0 | 0 | 0 | 0 | 0 | 0 | 0
2040-01-16 | 2 | 43.49 | -16594 | -2526 | -509 | 0 | 0 | 0 | 528 | 0 | 0 | 1452 | 53 | 341 | 9263 | 3288 | 524 | 0 | 322 | 0 | 220 | 1121 | 0 | 852 | 1200 | 0 | 465 | 0 | 0 | 0 | 0 | 0 | 0 | 0 | 0 | 0
2040-01-16 | 3 | 43.49 | -16422 | -2699 | -436 | 0 | 0 | 0 | 528 | 0 | 0 | 1366 | 53 | 341 | 8877 | 3288 | 673 | 0 | 569 | 0 | 220 | 1119 | 0 | 857 | 1200 | 0 | 465 | 0 | 0 | 0 | 0 | 0 | 0 | 0 | 0 | 0
2040-01-16 | 4 | 43.61 | -16505 | -2610 | -418 | 0 | 0 | 0 | 528 | 0 | 0 | 1320 | 53 | 341 | 8915 | 3288 | 943 | 0 | 670 | 0 | 220 | 1125 | 0 | 465 | 1200 | 0 | 465 | 0 | 0 | 0 | 0 | 0 | 0 | 0 | 0 | 0
2040-01-16 | 5 | 43.49 | -17042 | -2610 | -418 | 0 | 0 | 0 | 587 | 0 | 0 | 1280 | 53 | 341 | 8835 | 3288 | 1441 | 0 | 792 | 0 | 219 | 1125 | 0 | 445 | 1200 | 0 | 465 | 0 | 0 | 0 | 0 | 0 | 0 | 0 | 0 | 0
2040-01-16 | 6 | 43.59 | -18449 | -2699 | -436 | 0 | 0 | 0 | 1627 | 0 | 0 | 1214 | 53 | 341 | 8764 | 3288 | 2017 | 0 | 854 | 0 | 218 | 1125 | 0 | 418 | 1200 | 0 | 465 | 0 | 0 | 0 | 0 | 0 | 0 | 0 | 0 | 0
2040-01-16 | 7 | 43.33 | -20830 | -2610 | -545 | 0 | 0 | 0 | 3376 | 0 | 0 | 1196 | 53 | 341 | 8518 | 3288 | 2798 | 0 | 1015 | 0 | 216 | 1131 | 0 | 389 | 1200 | 0 | 465 | 0 | 0 | 0 | 0 | 0 | 0 | 0 | 0 | 0
2040-01-16 | 8 | 42.02 | -22059 | -2610 | -672 | 0 | 0 | 0 | 4285 | 0 | 0 | 1126 | 53 | 341 | 7398 | 3288 | 4099 | 0 | 1190 | 158 | 214 | 1140 | 0 | 385 | 1200 | 0 | 465 | 0 | 0 | 0 | 0 | 0 | 0 | 0 | 0 | 0
2040-01-16 | 9 | 38.05 | -22153 | -2442 | -800 | 0 | 0 | 0 | 4354 | 0 | 0 | 1037 | 53 | 341 | 5379 | 3288 | 4811 | 0 | 1229 | 1475 | 214 | 1151 | 0 | 399 | 1200 | 0 | 465 | 0 | 0 | 0 | 0 | 0 | 0 | 0 | 0 | 0
2040-01-16 | 10 | 30.11 | -22060 | -2197 | -927 | 0 | 0 | -416 | 4285 | 0 | 0 | 653 | 53 | 341 | 4093 | 3288 | 5544 | 0 | 1099 | 2793 | 215 | 1154 | 0 | 417 | 1200 | 0 | 465 | 0 | 0 | 0 | 0 | 0 | 0 | 0 | 0 | 0
2040-01-16 | 11 | 30.11 | -22070 | -2118 | -909 | 0 | 0 | -845 | 4291 | 0 | 0 | 639 | 53 | 341 | 4093 | 3288 | 6086 | 0 | 961 | 2737 | 217 | 1163 | 0 | 409 | 1200 | 0 | 465 | 0 | 0 | 0 | 0 | 0 | 0 | 0 | 0 | 0
2040-01-16 | 12 | 30.11 | -21934 | -1966 | -781 | 0 | 0 | -425 | 4195 | 0 | 0 | 639 | 53 | 341 | 2234 | 3288 | 6683 | 0 | 955 | 3265 | 217 | 1161 | 0 | 411 | 1200 | 0 | 465 | 0 | 0 | 0 | 0 | 0 | 0 | 0 | 0 | 0
2040-01-16 | 13 | 30.11 | -21628 | -1893 | -1018 | 0 | 0 | -220 | 3968 | 0 | 0 | 639 | 53 | 341 | 2234 | 3288 | 6976 | 0 | 956 | 2846 | 216 | 1158 | 0 | 418 | 1200 | 0 | 465 | 0 | 0 | 0 | 0 | 0 | 0 | 0 | 0 | 0
2040-01-16 | 14 | 30.11 | -21509 | -1752 | -999 | 0 | 0 | -341 | 3878 | 0 | 0 | 639 | 53 | 341 | 2234 | 3288 | 7112 | 0 | 1051 | 2543 | 217 | 1157 | 0 | 423 | 1200 | 0 | 465 | 0 | 0 | 0 | 0 | 0 | 0 | 0 | 0 | 0
2040-01-16 | 15 | 30.11 | -21305 | -1752 | -890 | 0 | 0 | -43 | 3731 | 0 | 0 | 639 | 53 | 341 | 2234 | 3288 | 7153 | 0 | 1214 | 1899 | 217 | 1145 | 0 | 412 | 1200 | 0 | 465 | 0 | 0 | 0 | 0 | 0 | 0 | 0 | 0 | 0
2040-01-16 | 16 | 40.69 | -21343 | -1679 | -1181 | 0 | 0 | 212 | 3757 | 0 | 0 | 639 | 53 | 341 | 2890 | 3288 | 7060 | 0 | 1274 | 1274 | 219 | 1145 | 0 | 386 | 1200 | 0 | 465 | 0 | 0 | 0 | 0 | 0 | 0 | 0 | 0 | 0
2040-01-16 | 17 | 40.69 | -22153 | -1679 | -1508 | 0 | 0 | 1483 | 4354 | 0 | 0 | 796 | 53 | 341 | 3127 | 3288 | 6985 | 0 | 1358 | 150 | 218 | 1124 | 0 | 400 | 1200 | 0 | 465 | 0 | 0 | 0 | 0 | 0 | 0 | 0 | 0 | 0
2040-01-16 | 18 | 37.4 | -23415 | -1752 | -1817 | 0 | 0 | 0 | 5284 | 0 | 0 | 849 | 53 | 341 | 4618 | 3288 | 7102 | 0 | 1993 | 0 | 218 | 1136 | 0 | 439 | 1200 | 0 | 465 | 0 | 0 | 0 | 0 | 0 | 0 | 0 | 0 | 0
2040-01-16 | 19 | 37.34 | -23300 | -1752 | -1745 | 0 | 0 | 0 | 5199 | 0 | 0 | 822 | 53 | 340 | 4528 | 3288 | 7031 | 0 | 2046 | 0 | 218 | 1152 | 0 | 454 | 1200 | 0 | 465 | 0 | 0 | 0 | 0 | 0 | 0 | 0 | 0 | 0
2040-01-16 | 20 | 23.49 | -22716 | -1820 | -1236 | 0 | 0 | 0 | 4771 | 0 | 0 | 653 | 53 | 232 | 4097 | 3288 | 7080 | 0 | 2090 | 0 | 218 | 1155 | 0 | 469 | 1200 | 0 | 465 | 0 | 0 | 0 | 0 | 0 | 0 | 0 | 0 | 0
2040-01-16 | 21 | 11.8 | -21849 | -1820 | -1127 | 0 | 0 | 0 | 4132 | 0 | 0 | 653 | 53 | 165 | 3774 | 3288 | 7099 | 0 | 2108 | 0 | 218 | 1155 | 0 | 486 | 1200 | 0 | 465 | 0 | 0 | 0 | 0 | 0 | 0 | 0 | 0 | 0
2040-01-16 | 22 | 0.13 | -20575 | -1966 | -945 | 0 | 0 | 0 | 3192 | 0 | 0 | 639 | 53 | 160 | 3412 | 3288 | 7103 | 0 | 2156 | 0 | 219 | 1157 | 0 | 499 | 1200 | 0 | 409 | 0 | 0 | 0 | 0 | 0 | 0 | 0 | 0 | 0
2040-01-16 | 23 | 0.11 | -18987 | -2118 | -781 | 0 | 0 | 0 | 2018 | 0 | 0 | 639 | 48 | 160 | 3412 | 3288 | 6801 | 0 | 2134 | 0 | 220 | 1142 | 0 | 502 | 1200 | 0 | 321 | 0 | 0 | 0 | 0 | 0 | 0 | 0 | 0 | 0
2040-01-16 | 24 | 0 | -17628 | -2275 | -636 | 0 | 0 | 0 | 1020 | 0 | 0 | 354 | 48 | 160 | 3412 | 3288 | 6877 | 0 | 2080 | 0 | 219 | 1136 | 0 | 465 | 1200 | 0 | 280 | 0 | 0 | 0 | 0 | 0 | 0 | 0 | 0 | 0
2040-01-17 | 1 | 39.11 | -16856 | -2442 | -563 | 0 | -1277 | -630 | 528 | 0 | 0 | 653 | 53 | 319 | 5078 | 3288 | 6033 | 0 | 2008 | 0 | 220 | 1125 | 0 | 850 | 1200 | 0 | 414 | 0 | 0 | 0 | 0 | 0 | 0 | 0 | 0 | 0
2040-01-17 | 2 | 39.11 | -16499 | -2526 | -509 | 0 | -1881 | -320 | 528 | 0 | 0 | 653 | 53 | 335 | 5078 | 3288 | 5990 | 0 | 1961 | 0 | 220 | 1121 | 0 | 852 | 1200 | 0 | 456 | 0 | 0 | 0 | 0 | 0 | 0 | 0 | 0 | 0
2040-01-17 | 3 | 39.11 | -16438 | -2699 | -436 | 0 | -1189 | -904 | 528 | 0 | 0 | 653 | 53 | 341 | 5188 | 3288 | 5776 | 0 | 1978 | 0 | 220 | 1119 | 0 | 857 | 1200 | 0 | 465 | 0 | 0 | 0 | 0 | 0 | 0 | 0 | 0 | 0
2040-01-17 | 4 | 39.11 | -16576 | -2876 | -418 | 0 | -316 | -876 | 528 | 0 | 0 | 667 | 53 | 341 | 5440 | 3288 | 5350 | 0 | 1919 | 0 | 220 | 1125 | 0 | 465 | 1200 | 0 | 465 | 0 | 0 | 0 | 0 | 0 | 0 | 0 | 0 | 0
2040-01-17 | 5 | 39.11 | -17246 | -3060 | -418 | 0 | -524 | 0 | 528 | 0 | 0 | 1038 | 53 | 341 | 6132 | 3288 | 4552 | 0 | 1861 | 0 | 219 | 1125 | 0 | 445 | 1200 | 0 | 465 | 0 | 0 | 0 | 0 | 0 | 0 | 0 | 0 | 0
2040-01-17 | 6 | 39.89 | -18843 | -3154 | -436 | 0 | 0 | 0 | 1548 | 0 | 0 | 1112 | 53 | 341 | 6696 | 3288 | 4153 | 0 | 1816 | 0 | 218 | 1125 | 0 | 418 | 1200 | 0 | 465 | 0 | 0 | 0 | 0 | 0 | 0 | 0 | 0 | 0
2040-01-17 | 7 | 41.87 | -21317 | -3248 | -545 | 0 | 0 | 0 | 3324 | 0 | 0 | 1126 | 53 | 341 | 7954 | 3288 | 3922 | 0 | 1703 | 0 | 216 | 1131 | 0 | 389 | 1200 | 0 | 465 | 0 | 0 | 0 | 0 | 0 | 0 | 0 | 0 | 0
2040-01-17 | 8 | 42.96 | -22700 | -3447 | -672 | 0 | 0 | 0 | 4317 | 0 | 0 | 1279 | 53 | 341 | 8808 | 3288 | 3567 | 0 | 1614 | 149 | 214 | 1140 | 0 | 385 | 1200 | 0 | 465 | 0 | 0 | 0 | 0 | 0 | 0 | 0 | 0 | 0
2040-01-17 | 9 | 42.24 | -22853 | -3447 | -800 | 0 | 0 | 0 | 4428 | 0 | 0 | 1144 | 53 | 341 | 8340 | 3288 | 2666 | 0 | 1505 | 1905 | 214 | 1151 | 0 | 399 | 1200 | 0 | 465 | 0 | 0 | 0 | 0 | 0 | 0 | 0 | 0 | 0
2040-01-17 | 10 | 39.26 | -22599 | -3248 | -927 | 0 | 0 | 0 | 4243 | 0 | 0 | 1112 | 53 | 341 | 6498 | 3288 | 1953 | 0 | 1442 | 4393 | 215 | 1154 | 0 | 417 | 1200 | 0 | 465 | 0 | 0 | 0 | 0 | 0 | 0 | 0 | 0 | 0
2040-01-17 | 11 | 39.11 | -22484 | -3060 | -909 | 0 | -450 | -1070 | 4164 | 0 | 0 | 827 | 53 | 341 | 6128 | 3288 | 1483 | 0 | 1479 | 6757 | 217 | 1163 | 0 | 409 | 1200 | 0 | 465 | 0 | 0 | 0 | 0 | 0 | 0 | 0 | 0 | 0
2040-01-17 | 12 | 39.11 | -22317 | -2876 | -781 | 0 | -1757 | -683 | 4042 | 0 | 0 | 653 | 53 | 341 | 5936 | 3288 | 1246 | 0 | 1492 | 7911 | 217 | 1161 | 0 | 411 | 1200 | 0 | 465 | 0 | 0 | 0 | 0 | 0 | 0 | 0 | 0 | 0
2040-01-17 | 13 | 39.11 | -21995 | -2699 | -1018 | 0 | -1242 | -921 | 3810 | 0 | 0 | 653 | 53 | 341 | 5590 | 3288 | 1012 | 0 | 1401 | 8270 | 216 | 1158 | 0 | 418 | 1200 | 0 | 465 | 0 | 0 | 0 | 0 | 0 | 0 | 0 | 0 | 0
2040-01-17 | 14 | 39.11 | -21739 | -2526 | -999 | 0 | -516 | -332 | 3630 | 0 | 0 | 848 | 53 | 341 | 5452 | 3288 | 811 | 0 | 1280 | 6948 | 217 | 1157 | 0 | 423 | 1200 | 0 | 465 | 0 | 0 | 0 | 0 | 0 | 0 | 0 | 0 | 0
2040-01-17 | 15 | 43.29 | -21517 | -2442 | -890 | 0 | 0 | 0 | 3472 | 0 | 0 | 1126 | 53 | 341 | 7202 | 3288 | 637 | 0 | 958 | 4334 | 217 | 1145 | 0 | 412 | 1200 | 0 | 465 | 0 | 0 | 0 | 0 | 0 | 0 | 0 | 0 | 0
2040-01-17 | 16 | 52.86 | -21730 | -2442 | -1181 | 0 | 836 | 0 | 3620 | 100 | 0 | 1472 | 53 | 388 | 9848 | 3288 | 366 | 0 | 400 | 1569 | 219 | 1145 | 0 | 386 | 1200 | 0 | 465 | 0 | 0 | 0 | 0 | 0 | 0 | 0 | 0 | 0
2040-01-17 | 17 | 52.86 | -22664 | -2526 | -1508 | 0 | 2000 | 1203 | 4291 | 100 | 0 | 1472 | 53 | 388 | 9955 | 3288 | 187 | 0 | 192 | 163 | 218 | 1124 | 0 | 400 | 1200 | 0 | 465 | 0 | 0 | 0 | 0 | 0 | 0 | 0 | 0 | 0
2040-01-17 | 18 | 53.09 | -24047 | -2610 | -1817 | 0 | 2000 | 1736 | 5284 | 100 | 0 | 1472 | 53 | 388 | 10363 | 3288 | 163 | 0 | 170 | 0 | 218 | 1136 | 0 | 439 | 1200 | 0 | 465 | 0 | 0 | 0 | 0 | 0 | 0 | 0 | 0 | 0
2040-01-17 | 19 | 52.86 | -24032 | -2699 | -1745 | 0 | 1815 | 1293 | 5273 | 100 | 0 | 1472 | 53 | 388 | 10993 | 3288 | 103 | 0 | 207 | 0 | 218 | 1152 | 0 | 454 | 1200 | 0 | 465 | 0 | 0 | 0 | 0 | 0 | 0 | 0 | 0 | 0
2040-01-17 | 20 | 52.86 | -23539 | -2610 | -1236 | 0 | 1074 | 7 | 4919 | 100 | 0 | 1472 | 53 | 388 | 12137 | 3288 | 129 | 0 | 310 | 0 | 218 | 1155 | 0 | 469 | 1200 | 0 | 465 | 0 | 0 | 0 | 0 | 0 | 0 | 0 | 0 | 0
2040-01-17 | 21 | 52.86 | -22669 | -2699 | -1127 | 0 | 145 | 5 | 4296 | 100 | 0 | 1472 | 53 | 388 | 12719 | 3288 | 184 | 0 | 321 | 0 | 218 | 1155 | 0 | 486 | 1200 | 0 | 465 | 0 | 0 | 0 | 0 | 0 | 0 | 0 | 0 | 0
2040-01-17 | 22 | 50.06 | -21373 | -2610 | -945 | 0 | 0 | 0 | 3366 | 0 | 0 | 1472 | 53 | 388 | 12107 | 3288 | 341 | 0 | 373 | 0 | 219 | 1157 | 0 | 499 | 1200 | 0 | 465 | 0 | 0 | 0 | 0 | 0 | 0 | 0 | 0 | 0
2040-01-17 | 23 | 47.76 | -19652 | -2610 | -781 | 0 | 0 | 0 | 2129 | 0 | 0 | 1472 | 53 | 341 | 11470 | 3288 | 415 | 0 | 346 | 0 | 220 | 1142 | 0 | 502 | 1200 | 0 | 465 | 0 | 0 | 0 | 0 | 0 | 0 | 0 | 0 | 0
2040-01-17 | 24 | 45.82 | -18182 | -2610 | -636 | 0 | 0 | 0 | 1078 | 0 | 0 | 1472 | 53 | 341 | 10527 | 3288 | 784 | 0 | 401 | 0 | 219 | 1136 | 0 | 465 | 1200 | 0 | 465 | 0 | 0 | 0 | 0 | 0 | 0 | 0 | 0 | 0
2040-01-18 | 1 | 42.6 | -17261 | -2610 | -563 | 0 | 0 | 0 | 1205 | 0 | 0 | 1333 | 53 | 341 | 8710 | 3288 | 1090 | 0 | 555 | 0 | 220 | 1125 | 0 | 850 | 1200 | 0 | 465 | 0 | 0 | 0 | 0 | 0 | 0 | 0 | 0 | 0
2040-01-18 | 2 | 42.54 | -16741 | -2610 | -509 | 0 | 0 | 0 | 808 | 0 | 0 | 1320 | 53 | 341 | 8502 | 3288 | 928 | 0 | 761 | 0 | 220 | 1121 | 0 | 852 | 1200 | 0 | 465 | 0 | 0 | 0 | 0 | 0 | 0 | 0 | 0 | 0
2040-01-18 | 3 | 42.53 | -16467 | -2610 | -436 | 0 | 0 | 0 | 597 | 0 | 0 | 1196 | 53 | 341 | 8257 | 3288 | 1048 | 0 | 873 | 0 | 220 | 1119 | 0 | 857 | 1200 | 0 | 465 | 0 | 0 | 0 | 0 | 0 | 0 | 0 | 0 | 0
2040-01-18 | 4 | 42.53 | -16485 | -2610 | -418 | 0 | 0 | 0 | 613 | 0 | 0 | 1126 | 53 | 341 | 8252 | 3288 | 1462 | 0 | 903 | 0 | 220 | 1125 | 0 | 465 | 1200 | 0 | 465 | 0 | 0 | 0 | 0 | 0 | 0 | 0 | 0 | 0
2040-01-18 | 5 | 42.13 | -16953 | -2699 | -418 | 0 | 0 | 0 | 972 | 0 | 0 | 1126 | 53 | 341 | 8117 | 3288 | 1781 | 0 | 939 | 0 | 219 | 1125 | 0 | 445 | 1200 | 0 | 465 | 0 | 0 | 0 | 0 | 0 | 0 | 0 | 0 | 0
2040-01-18 | 6 | 42.02 | -18330 | -2699 | -436 | 0 | 0 | 0 | 2018 | 0 | 0 | 1126 | 53 | 341 | 7976 | 3288 | 2220 | 0 | 1017 | 0 | 218 | 1125 | 0 | 418 | 1200 | 0 | 465 | 0 | 0 | 0 | 0 | 0 | 0 | 0 | 0 | 0
2040-01-18 | 7 | 42.96 | -20620 | -2699 | -545 | 0 | 0 | 0 | 3767 | 0 | 0 | 1196 | 53 | 341 | 8622 | 3288 | 2169 | 0 | 1027 | 0 | 216 | 1131 | 0 | 389 | 1200 | 0 | 465 | 0 | 0 | 0 | 0 | 0 | 0 | 0 | 0 | 0
2040-01-18 | 8 | 43.26 | -21972 | -2610 | -672 | 0 | 0 | 0 | 4803 | 0 | 0 | 1320 | 53 | 341 | 8919 | 3288 | 2069 | 0 | 970 | 87 | 214 | 1140 | 0 | 385 | 1200 | 0 | 465 | 0 | 0 | 0 | 0 | 0 | 0 | 0 | 0 | 0
2040-01-18 | 9 | 42.24 | -22215 | -2610 | -800 | 0 | 0 | 0 | 4988 | 0 | 0 | 1126 | 53 | 341 | 8253 | 3288 | 2495 | 0 | 904 | 747 | 214 | 1151 | 0 | 399 | 1200 | 0 | 465 | 0 | 0 | 0 | 0 | 0 | 0 | 0 | 0 | 0
2040-01-18 | 10 | 41.61 | -22345 | -2442 | -927 | 0 | 0 | 0 | 5088 | 0 | 0 | 1126 | 53 | 341 | 7694 | 3288 | 2260 | 0 | 859 | 1555 | 215 | 1154 | 0 | 417 | 1200 | 0 | 465 | 0 | 0 | 0 | 0 | 0 | 0 | 0 | 0 | 0
2040-01-18 | 11 | 41.05 | -22335 | -2275 | -909 | 0 | 0 | 0 | 5078 | 0 | 0 | 1126 | 53 | 341 | 7394 | 3288 | 1924 | 0 | 828 | 2034 | 217 | 1163 | 0 | 409 | 1200 | 0 | 465 | 0 | 0 | 0 | 0 | 0 | 0 | 0 | 0 | 0
2040-01-18 | 12 | 40.31 | -22081 | -2118 | -781 | 0 | 0 | 0 | 4882 | 0 | 0 | 1112 | 53 | 341 | 6903 | 3288 | 1333 | 0 | 779 | 2835 | 217 | 1161 | 0 | 411 | 1200 | 0 | 465 | 0 | 0 | 0 | 0 | 0 | 0 | 0 | 0 | 0
2040-01-18 | 13 | 40.06 | -21670 | -1893 | -1018 | 0 | 0 | 0 | 4571 | 0 | 0 | 1112 | 53 | 341 | 6824 | 3288 | 787 | 0 | 938 | 3211 | 216 | 1158 | 0 | 418 | 1200 | 0 | 465 | 0 | 0 | 0 | 0 | 0 | 0 | 0 | 0 | 0
2040-01-18 | 14 | 41.01 | -21389 | -1820 | -999 | 0 | 0 | 0 | 4354 | 0 | 0 | 1126 | 53 | 341 | 7163 | 3288 | 368 | 0 | 982 | 3072 | 217 | 1157 | 0 | 423 | 1200 | 0 | 465 | 0 | 0 | 0 | 0 | 0 | 0 | 0 | 0 | 0
2040-01-18 | 15 | 43.23 | -21082 | -1752 | -890 | 0 | 0 | 0 | 4122 | 0 | 0 | 1162 | 53 | 341 | 8413 | 3288 | 170 | 0 | 973 | 1763 | 217 | 1145 | 0 | 412 | 1200 | 0 | 465 | 0 | 0 | 0 | 0 | 0 | 0 | 0 | 0 | 0
2040-01-18 | 16 | 43.89 | -21045 | -1679 | -1181 | 0 | 0 | 0 | 4095 | 0 | 0 | 1361 | 53 | 341 | 9155 | 3288 | 72 | 0 | 1094 | 1031 | 219 | 1145 | 0 | 386 | 1200 | 0 | 465 | 0 | 0 | 0 | 0 | 0 | 0 | 0 | 0 | 0
2040-01-18 | 17 | 46.86 | -21729 | -1679 | -1508 | 0 | 0 | 0 | 4613 | 0 | 0 | 1472 | 53 | 341 | 10378 | 3288 | 133 | 0 | 1096 | 136 | 218 | 1124 | 0 | 400 | 1200 | 0 | 465 | 0 | 0 | 0 | 0 | 0 | 0 | 0 | 0 | 0
2040-01-18 | 18 | 46.86 | -22605 | -1679 | -1817 | 0 | 0 | 0 | 5284 | 0 | 0 | 1472 | 53 | 341 | 10917 | 3288 | 265 | 0 | 1023 | 0 | 218 | 1136 | 0 | 439 | 1200 | 0 | 465 | 0 | 0 | 0 | 0 | 0 | 0 | 0 | 0 | 0
2040-01-18 | 19 | 46.24 | -22312 | -1752 | -1745 | 0 | 0 | 0 | 5062 | 0 | 0 | 1472 | 53 | 341 | 10739 | 3288 | 380 | 0 | 985 | 0 | 218 | 1152 | 0 | 454 | 1200 | 0 | 465 | 0 | 0 | 0 | 0 | 0 | 0 | 0 | 0 | 0
2040-01-18 | 20 | 44.56 | -21643 | -1820 | -1236 | 0 | 0 | 0 | 4550 | 0 | 0 | 1472 | 53 | 341 | 9896 | 3288 | 649 | 0 | 944 | 0 | 218 | 1155 | 0 | 469 | 1200 | 0 | 465 | 0 | 0 | 0 | 0 | 0 | 0 | 0 | 0 | 0
2040-01-18 | 21 | 43.34 | -20917 | -1893 | -1127 | 0 | 0 | 0 | 3995 | 0 | 0 | 1366 | 53 | 341 | 9069 | 3288 | 1064 | 0 | 1238 | 0 | 218 | 1155 | 0 | 486 | 1200 | 0 | 465 | 0 | 0 | 0 | 0 | 0 | 0 | 0 | 0 | 0
2040-01-18 | 22 | 42.13 | -19909 | -1893 | -945 | 0 | 0 | 0 | 3229 | 0 | 0 | 1153 | 53 | 341 | 8229 | 3288 | 1577 | 0 | 1338 | 0 | 219 | 1157 | 0 | 499 | 1200 | 0 | 465 | 0 | 0 | 0 | 0 | 0 | 0 | 0 | 0 | 0
2040-01-18 | 23 | 40.18 | -18590 | -1893 | -781 | 0 | 0 | 0 | 2219 | 0 | 0 | 1112 | 53 | 341 | 6953 | 3288 | 2110 | 0 | 1659 | 0 | 220 | 1142 | 0 | 502 | 1200 | 0 | 465 | 0 | 0 | 0 | 0 | 0 | 0 | 0 | 0 | 0
2040-01-18 | 24 | 39.94 | -17301 | -1966 | -636 | 0 | 0 | 0 | 1236 | 0 | 0 | 1112 | 53 | 341 | 6399 | 3288 | 2202 | 0 | 1787 | 0 | 219 | 1136 | 0 | 465 | 1200 | 0 | 465 | 0 | 0 | 0 | 0 | 0 | 0 | 0 | 0 | 0
2040-01-19 | 1 | 36.17 | -16360 | -1966 | -563 | 0 | 0 | 0 | 565 | 0 | 0 | 1075 | 53 | 341 | 5452 | 3288 | 2350 | 0 | 1906 | 0 | 220 | 1125 | 0 | 850 | 1200 | 0 | 465 | 0 | 0 | 0 | 0 | 0 | 0 | 0 | 0 | 0
2040-01-19 | 2 | 37.34 | -15844 | -2040 | -509 | 0 | 0 | 0 | 528 | 0 | 0 | 1037 | 53 | 341 | 5194 | 3288 | 2227 | 0 | 1867 | 0 | 220 | 1121 | 0 | 852 | 1200 | 0 | 465 | 0 | 0 | 0 | 0 | 0 | 0 | 0 | 0 | 0
2040-01-19 | 3 | 38.05 | -15611 | -2197 | -436 | 0 | 0 | 0 | 528 | 0 | 0 | 1038 | 53 | 341 | 5376 | 3288 | 1985 | 0 | 1774 | 0 | 220 | 1119 | 0 | 857 | 1200 | 0 | 465 | 0 | 0 | 0 | 0 | 0 | 0 | 0 | 0 | 0
2040-01-19 | 4 | 39.22 | -15611 | -2359 | -418 | 0 | 0 | 0 | 528 | 0 | 0 | 1038 | 53 | 341 | 5760 | 3288 | 2121 | 0 | 1784 | 0 | 220 | 1125 | 0 | 465 | 1200 | 0 | 465 | 0 | 0 | 0 | 0 | 0 | 0 | 0 | 0 | 0
2040-01-19 | 5 | 39.99 | -15855 | -2359 | -418 | 0 | 0 | 0 | 528 | 0 | 0 | 1075 | 53 | 341 | 6040 | 3288 | 2124 | 0 | 1729 | 0 | 219 | 1125 | 0 | 445 | 1200 | 0 | 465 | 0 | 0 | 0 | 0 | 0 | 0 | 0 | 0 | 0
2040-01-19 | 6 | 41.94 | -16481 | -2442 | -436 | 0 | 0 | 0 | 661 | 0 | 0 | 1112 | 53 | 341 | 7002 | 3288 | 1766 | 0 | 1711 | 0 | 218 | 1125 | 0 | 418 | 1200 | 0 | 465 | 0 | 0 | 0 | 0 | 0 | 0 | 0 | 0 | 0
2040-01-19 | 7 | 43.09 | -17590 | -2610 | -545 | 0 | 0 | 0 | 1506 | 0 | 0 | 1126 | 53 | 341 | 7809 | 3288 | 1592 | 0 | 1630 | 0 | 216 | 1131 | 0 | 389 | 1200 | 0 | 465 | 0 | 0 | 0 | 0 | 0 | 0 | 0 | 0 | 0
2040-01-19 | 8 | 43.34 | -18706 | -2526 | -672 | 0 | 0 | 0 | 2362 | 0 | 0 | 1126 | 53 | 341 | 7896 | 3288 | 1731 | 0 | 1562 | 143 | 214 | 1140 | 0 | 385 | 1200 | 0 | 465 | 0 | 0 | 0 | 0 | 0 | 0 | 0 | 0 | 0
2040-01-19 | 9 | 40.69 | -19790 | -2526 | -800 | 0 | 0 | 0 | 3192 | 0 | 0 | 1112 | 53 | 341 | 6692 | 3288 | 1913 | 0 | 1445 | 1652 | 214 | 1151 | 0 | 399 | 1200 | 0 | 465 | 0 | 0 | 0 | 0 | 0 | 0 | 0 | 0 | 0
2040-01-19 | 10 | 34.28 | -20368 | -2359 | -927 | 0 | 0 | 0 | 3635 | 0 | 0 | 955 | 53 | 341 | 5210 | 3288 | 1706 | 0 | 1170 | 3844 | 215 | 1154 | 0 | 417 | 1200 | 0 | 465 | 0 | 0 | 0 | 0 | 0 | 0 | 0 | 0 | 0
2040-01-19 | 11 | 33.57 | -20697 | -2275 | -909 | 0 | 0 | 0 | 3889 | 0 | 0 | 862 | 53 | 341 | 4937 | 3288 | 1630 | 0 | 729 | 4699 | 217 | 1163 | 0 | 409 | 1200 | 0 | 465 | 0 | 0 | 0 | 0 | 0 | 0 | 0 | 0 | 0
2040-01-19 | 12 | 36.31 | -20709 | -2197 | -781 | 0 | 0 | 0 | 3900 | 0 | 0 | 1037 | 53 | 341 | 5289 | 3288 | 1666 | 0 | 559 | 4101 | 217 | 1161 | 0 | 411 | 1200 | 0 | 465 | 0 | 0 | 0 | 0 | 0 | 0 | 0 | 0 | 0
2040-01-19 | 13 | 40.98 | -20534 | -2197 | -1018 | 0 | 0 | 0 | 3762 | 0 | 0 | 1112 | 53 | 341 | 6616 | 3288 | 2029 | 0 | 349 | 2742 | 216 | 1158 | 0 | 418 | 1200 | 0 | 465 | 0 | 0 | 0 | 0 | 0 | 0 | 0 | 0 | 0
2040-01-19 | 14 | 42.13 | -20406 | -2197 | -999 | 0 | 0 | 0 | 3662 | 0 | 0 | 1126 | 53 | 341 | 7250 | 3288 | 2422 | 0 | 279 | 1720 | 217 | 1157 | 0 | 423 | 1200 | 0 | 465 | 0 | 0 | 0 | 0 | 0 | 0 | 0 | 0 | 0
2040-01-19 | 15 | 43.33 | -20446 | -2197 | -890 | 0 | 0 | 0 | 3694 | 0 | 0 | 1126 | 53 | 341 | 8212 | 3288 | 2501 | 0 | 167 | 713 | 217 | 1145 | 0 | 412 | 1200 | 0 | 465 | 0 | 0 | 0 | 0 | 0 | 0 | 0 | 0 | 0
2040-01-19 | 16 | 43.61 | -20727 | -2275 | -1181 | 0 | 0 | 0 | 3910 | 0 | 0 | 1196 | 53 | 341 | 8472 | 3288 | 2923 | 0 | 150 | 435 | 219 | 1145 | 0 | 386 | 1200 | 0 | 465 | 0 | 0 | 0 | 0 | 0 | 0 | 0 | 0 | 0
2040-01-19 | 17 | 43.82 | -21587 | -2275 | -1508 | 0 | 0 | 0 | 4571 | 0 | 0 | 1358 | 53 | 341 | 9163 | 3288 | 2971 | 0 | 151 | 68 | 218 | 1124 | 0 | 400 | 1200 | 0 | 465 | 0 | 0 | 0 | 0 | 0 | 0 | 0 | 0 | 0
2040-01-19 | 18 | 43.61 | -22520 | -2275 | -1817 | 0 | 0 | 0 | 5284 | 0 | 0 | 1366 | 53 | 341 | 9355 | 3288 | 3336 | 0 | 132 | 0 | 218 | 1136 | 0 | 439 | 1200 | 0 | 465 | 0 | 0 | 0 | 0 | 0 | 0 | 0 | 0 | 0
2040-01-19 | 19 | 43.49 | -22292 | -2359 | -1745 | 0 | 0 | 0 | 5110 | 0 | 0 | 1366 | 53 | 341 | 9289 | 3288 | 3282 | 0 | 179 | 0 | 218 | 1152 | 0 | 454 | 1200 | 0 | 465 | 0 | 0 | 0 | 0 | 0 | 0 | 0 | 0 | 0
2040-01-19 | 20 | 42.44 | -21708 | -2359 | -1236 | 0 | 0 | 0 | 4660 | 0 | 0 | 1196 | 53 | 341 | 8380 | 3288 | 3663 | 0 | 214 | 0 | 218 | 1155 | 0 | 469 | 1200 | 0 | 465 | 0 | 0 | 0 | 0 | 0 | 0 | 0 | 0 | 0
2040-01-19 | 21 | 41.44 | -20909 | -2442 | -1127 | 0 | 0 | 0 | 4048 | 0 | 0 | 1126 | 53 | 341 | 7716 | 3288 | 4146 | 0 | 238 | 0 | 218 | 1155 | 0 | 486 | 1200 | 0 | 465 | 0 | 0 | 0 | 0 | 0 | 0 | 0 | 0 | 0
2040-01-19 | 22 | 39.17 | -19959 | -2526 | -945 | 0 | 0 | 0 | 3324 | 0 | 0 | 1112 | 53 | 341 | 6318 | 3288 | 5200 | 0 | 255 | 0 | 219 | 1157 | 0 | 499 | 1200 | 0 | 465 | 0 | 0 | 0 | 0 | 0 | 0 | 0 | 0 | 0
2040-01-19 | 23 | 38.14 | -18779 | -2526 | -781 | 0 | 0 | 0 | 2420 | 0 | 0 | 1038 | 53 | 341 | 5639 | 3288 | 5469 | 0 | 310 | 0 | 220 | 1142 | 0 | 502 | 1200 | 0 | 465 | 0 | 0 | 0 | 0 | 0 | 0 | 0 | 0 | 0
2040-01-19 | 24 | 36.17 | -17609 | -2526 | -636 | 0 | 0 | 0 | 1522 | 0 | 0 | 897 | 53 | 341 | 5022 | 3288 | 5793 | 0 | 371 | 0 | 219 | 1136 | 0 | 465 | 1200 | 0 | 465 | 0 | 0 | 0 | 0 | 0 | 0 | 0 | 0 | 0
2040-01-20 | 1 | 29.55 | -16768 | -2526 | -745 | 0 | 0 | -328 | 528 | 0 | 0 | 678 | 53 | 341 | 4290 | 3288 | 6831 | 0 | 499 | 0 | 220 | 1125 | 0 | 850 | 1200 | 0 | 465 | 0 | 0 | 0 | 0 | 0 | 0 | 0 | 0 | 0
2040-01-20 | 2 | 29.55 | -16230 | -2526 | -636 | 0 | 0 | -455 | 528 | 0 | 0 | 653 | 53 | 341 | 3602 | 3288 | 7025 | 0 | 500 | 0 | 220 | 1121 | 0 | 852 | 1200 | 0 | 465 | 0 | 0 | 0 | 0 | 0 | 0 | 0 | 0 | 0
2040-01-20 | 3 | 29.55 | -15939 | -2526 | -563 | 0 | 0 | -712 | 528 | 0 | 0 | 639 | 53 | 341 | 3266 | 3288 | 7128 | 0 | 637 | 0 | 220 | 1119 | 0 | 857 | 1200 | 0 | 465 | 0 | 0 | 0 | 0 | 0 | 0 | 0 | 0 | 0
2040-01-20 | 4 | 29.55 | -15859 | -2610 | -527 | 0 | 0 | -573 | 528 | 0 | 0 | 639 | 53 | 341 | 3266 | 3288 | 7173 | 0 | 806 | 0 | 220 | 1125 | 0 | 465 | 1200 | 0 | 465 | 0 | 0 | 0 | 0 | 0 | 0 | 0 | 0 | 0
2040-01-20 | 5 | 29.55 | -15940 | -2610 | -509 | 0 | 0 | -369 | 528 | 0 | 0 | 639 | 53 | 341 | 2953 | 3288 | 7190 | 0 | 982 | 0 | 219 | 1125 | 0 | 445 | 1200 | 0 | 465 | 0 | 0 | 0 | 0 | 0 | 0 | 0 | 0 | 0
2040-01-20 | 6 | 29.55 | -16312 | -2699 | -527 | 0 | 0 | -39 | 528 | 0 | 0 | 639 | 53 | 341 | 2953 | 3288 | 7211 | 0 | 1138 | 0 | 218 | 1125 | 0 | 418 | 1200 | 0 | 465 | 0 | 0 | 0 | 0 | 0 | 0 | 0 | 0 | 0
2040-01-20 | 7 | 38.14 | -16958 | -2699 | -600 | 0 | 0 | 0 | 528 | 0 | 0 | 653 | 53 | 341 | 3427 | 3288 | 7188 | 0 | 1378 | 0 | 216 | 1131 | 0 | 389 | 1200 | 0 | 465 | 0 | 0 | 0 | 0 | 0 | 0 | 0 | 0 | 0
2040-01-20 | 8 | 38.14 | -17794 | -2699 | -691 | 0 | 0 | 0 | 930 | 0 | 0 | 653 | 53 | 341 | 3967 | 3288 | 6782 | 0 | 1721 | 44 | 214 | 1140 | 0 | 385 | 1200 | 0 | 465 | 0 | 0 | 0 | 0 | 0 | 0 | 0 | 0 | 0
2040-01-20 | 9 | 37.34 | -19006 | -2788 | -854 | 0 | 0 | 0 | 1807 | 0 | 0 | 653 | 53 | 341 | 3788 | 3288 | 7214 | 0 | 1872 | 202 | 214 | 1151 | 0 | 399 | 1200 | 0 | 465 | 0 | 0 | 0 | 0 | 0 | 0 | 0 | 0 | 0
2040-01-20 | 10 | 36.17 | -20254 | -2876 | -999 | 0 | 0 | 0 | 2711 | 0 | 0 | 653 | 53 | 341 | 3935 | 3288 | 7216 | 0 | 2047 | 436 | 215 | 1154 | 0 | 417 | 1200 | 0 | 465 | 0 | 0 | 0 | 0 | 0 | 0 | 0 | 0 | 0
2040-01-20 | 11 | 33.82 | -21217 | -2965 | -909 | 0 | 0 | 0 | 3408 | 0 | 0 | 849 | 53 | 341 | 4743 | 3288 | 6336 | 0 | 2050 | 570 | 217 | 1163 | 0 | 409 | 1200 | 0 | 465 | 0 | 0 | 0 | 0 | 0 | 0 | 0 | 0 | 0
2040-01-20 | 12 | 39.94 | -21919 | -2965 | -999 | 0 | 0 | 424 | 3921 | 0 | 0 | 1112 | 53 | 341 | 6212 | 3288 | 4497 | 0 | 1995 | 587 | 217 | 1161 | 0 | 411 | 1200 | 0 | 465 | 0 | 0 | 0 | 0 | 0 | 0 | 0 | 0 | 0
2040-01-20 | 13 | 39.94 | -22325 | -2965 | -1090 | 0 | 0 | 1408 | 4211 | 0 | 0 | 1126 | 53 | 341 | 6181 | 3288 | 3622 | 0 | 1924 | 770 | 216 | 1158 | 0 | 418 | 1200 | 0 | 465 | 0 | 0 | 0 | 0 | 0 | 0 | 0 | 0 | 0
2040-01-20 | 14 | 38.14 | -22228 | -2876 | -1127 | 0 | 0 | 0 | 4143 | 0 | 0 | 1038 | 53 | 341 | 5671 | 3288 | 4753 | 0 | 1878 | 1606 | 217 | 1157 | 0 | 423 | 1200 | 0 | 465 | 0 | 0 | 0 | 0 | 0 | 0 | 0 | 0 | 0
2040-01-20 | 15 | 35.65 | -22113 | -2699 | -1163 | 0 | 0 | 0 | 4058 | 0 | 0 | 959 | 53 | 341 | 5222 | 3288 | 5059 | 0 | 1891 | 1666 | 217 | 1145 | 0 | 412 | 1200 | 0 | 465 | 0 | 0 | 0 | 0 | 0 | 0 | 0 | 0 | 0
2040-01-20 | 16 | 27.63 | -22113 | -2876 | -1109 | 0 | 0 | -699 | 4058 | 0 | 0 | 653 | 53 | 341 | 4428 | 3288 | 7295 | 0 | 1984 | 1283 | 219 | 1145 | 0 | 386 | 1200 | 0 | 465 | 0 | 0 | 0 | 0 | 0 | 0 | 0 | 0 | 0
2040-01-20 | 17 | 34.28 | -22663 | -2876 | -1090 | 0 | 0 | 0 | 4460 | 0 | 0 | 849 | 53 | 341 | 4696 | 3288 | 7293 | 0 | 2053 | 191 | 218 | 1124 | 0 | 400 | 1200 | 0 | 465 | 0 | 0 | 0 | 0 | 0 | 0 | 0 | 0 | 0
2040-01-20 | 18 | 37.34 | -23802 | -2876 | -1127 | 0 | 0 | 181 | 5284 | 0 | 0 | 936 | 53 | 341 | 4985 | 3288 | 7285 | 0 | 1995 | 0 | 218 | 1136 | 0 | 439 | 1200 | 0 | 465 | 0 | 0 | 0 | 0 | 0 | 0 | 0 | 0 | 0
2040-01-20 | 19 | 37.34 | -23448 | -2965 | -1163 | 0 | 0 | 142 | 5025 | 0 | 0 | 936 | 53 | 341 | 4985 | 3288 | 7296 | 0 | 2022 | 0 | 218 | 1152 | 0 | 454 | 1200 | 0 | 465 | 0 | 0 | 0 | 0 | 0 | 0 | 0 | 0 | 0
2040-01-20 | 20 | 37.34 | -22608 | -3154 | -1090 | 0 | 0 | 89 | 4417 | 0 | 0 | 875 | 53 | 341 | 4850 | 3288 | 7309 | 0 | 2123 | 0 | 218 | 1155 | 0 | 469 | 1200 | 0 | 465 | 0 | 0 | 0 | 0 | 0 | 0 | 0 | 0 | 0
2040-01-20 | 21 | 37.34 | -22005 | -3447 | -1018 | 0 | 0 | 73 | 3979 | 0 | 0 | 897 | 53 | 341 | 4877 | 3288 | 7313 | 0 | 2125 | 0 | 218 | 1155 | 0 | 486 | 1200 | 0 | 465 | 0 | 0 | 0 | 0 | 0 | 0 | 0 | 0 | 0
2040-01-20 | 22 | 37.34 | -21139 | -3750 | -927 | 0 | 0 | 0 | 3355 | 0 | 0 | 882 | 53 | 341 | 4906 | 3288 | 7309 | 0 | 2142 | 0 | 219 | 1157 | 0 | 499 | 1200 | 0 | 465 | 0 | 0 | 0 | 0 | 0 | 0 | 0 | 0 | 0
2040-01-20 | 23 | 37.34 | -20543 | -4069 | -927 | 0 | 0 | 21 | 2922 | 0 | 0 | 931 | 53 | 341 | 5019 | 3288 | 7321 | 0 | 2114 | 0 | 220 | 1142 | 0 | 502 | 1200 | 0 | 465 | 0 | 0 | 0 | 0 | 0 | 0 | 0 | 0 | 0
2040-01-20 | 24 | 37.34 | -19621 | -4289 | -836 | 0 | 0 | 11 | 2251 | 0 | 0 | 897 | 53 | 341 | 4988 | 3288 | 7323 | 0 | 2109 | 0 | 219 | 1136 | 0 | 465 | 1200 | 0 | 465 | 0 | 0 | 0 | 0 | 0 | 0 | 0 | 0 | 0
2040-01-21 | 1 | 36.31 | -18849 | -4398 | -745 | 0 | 0 | 0 | 528 | 0 | 0 | 1038 | 53 | 341 | 5420 | 3288 | 7324 | 0 | 2141 | 0 | 220 | 1125 | 0 | 850 | 1200 | 0 | 465 | 0 | 0 | 0 | 0 | 0 | 0 | 0 | 0 | 0
2040-01-21 | 2 | 36.17 | -18515 | -4629 | -636 | 0 | 0 | 0 | 528 | 0 | 0 | 1038 | 53 | 341 | 5246 | 3288 | 7314 | 0 | 2114 | 0 | 220 | 1121 | 0 | 852 | 1200 | 0 | 465 | 0 | 0 | 0 | 0 | 0 | 0 | 0 | 0 | 0
2040-01-21 | 3 | 36.17 | -18441 | -4744 | -563 | 0 | 0 | 0 | 528 | 0 | 0 | 1037 | 53 | 341 | 5183 | 3288 | 7316 | 0 | 2141 | 0 | 220 | 1119 | 0 | 857 | 1200 | 0 | 465 | 0 | 0 | 0 | 0 | 0 | 0 | 0 | 0 | 0
2040-01-21 | 4 | 38.14 | -18571 | -4744 | -527 | 0 | 0 | 0 | 528 | 0 | 0 | 1038 | 53 | 341 | 5684 | 3288 | 7313 | 0 | 2122 | 0 | 220 | 1125 | 0 | 465 | 1200 | 0 | 465 | 0 | 0 | 0 | 0 | 0 | 0 | 0 | 0 | 0
2040-01-21 | 5 | 39.11 | -19081 | -4864 | -509 | 0 | 0 | 0 | 528 | 0 | 0 | 1108 | 53 | 341 | 6181 | 3288 | 7334 | 0 | 2167 | 0 | 219 | 1125 | 0 | 445 | 1200 | 0 | 465 | 0 | 0 | 0 | 0 | 0 | 0 | 0 | 0 | 0
2040-01-21 | 6 | 41.09 | -20145 | -4984 | -527 | 0 | 0 | 0 | 528 | 0 | 0 | 1126 | 53 | 341 | 7451 | 3288 | 7332 | 0 | 2112 | 0 | 218 | 1125 | 0 | 418 | 1200 | 0 | 465 | 0 | 0 | 0 | 0 | 0 | 0 | 0 | 0 | 0
2040-01-21 | 7 | 42.53 | -21702 | -4984 | -600 | 0 | 0 | 0 | 1416 | 0 | 0 | 1126 | 53 | 341 | 8208 | 3288 | 7332 | 0 | 2122 | 0 | 216 | 1131 | 0 | 389 | 1200 | 0 | 465 | 0 | 0 | 0 | 0 | 0 | 0 | 0 | 0 | 0
2040-01-21 | 8 | 42.96 | -23055 | -5104 | -691 | 0 | 0 | 0 | 2251 | 0 | 0 | 1196 | 53 | 341 | 8736 | 3288 | 7322 | 0 | 2120 | 140 | 214 | 1140 | 0 | 385 | 1200 | 0 | 465 | 0 | 0 | 0 | 0 | 0 | 0 | 0 | 0 | 0
2040-01-21 | 9 | 42 | -24259 | -5225 | -854 | 0 | 0 | 0 | 2996 | 0 | 0 | 1126 | 53 | 341 | 8028 | 3288 | 7309 | 0 | 2157 | 1611 | 214 | 1151 | 0 | 399 | 1200 | 0 | 465 | 0 | 0 | 0 | 0 | 0 | 0 | 0 | 0 | 0
2040-01-21 | 10 | 39.9 | -25207 | -5104 | -999 | 0 | 0 | 0 | 3583 | 0 | 0 | 1112 | 53 | 341 | 6702 | 3288 | 7320 | 0 | 2189 | 3273 | 215 | 1154 | 0 | 417 | 1200 | 0 | 465 | 0 | 0 | 0 | 0 | 0 | 0 | 0 | 0 | 0
2040-01-21 | 11 | 35.96 | -25914 | -5104 | -909 | 0 | -362 | 0 | 4016 | 0 | 0 | 862 | 53 | 341 | 5269 | 3288 | 7346 | 0 | 2184 | 5476 | 217 | 1163 | 0 | 409 | 1200 | 0 | 465 | 0 | 0 | 0 | 0 | 0 | 0 | 0 | 0 | 0
2040-01-21 | 12 | 35.96 | -26195 | -4984 | -999 | 0 | -656 | 0 | 4190 | 0 | 0 | 762 | 53 | 341 | 5169 | 3288 | 7353 | 0 | 2183 | 6041 | 217 | 1161 | 0 | 411 | 1200 | 0 | 465 | 0 | 0 | 0 | 0 | 0 | 0 | 0 | 0 | 0
2040-01-21 | 13 | 35.96 | -26166 | -4864 | -1090 | 0 | -972 | 0 | 4169 | 0 | 0 | 653 | 53 | 341 | 4761 | 3288 | 7368 | 0 | 2195 | 6808 | 216 | 1158 | 0 | 418 | 1200 | 0 | 465 | 0 | 0 | 0 | 0 | 0 | 0 | 0 | 0 | 0
2040-01-21 | 14 | 37.34 | -26011 | -4744 | -1127 | 0 | 0 | 0 | 4074 | 0 | 0 | 852 | 53 | 341 | 4894 | 3288 | 7371 | 0 | 2166 | 5380 | 217 | 1157 | 0 | 423 | 1200 | 0 | 465 | 0 | 0 | 0 | 0 | 0 | 0 | 0 | 0 | 0
2040-01-21 | 15 | 42.99 | -25923 | -4744 | -1163 | 0 | 0 | 0 | 4021 | 0 | 0 | 1112 | 53 | 341 | 6994 | 3288 | 7391 | 0 | 2177 | 3014 | 217 | 1145 | 0 | 412 | 1200 | 0 | 465 | 0 | 0 | 0 | 0 | 0 | 0 | 0 | 0 | 0
2040-01-21 | 16 | 47.3 | -25968 | -4629 | -1109 | 0 | 0 | 0 | 4048 | 0 | 0 | 1196 | 53 | 341 | 8497 | 3288 | 7388 | 0 | 2185 | 1295 | 219 | 1145 | 0 | 386 | 1200 | 0 | 465 | 0 | 0 | 0 | 0 | 0 | 0 | 0 | 0 | 0
2040-01-21 | 17 | 48.3 | -26685 | -4629 | -1090 | 0 | 605 | 0 | 4491 | 0 | 0 | 1452 | 53 | 341 | 9154 | 3288 | 7388 | 0 | 2073 | 151 | 218 | 1124 | 0 | 400 | 1200 | 0 | 465 | 0 | 0 | 0 | 0 | 0 | 0 | 0 | 0 | 0
2040-01-21 | 18 | 48.3 | -27970 | -4629 | -1127 | 0 | 1106 | 0 | 5284 | 0 | 0 | 1472 | 53 | 341 | 9280 | 3288 | 7393 | 0 | 2050 | 0 | 218 | 1136 | 0 | 439 | 1200 | 0 | 465 | 0 | 0 | 0 | 0 | 0 | 0 | 0 | 0 | 0
2040-01-21 | 19 | 48.14 | -27802 | -4629 | -1163 | 0 | 0 | 0 | 5178 | 0 | 0 | 1472 | 53 | 341 | 10206 | 3288 | 7390 | 0 | 2176 | 0 | 218 | 1152 | 0 | 454 | 1200 | 0 | 465 | 0 | 0 | 0 | 0 | 0 | 0 | 0 | 0 | 0
2040-01-21 | 20 | 46.04 | -27196 | -4629 | -1090 | 0 | 0 | 0 | 4808 | 0 | 0 | 1458 | 53 | 341 | 9891 | 3288 | 7361 | 0 | 2209 | 0 | 218 | 1155 | 0 | 469 | 1200 | 0 | 465 | 0 | 0 | 0 | 0 | 0 | 0 | 0 | 0 | 0
2040-01-21 | 21 | 43.63 | -26150 | -4629 | -1018 | 0 | 0 | 0 | 4159 | 0 | 0 | 1452 | 53 | 341 | 9419 | 3288 | 7328 | 0 | 2233 | 0 | 218 | 1155 | 0 | 486 | 1200 | 0 | 465 | 0 | 0 | 0 | 0 | 0 | 0 | 0 | 0 | 0
2040-01-21 | 22 | 43.09 | -24695 | -4629 | -927 | 0 | 0 | 0 | 3266 | 0 | 0 | 1320 | 53 | 341 | 8912 | 3288 | 7331 | 0 | 2200 | 0 | 219 | 1157 | 0 | 499 | 1200 | 0 | 465 | 0 | 0 | 0 | 0 | 0 | 0 | 0 | 0 | 0
2040-01-21 | 23 | 42.53 | -22984 | -4629 | -927 | 0 | 0 | 0 | 2209 | 0 | 0 | 1196 | 53 | 341 | 8445 | 3288 | 7329 | 0 | 2150 | 0 | 220 | 1142 | 0 | 502 | 1200 | 0 | 465 | 0 | 0 | 0 | 0 | 0 | 0 | 0 | 0 | 0
2040-01-21 | 24 | 41.82 | -21555 | -4513 | -836 | 0 | 0 | 0 | 1326 | 0 | 0 | 1126 | 53 | 341 | 7943 | 3288 | 7330 | 0 | 2013 | 0 | 219 | 1136 | 0 | 465 | 1200 | 0 | 465 | 0 | 0 | 0 | 0 | 0 | 0 | 0 | 0 | 0
2040-01-22 | 1 | 36.96 | -20644 | -4513 | -563 | 0 | 0 | 0 | 1797 | 0 | 0 | 1108 | 53 | 341 | 5909 | 3288 | 7323 | 0 | 2042 | 0 | 220 | 1125 | 0 | 850 | 1200 | 0 | 465 | 0 | 0 | 0 | 0 | 0 | 0 | 0 | 0 | 0
2040-01-22 | 2 | 37.34 | -20217 | -4513 | -509 | 0 | 0 | 0 | 1517 | 0 | 0 | 1075 | 53 | 341 | 5739 | 3288 | 7321 | 0 | 2048 | 0 | 220 | 1121 | 0 | 852 | 1200 | 0 | 465 | 0 | 0 | 0 | 0 | 0 | 0 | 0 | 0 | 0
2040-01-22 | 3 | 36.31 | -20008 | -4513 | -436 | 0 | 0 | 0 | 1374 | 0 | 0 | 1075 | 53 | 341 | 5592 | 3288 | 7333 | 0 | 2041 | 0 | 220 | 1119 | 0 | 857 | 1200 | 0 | 465 | 0 | 0 | 0 | 0 | 0 | 0 | 0 | 0 | 0
2040-01-22 | 4 | 39.11 | -20015 | -4513 | -418 | 0 | 0 | 0 | 1379 | 0 | 0 | 1075 | 53 | 341 | 6004 | 3288 | 7336 | 0 | 1995 | 0 | 220 | 1125 | 0 | 465 | 1200 | 0 | 465 | 0 | 0 | 0 | 0 | 0 | 0 | 0 | 0 | 0
2040-01-22 | 5 | 39.87 | -20468 | -4513 | -418 | 0 | 0 | 0 | 1680 | 0 | 0 | 1108 | 53 | 341 | 6260 | 3288 | 7336 | 0 | 1879 | 0 | 219 | 1125 | 0 | 445 | 1200 | 0 | 465 | 0 | 0 | 0 | 0 | 0 | 0 | 0 | 0 | 0
2040-01-22 | 6 | 40.69 | -21730 | -4513 | -436 | 0 | 0 | 0 | 2520 | 0 | 0 | 1112 | 53 | 341 | 6786 | 3288 | 7336 | 0 | 1818 | 0 | 218 | 1125 | 0 | 418 | 1200 | 0 | 465 | 0 | 0 | 0 | 0 | 0 | 0 | 0 | 0 | 0
2040-01-22 | 7 | 41.95 | -23874 | -4513 | -545 | 0 | 0 | 0 | 3952 | 0 | 0 | 1126 | 53 | 341 | 7518 | 3288 | 7336 | 0 | 1918 | 0 | 216 | 1131 | 0 | 389 | 1200 | 0 | 465 | 0 | 0 | 0 | 0 | 0 | 0 | 0 | 0 | 0
2040-01-22 | 8 | 42.58 | -25166 | -4513 | -672 | 0 | 0 | 0 | 4814 | 0 | 0 | 1126 | 53 | 341 | 7912 | 3288 | 7298 | 0 | 1955 | 162 | 214 | 1140 | 0 | 385 | 1200 | 0 | 465 | 0 | 0 | 0 | 0 | 0 | 0 | 0 | 0 | 0
2040-01-22 | 9 | 39.26 | -25503 | -4513 | -800 | 0 | 0 | 0 | 5041 | 0 | 0 | 1112 | 53 | 341 | 6396 | 3288 | 7298 | 0 | 1944 | 1915 | 214 | 1151 | 0 | 399 | 1200 | 0 | 465 | 0 | 0 | 0 | 0 | 0 | 0 | 0 | 0 | 0
2040-01-22 | 10 | 33.65 | -25363 | -4179 | -927 | 0 | 0 | -45 | 4946 | 0 | 0 | 827 | 53 | 341 | 4644 | 3288 | 7279 | 0 | 1988 | 3698 | 215 | 1154 | 0 | 417 | 1200 | 0 | 465 | 0 | 0 | 0 | 0 | 0 | 0 | 0 | 0 | 0
2040-01-22 | 11 | 33.53 | -25173 | -3750 | -909 | 0 | -490 | -1859 | 4819 | 0 | 0 | 639 | 53 | 341 | 4341 | 3288 | 7270 | 0 | 2024 | 5952 | 217 | 1163 | 0 | 409 | 1200 | 0 | 465 | 0 | 0 | 0 | 0 | 0 | 0 | 0 | 0 | 0
2040-01-22 | 12 | 33.53 | -24932 | -3347 | -781 | 0 | -1683 | -1859 | 4660 | 0 | 0 | 633 | 53 | 341 | 4341 | 3288 | 7255 | 0 | 2009 | 6568 | 217 | 1161 | 0 | 411 | 1200 | 0 | 465 | 0 | 0 | 0 | 0 | 0 | 0 | 0 | 0 | 0
2040-01-22 | 13 | 33.53 | -24522 | -3060 | -1018 | 0 | -1822 | -1859 | 4386 | 0 | 0 | 633 | 53 | 341 | 4341 | 3288 | 7190 | 0 | 1974 | 6617 | 216 | 1158 | 0 | 418 | 1200 | 0 | 465 | 0 | 0 | 0 | 0 | 0 | 0 | 0 | 0 | 0
2040-01-22 | 14 | 33.53 | -24155 | -2876 | -999 | 0 | -1337 | -1859 | 4137 | 0 | 0 | 633 | 53 | 341 | 4341 | 3288 | 6960 | 0 | 2050 | 5963 | 217 | 1157 | 0 | 423 | 1200 | 0 | 465 | 0 | 0 | 0 | 0 | 0 | 0 | 0 | 0 | 0
2040-01-22 | 15 | 33.65 | -23758 | -2699 | -890 | 0 | 0 | -1508 | 3878 | 0 | 0 | 639 | 53 | 341 | 4317 | 3288 | 6439 | 0 | 2021 | 4440 | 217 | 1145 | 0 | 412 | 1200 | 0 | 465 | 0 | 0 | 0 | 0 | 0 | 0 | 0 | 0 | 0
2040-01-22 | 16 | 41.95 | -23690 | -2610 | -1181 | 0 | 0 | 0 | 3831 | 0 | 0 | 1075 | 53 | 341 | 5901 | 3288 | 5481 | 0 | 2015 | 2082 | 219 | 1145 | 0 | 386 | 1200 | 0 | 465 | 0 | 0 | 0 | 0 | 0 | 0 | 0 | 0 | 0
2040-01-22 | 17 | 45.47 | -24420 | -2610 | -1508 | 0 | 360 | 295 | 4317 | 0 | 0 | 1452 | 53 | 341 | 8859 | 3288 | 4076 | 0 | 1911 | 180 | 218 | 1124 | 0 | 400 | 1200 | 0 | 465 | 0 | 0 | 0 | 0 | 0 | 0 | 0 | 0 | 0
2040-01-22 | 18 | 45.47 | -25870 | -2788 | -1817 | 0 | 750 | 1499 | 5284 | 0 | 0 | 1472 | 53 | 341 | 9367 | 3288 | 3111 | 0 | 1852 | 0 | 218 | 1136 | 0 | 439 | 1200 | 0 | 465 | 0 | 0 | 0 | 0 | 0 | 0 | 0 | 0 | 0
2040-01-22 | 19 | 45.47 | -25859 | -2876 | -1745 | 0 | 552 | 1516 | 5279 | 0 | 0 | 1472 | 53 | 341 | 10103 | 3288 | 2553 | 0 | 1835 | 0 | 218 | 1152 | 0 | 454 | 1200 | 0 | 465 | 0 | 0 | 0 | 0 | 0 | 0 | 0 | 0 | 0
2040-01-22 | 20 | 45.47 | -25276 | -2965 | -1236 | 0 | 434 | 594 | 4888 | 0 | 0 | 1472 | 53 | 341 | 10354 | 3288 | 2755 | 0 | 1793 | 0 | 218 | 1155 | 0 | 469 | 1200 | 0 | 465 | 0 | 0 | 0 | 0 | 0 | 0 | 0 | 0 | 0
2040-01-22 | 21 | 45.47 | -24328 | -2965 | -1127 | 0 | 889 | 243 | 4254 | 0 | 0 | 1472 | 53 | 341 | 10409 | 3288 | 2236 | 0 | 1711 | 0 | 218 | 1155 | 0 | 486 | 1200 | 0 | 465 | 0 | 0 | 0 | 0 | 0 | 0 | 0 | 0 | 0
2040-01-22 | 22 | 45.47 | -22913 | -2965 | -945 | 0 | 443 | 753 | 3313 | 0 | 0 | 1472 | 53 | 341 | 10394 | 3288 | 1619 | 0 | 1608 | 0 | 219 | 1157 | 0 | 499 | 1200 | 0 | 465 | 0 | 0 | 0 | 0 | 0 | 0 | 0 | 0 | 0
2040-01-22 | 23 | 45.47 | -21141 | -3060 | -781 | 0 | 500 | 832 | 2129 | 0 | 0 | 1472 | 53 | 341 | 10394 | 3288 | 991 | 0 | 1453 | 0 | 220 | 1142 | 0 | 502 | 1200 | 0 | 465 | 0 | 0 | 0 | 0 | 0 | 0 | 0 | 0 | 0
2040-01-22 | 24 | 45.47 | -19708 | -3060 | -636 | 0 | 658 | 920 | 1173 | 0 | 0 | 1472 | 53 | 341 | 10394 | 3288 | 666 | 0 | 953 | 0 | 219 | 1136 | 0 | 465 | 1200 | 0 | 465 | 0 | 0 | 0 | 0 | 0 | 0 | 0 | 0 | 0
2040-01-23 | 1 | 47.01 | -18861 | -3248 | -563 | 0 | 0 | 0 | 1548 | 0 | 0 | 1472 | 53 | 341 | 10973 | 3288 | 526 | 0 | 611 | 0 | 220 | 1125 | 0 | 850 | 1200 | 0 | 465 | 0 | 0 | 0 | 0 | 0 | 0 | 0 | 0 | 0
2040-01-23 | 2 | 47.08 | -18416 | -3248 | -509 | 0 | 0 | 0 | 1226 | 0 | 0 | 1472 | 53 | 341 | 11089 | 3288 | 371 | 0 | 475 | 0 | 220 | 1121 | 0 | 852 | 1200 | 0 | 465 | 0 | 0 | 0 | 0 | 0 | 0 | 0 | 0 | 0
2040-01-23 | 3 | 46.41 | -18195 | -3248 | -436 | 0 | 0 | 0 | 1067 | 0 | 0 | 1472 | 53 | 341 | 10854 | 3288 | 467 | 0 | 476 | 0 | 220 | 1119 | 0 | 857 | 1200 | 0 | 465 | 0 | 0 | 0 | 0 | 0 | 0 | 0 | 0 | 0
2040-01-23 | 4 | 45.48 | -18199 | -3248 | -418 | 0 | 0 | 0 | 1073 | 0 | 0 | 1472 | 53 | 341 | 10448 | 3288 | 1011 | 0 | 705 | 0 | 220 | 1125 | 0 | 465 | 1200 | 0 | 465 | 0 | 0 | 0 | 0 | 0 | 0 | 0 | 0 | 0
2040-01-23 | 5 | 43.61 | -18665 | -3060 | -418 | 0 | 0 | 0 | 1406 | 0 | 0 | 1370 | 53 | 341 | 9370 | 3288 | 1899 | 0 | 963 | 0 | 219 | 1125 | 0 | 445 | 1200 | 0 | 465 | 0 | 0 | 0 | 0 | 0 | 0 | 0 | 0 | 0
2040-01-23 | 6 | 42.69 | -19963 | -3060 | -436 | 0 | 0 | 0 | 2336 | 0 | 0 | 1126 | 53 | 341 | 8176 | 3288 | 3607 | 0 | 1107 | 0 | 218 | 1125 | 0 | 418 | 1200 | 0 | 465 | 0 | 0 | 0 | 0 | 0 | 0 | 0 | 0 | 0
2040-01-23 | 7 | 42.53 | -22191 | -2965 | -545 | 0 | 0 | 0 | 3931 | 0 | 0 | 1126 | 53 | 341 | 7558 | 3288 | 4732 | 0 | 1271 | 0 | 216 | 1131 | 0 | 389 | 1200 | 0 | 465 | 0 | 0 | 0 | 0 | 0 | 0 | 0 | 0 | 0
2040-01-23 | 8 | 39.99 | -23376 | -2876 | -672 | 0 | 0 | 0 | 4782 | 0 | 0 | 1112 | 53 | 341 | 6435 | 3288 | 6048 | 0 | 1385 | 77 | 214 | 1140 | 0 | 385 | 1200 | 0 | 465 | 0 | 0 | 0 | 0 | 0 | 0 | 0 | 0 | 0
2040-01-23 | 9 | 37.4 | -23531 | -2610 | -800 | 0 | 0 | 0 | 4893 | 0 | 0 | 1000 | 53 | 341 | 5252 | 3288 | 6525 | 0 | 1458 | 702 | 214 | 1151 | 0 | 399 | 1200 | 0 | 465 | 0 | 0 | 0 | 0 | 0 | 0 | 0 | 0 | 0
2040-01-23 | 10 | 33.82 | -23601 | -2442 | -927 | 0 | 0 | 0 | 4946 | 0 | 0 | 771 | 53 | 341 | 4565 | 3288 | 6731 | 0 | 1320 | 1505 | 215 | 1154 | 0 | 417 | 1200 | 0 | 465 | 0 | 0 | 0 | 0 | 0 | 0 | 0 | 0 | 0
2040-01-23 | 11 | 32.92 | -23602 | -2197 | -909 | 0 | 0 | -606 | 4946 | 0 | 0 | 653 | 53 | 341 | 4244 | 3288 | 6919 | 0 | 1149 | 2266 | 217 | 1163 | 0 | 409 | 1200 | 0 | 465 | 0 | 0 | 0 | 0 | 0 | 0 | 0 | 0 | 0
2040-01-23 | 12 | 32.92 | -23366 | -2040 | -781 | 0 | 0 | -993 | 4777 | 0 | 0 | 639 | 53 | 341 | 4244 | 3288 | 6876 | 0 | 920 | 2589 | 217 | 1161 | 0 | 411 | 1200 | 0 | 465 | 0 | 0 | 0 | 0 | 0 | 0 | 0 | 0 | 0
2040-01-23 | 13 | 32.92 | -23035 | -1820 | -1018 | 0 | 0 | -1174 | 4539 | 0 | 0 | 633 | 53 | 341 | 2826 | 3288 | 7115 | 0 | 857 | 3938 | 216 | 1158 | 0 | 418 | 1200 | 0 | 465 | 0 | 0 | 0 | 0 | 0 | 0 | 0 | 0 | 0
2040-01-23 | 14 | 32.92 | -22842 | -1679 | -999 | 0 | 0 | -475 | 4402 | 0 | 0 | 639 | 53 | 341 | 2636 | 3288 | 7170 | 0 | 641 | 3364 | 217 | 1157 | 0 | 423 | 1200 | 0 | 465 | 0 | 0 | 0 | 0 | 0 | 0 | 0 | 0 | 0
2040-01-23 | 15 | 32.92 | -22527 | -1679 | -890 | 0 | 0 | -41 | 4174 | 0 | 0 | 639 | 53 | 341 | 2636 | 3288 | 7231 | 0 | 614 | 2722 | 217 | 1145 | 0 | 412 | 1200 | 0 | 465 | 0 | 0 | 0 | 0 | 0 | 0 | 0 | 0 | 0
2040-01-23 | 16 | 44.49 | -22463 | -1611 | -1181 | 0 | 0 | 137 | 4127 | 0 | 0 | 653 | 53 | 341 | 3919 | 3288 | 7258 | 0 | 532 | 1533 | 219 | 1145 | 0 | 386 | 1200 | 0 | 465 | 0 | 0 | 0 | 0 | 0 | 0 | 0 | 0 | 0
2040-01-23 | 17 | 44.49 | -23067 | -1611 | -1508 | 0 | 0 | 1019 | 4560 | 0 | 0 | 1037 | 53 | 341 | 4481 | 3288 | 7259 | 0 | 570 | 173 | 218 | 1124 | 0 | 400 | 1200 | 0 | 465 | 0 | 0 | 0 | 0 | 0 | 0 | 0 | 0 | 0
2040-01-23 | 18 | 44.49 | -24076 | -1611 | -1817 | 0 | 0 | 1278 | 5284 | 0 | 0 | 1075 | 53 | 341 | 4774 | 3288 | 7293 | 0 | 662 | 0 | 218 | 1136 | 0 | 439 | 1200 | 0 | 465 | 0 | 0 | 0 | 0 | 0 | 0 | 0 | 0 | 0
2040-01-23 | 19 | 41.11 | -23822 | -1611 | -1745 | 0 | 0 | 0 | 5104 | 0 | 0 | 1039 | 53 | 341 | 5818 | 3288 | 7290 | 0 | 756 | 0 | 218 | 1152 | 0 | 454 | 1200 | 0 | 465 | 0 | 0 | 0 | 0 | 0 | 0 | 0 | 0 | 0
2040-01-23 | 20 | 38.05 | -23092 | -1548 | -1236 | 0 | 0 | 0 | 4581 | 0 | 0 | 923 | 53 | 341 | 5062 | 3288 | 7288 | 0 | 834 | 0 | 218 | 1155 | 0 | 469 | 1200 | 0 | 465 | 0 | 0 | 0 | 0 | 0 | 0 | 0 | 0 | 0
2040-01-23 | 21 | 31.31 | -22049 | -1480 | -1127 | 0 | 0 | 0 | 3831 | 0 | 0 | 849 | 53 | 335 | 4594 | 3288 | 7269 | 0 | 914 | 0 | 218 | 1155 | 0 | 486 | 1200 | 0 | 465 | 0 | 0 | 0 | 0 | 0 | 0 | 0 | 0 | 0
2040-01-23 | 22 | 23.49 | -20556 | -1480 | -945 | 0 | 0 | 0 | 2764 | 0 | 0 | 667 | 53 | 227 | 4231 | 3288 | 7268 | 0 | 943 | 0 | 219 | 1157 | 0 | 499 | 1200 | 0 | 465 | 0 | 0 | 0 | 0 | 0 | 0 | 0 | 0 | 0
2040-01-23 | 23 | 0.14 | -18759 | -1355 | -781 | 0 | 0 | 0 | 1474 | 0 | 0 | 653 | 53 | 160 | 3527 | 3288 | 7252 | 0 | 1026 | 0 | 220 | 1142 | 0 | 502 | 1200 | 0 | 399 | 0 | 0 | 0 | 0 | 0 | 0 | 0 | 0 | 0
2040-01-23 | 24 | 0 | -17221 | -1240 | -636 | 0 | 0 | 0 | 528 | 0 | 0 | 332 | 48 | 160 | 3094 | 3288 | 7247 | 0 | 1091 | 0 | 219 | 1136 | 0 | 465 | 1200 | 0 | 289 | 0 | 0 | 0 | 0 | 0 | 0 | 0 | 0 | 0
2040-01-24 | 1 | 28.73 | -16199 | -1182 | -563 | 0 | -496 | -1859 | 539 | 0 | 0 | 633 | 53 | 319 | 3245 | 3288 | 7193 | 0 | 1212 | 0 | 220 | 1125 | 0 | 850 | 1200 | 0 | 422 | 0 | 0 | 0 | 0 | 0 | 0 | 0 | 0 | 0
2040-01-24 | 2 | 28.94 | -15641 | -1240 | -509 | 0 | 0 | -1467 | 528 | 0 | 0 | 633 | 53 | 335 | 2477 | 3288 | 6511 | 0 | 1174 | 0 | 220 | 1121 | 0 | 852 | 1200 | 0 | 465 | 0 | 0 | 0 | 0 | 0 | 0 | 0 | 0 | 0
2040-01-24 | 3 | 28.94 | -15318 | -1240 | -436 | 0 | 0 | -1170 | 528 | 0 | 0 | 633 | 53 | 341 | 2066 | 3288 | 6242 | 0 | 1152 | 0 | 220 | 1119 | 0 | 857 | 1200 | 0 | 465 | 0 | 0 | 0 | 0 | 0 | 0 | 0 | 0 | 0
2040-01-24 | 4 | 28.94 | -15255 | -1072 | -418 | 0 | 0 | -1637 | 528 | 0 | 0 | 633 | 53 | 341 | 2066 | 3288 | 6795 | 0 | 1204 | 0 | 220 | 1125 | 0 | 465 | 1200 | 0 | 465 | 0 | 0 | 0 | 0 | 0 | 0 | 0 | 0 | 0
2040-01-24 | 5 | 28.94 | -15641 | -1015 | -418 | 0 | 0 | -1604 | 528 | 0 | 0 | 633 | 53 | 341 | 2066 | 3288 | 7050 | 0 | 1265 | 0 | 219 | 1125 | 0 | 445 | 1200 | 0 | 465 | 0 | 0 | 0 | 0 | 0 | 0 | 0 | 0 | 0
2040-01-24 | 6 | 28.94 | -16915 | -1015 | -436 | 0 | 0 | -984 | 1089 | 0 | 0 | 633 | 53 | 341 | 2066 | 3288 | 7150 | 0 | 1305 | 0 | 218 | 1125 | 0 | 418 | 1200 | 0 | 465 | 0 | 0 | 0 | 0 | 0 | 0 | 0 | 0 | 0
2040-01-24 | 7 | 28.94 | -19119 | -1015 | -545 | 0 | 0 | -122 | 2790 | 0 | 0 | 633 | 53 | 341 | 1867 | 3288 | 7117 | 0 | 1311 | 0 | 216 | 1131 | 0 | 389 | 1200 | 0 | 465 | 0 | 0 | 0 | 0 | 0 | 0 | 0 | 0 | 0
2040-01-24 | 8 | 29.8 | -20393 | -968 | -672 | 0 | 0 | 0 | 3773 | 0 | 0 | 639 | 53 | 341 | 2701 | 3288 | 6475 | 0 | 1302 | 58 | 214 | 1140 | 0 | 385 | 1200 | 0 | 465 | 0 | 0 | 0 | 0 | 0 | 0 | 0 | 0 | 0
2040-01-24 | 9 | 33.57 | -20700 | -868 | -800 | 0 | 0 | 0 | 4011 | 0 | 0 | 653 | 53 | 341 | 3319 | 3288 | 5650 | 0 | 1251 | 374 | 214 | 1151 | 0 | 399 | 1200 | 0 | 465 | 0 | 0 | 0 | 0 | 0 | 0 | 0 | 0 | 0
2040-01-24 | 10 | 39.11 | -20949 | -868 | -927 | 0 | 0 | 793 | 4206 | 0 | 0 | 1037 | 53 | 341 | 4655 | 3288 | 3168 | 0 | 1179 | 575 | 215 | 1154 | 0 | 417 | 1200 | 0 | 465 | 0 | 0 | 0 | 0 | 0 | 0 | 0 | 0 | 0
2040-01-24 | 11 | 39.11 | -21135 | -821 | -909 | 0 | 0 | 833 | 4349 | 0 | 0 | 1075 | 53 | 341 | 5256 | 3288 | 2235 | 0 | 1194 | 788 | 217 | 1163 | 0 | 409 | 1200 | 0 | 465 | 0 | 0 | 0 | 0 | 0 | 0 | 0 | 0 | 0
2040-01-24 | 12 | 37.4 | -21242 | -821 | -781 | 0 | 0 | 0 | 4428 | 0 | 0 | 862 | 53 | 341 | 4912 | 3288 | 3586 | 0 | 1129 | 793 | 217 | 1161 | 0 | 411 | 1200 | 0 | 465 | 0 | 0 | 0 | 0 | 0 | 0 | 0 | 0 | 0
2040-01-24 | 13 | 39.11 | -21187 | -774 | -1018 | 0 | 0 | 0 | 4386 | 0 | 0 | 936 | 53 | 341 | 5199 | 3288 | 3559 | 0 | 1152 | 608 | 216 | 1158 | 0 | 418 | 1200 | 0 | 465 | 0 | 0 | 0 | 0 | 0 | 0 | 0 | 0 | 0
2040-01-24 | 14 | 39.11 | -21151 | -727 | -999 | 0 | 0 | 1032 | 4359 | 0 | 0 | 1112 | 53 | 341 | 5432 | 3288 | 1963 | 0 | 1095 | 740 | 217 | 1157 | 0 | 423 | 1200 | 0 | 465 | 0 | 0 | 0 | 0 | 0 | 0 | 0 | 0 | 0
2040-01-24 | 15 | 39.11 | -20985 | -727 | -890 | 0 | 0 | 943 | 4232 | 0 | 0 | 1112 | 53 | 341 | 6002 | 3288 | 1648 | 0 | 1097 | 446 | 217 | 1145 | 0 | 412 | 1200 | 0 | 465 | 0 | 0 | 0 | 0 | 0 | 0 | 0 | 0 | 0
2040-01-24 | 16 | 39.9 | -21048 | -685 | -1181 | 0 | 426 | 1859 | 4280 | 0 | 0 | 1196 | 53 | 341 | 6267 | 3288 | 399 | 0 | 1085 | 305 | 219 | 1145 | 0 | 386 | 1200 | 0 | 465 | 0 | 0 | 0 | 0 | 0 | 0 | 0 | 0 | 0
2040-01-24 | 17 | 39.11 | -21604 | -727 | -1508 | 0 | 0 | 1082 | 4708 | 0 | 0 | 1126 | 53 | 341 | 6111 | 3288 | 2329 | 0 | 1301 | 95 | 218 | 1124 | 0 | 400 | 1200 | 0 | 465 | 0 | 0 | 0 | 0 | 0 | 0 | 0 | 0 | 0
2040-01-24 | 18 | 39 | -22348 | -821 | -1817 | 0 | 0 | 0 | 5284 | 0 | 0 | 1075 | 53 | 341 | 5921 | 3288 | 3879 | 0 | 1688 | 0 | 218 | 1136 | 0 | 439 | 1200 | 0 | 465 | 0 | 0 | 0 | 0 | 0 | 0 | 0 | 0 | 0
2040-01-24 | 19 | 24.81 | -22138 | -1015 | -1745 | 0 | 0 | 0 | 5120 | 0 | 0 | 663 | 53 | 325 | 4167 | 3288 | 5886 | 0 | 1906 | 0 | 218 | 1152 | 0 | 454 | 1200 | 0 | 465 | 0 | 0 | 0 | 0 | 0 | 0 | 0 | 0 | 0
2040-01-24 | 20 | 9.3 | -21551 | -1182 | -1236 | 0 | 0 | -186 | 4671 | 0 | 0 | 639 | 53 | 166 | 2650 | 3288 | 7154 | 0 | 2027 | 0 | 218 | 1155 | 0 | 469 | 1200 | 0 | 465 | 0 | 0 | 0 | 0 | 0 | 0 | 0 | 0 | 0
2040-01-24 | 21 | 9.3 | -20742 | -1297 | -1127 | 0 | 0 | -46 | 4042 | 0 | 0 | 639 | 53 | 160 | 2292 | 3288 | 7176 | 0 | 2037 | 0 | 218 | 1155 | 0 | 486 | 1200 | 0 | 465 | 0 | 0 | 0 | 0 | 0 | 0 | 0 | 0 | 0
2040-01-24 | 22 | 9.3 | -19555 | -1480 | -945 | 0 | 0 | -159 | 3128 | 0 | 0 | 639 | 53 | 160 | 2159 | 3288 | 7155 | 0 | 2018 | 0 | 219 | 1157 | 0 | 499 | 1200 | 0 | 465 | 0 | 0 | 0 | 0 | 0 | 0 | 0 | 0 | 0
2040-01-24 | 23 | 9.3 | -18100 | -1611 | -781 | 0 | 0 | -142 | 2003 | 0 | 0 | 633 | 53 | 160 | 1835 | 3288 | 7171 | 0 | 1963 | 0 | 220 | 1142 | 0 | 502 | 1200 | 0 | 465 | 0 | 0 | 0 | 0 | 0 | 0 | 0 | 0 | 0
2040-01-24 | 24 | 12.56 | -16835 | -1752 | -636 | 0 | 0 | 395 | 1030 | 0 | 0 | 633 | 53 | 160 | 1003 | 3288 | 7169 | 0 | 2007 | 0 | 219 | 1136 | 0 | 465 | 1200 | 0 | 465 | 0 | 0 | 0 | 0 | 0 | 0 | 0 | 0 | 0
2040-01-25 | 1 | 29.59 | -16078 | -1820 | -563 | 0 | 0 | -772 | 528 | 0 | 0 | 633 | 53 | 319 | 1344 | 3288 | 7194 | 0 | 2013 | 0 | 220 | 1125 | 0 | 850 | 1200 | 0 | 465 | 0 | 0 | 0 | 0 | 0 | 0 | 0 | 0 | 0
2040-01-25 | 2 | 29.59 | -15662 | -1893 | -509 | 0 | 0 | -907 | 528 | 0 | 0 | 633 | 53 | 335 | 1016 | 3288 | 7202 | 0 | 2058 | 0 | 220 | 1121 | 0 | 852 | 1200 | 0 | 465 | 0 | 0 | 0 | 0 | 0 | 0 | 0 | 0 | 0
2040-01-25 | 3 | 29.59 | -15496 | -1893 | -436 | 0 | 0 | -899 | 528 | 0 | 0 | 633 | 53 | 341 | 817 | 3288 | 7134 | 0 | 2069 | 0 | 220 | 1119 | 0 | 857 | 1200 | 0 | 465 | 0 | 0 | 0 | 0 | 0 | 0 | 0 | 0 | 0
2040-01-25 | 4 | 29.59 | -15596 | -1966 | -418 | 0 | 0 | -246 | 528 | 0 | 0 | 633 | 53 | 341 | 817 | 3288 | 7011 | 0 | 2081 | 0 | 220 | 1125 | 0 | 465 | 1200 | 0 | 465 | 0 | 0 | 0 | 0 | 0 | 0 | 0 | 0 | 0
2040-01-25 | 5 | 29.59 | -16158 | -2040 | -418 | 0 | 0 | -285 | 528 | 0 | 0 | 633 | 53 | 341 | 1975 | 3288 | 6529 | 0 | 2100 | 0 | 219 | 1125 | 0 | 445 | 1200 | 0 | 465 | 0 | 0 | 0 | 0 | 0 | 0 | 0 | 0 | 0
2040-01-25 | 6 | 33.82 | -17584 | -2040 | -436 | 0 | 0 | 0 | 1310 | 0 | 0 | 653 | 53 | 341 | 3610 | 3288 | 5320 | 0 | 2059 | 0 | 218 | 1125 | 0 | 418 | 1200 | 0 | 465 | 0 | 0 | 0 | 0 | 0 | 0 | 0 | 0 | 0
2040-01-25 | 7 | 39.99 | -20001 | -2118 | -545 | 0 | 0 | 971 | 3139 | 0 | 0 | 936 | 53 | 341 | 4222 | 3288 | 4361 | 0 | 1954 | 0 | 216 | 1131 | 0 | 389 | 1200 | 0 | 465 | 0 | 0 | 0 | 0 | 0 | 0 | 0 | 0 | 0
2040-01-25 | 8 | 39.99 | -21294 | -2040 | -672 | 0 | 0 | 1329 | 4116 | 0 | 0 | 1039 | 53 | 341 | 4574 | 3288 | 3780 | 0 | 1884 | 199 | 214 | 1140 | 0 | 385 | 1200 | 0 | 465 | 0 | 0 | 0 | 0 | 0 | 0 | 0 | 0 | 0
2040-01-25 | 9 | 39.22 | -21470 | -2040 | -800 | 0 | 0 | 0 | 4248 | 0 | 0 | 849 | 53 | 341 | 4800 | 3288 | 3705 | 0 | 1695 | 1901 | 214 | 1151 | 0 | 399 | 1200 | 0 | 465 | 0 | 0 | 0 | 0 | 0 | 0 | 0 | 0 | 0
2040-01-25 | 10 | 28.16 | -21437 | -1966 | -927 | 0 | 0 | -577 | 4222 | 0 | 0 | 653 | 53 | 341 | 3866 | 3288 | 3328 | 0 | 1245 | 4462 | 215 | 1154 | 0 | 417 | 1200 | 0 | 465 | 0 | 0 | 0 | 0 | 0 | 0 | 0 | 0 | 0
2040-01-25 | 11 | 28.16 | -21521 | -1752 | -909 | 0 | 0 | -1660 | 4285 | 0 | 0 | 639 | 53 | 341 | 3626 | 3288 | 3184 | 0 | 1161 | 5811 | 217 | 1163 | 0 | 409 | 1200 | 0 | 465 | 0 | 0 | 0 | 0 | 0 | 0 | 0 | 0 | 0
2040-01-25 | 12 | 27.15 | -21461 | -1679 | -781 | 0 | -1161 | -1859 | 4243 | 0 | 0 | 633 | 53 | 341 | 3207 | 3288 | 3902 | 0 | 1151 | 6670 | 217 | 1161 | 0 | 411 | 1200 | 0 | 465 | 0 | 0 | 0 | 0 | 0 | 0 | 0 | 0 | 0
2040-01-25 | 13 | 27.15 | -21227 | -1611 | -1018 | 0 | -1144 | -1859 | 4063 | 0 | 0 | 633 | 53 | 341 | 2917 | 3288 | 4427 | 0 | 1124 | 6556 | 216 | 1158 | 0 | 418 | 1200 | 0 | 465 | 0 | 0 | 0 | 0 | 0 | 0 | 0 | 0 | 0
2040-01-25 | 14 | 27.15 | -21061 | -1611 | -999 | 0 | -893 | -1859 | 3937 | 0 | 0 | 633 | 53 | 341 | 1980 | 3288 | 5447 | 0 | 1002 | 6281 | 217 | 1157 | 0 | 423 | 1200 | 0 | 465 | 0 | 0 | 0 | 0 | 0 | 0 | 0 | 0 | 0
2040-01-25 | 15 | 28.16 | -20824 | -1611 | -890 | 0 | 0 | -987 | 3762 | 0 | 0 | 633 | 53 | 341 | 1726 | 3288 | 6189 | 0 | 916 | 3966 | 217 | 1145 | 0 | 412 | 1200 | 0 | 465 | 0 | 0 | 0 | 0 | 0 | 0 | 0 | 0 | 0
2040-01-25 | 16 | 38.05 | -20922 | -1679 | -1181 | 0 | 292 | 803 | 3836 | 0 | 0 | 639 | 53 | 341 | 1872 | 3288 | 6566 | 0 | 823 | 1855 | 219 | 1145 | 0 | 386 | 1200 | 0 | 465 | 0 | 0 | 0 | 0 | 0 | 0 | 0 | 0 | 0
2040-01-25 | 17 | 38.05 | -21553 | -1752 | -1508 | 0 | 634 | 1306 | 4312 | 0 | 0 | 813 | 53 | 341 | 2670 | 3288 | 6880 | 0 | 753 | 359 | 218 | 1124 | 0 | 400 | 1200 | 0 | 465 | 0 | 0 | 0 | 0 | 0 | 0 | 0 | 0 | 0
2040-01-25 | 18 | 38.05 | -22842 | -1820 | -1817 | 0 | 783 | 1549 | 5284 | 0 | 0 | 1037 | 53 | 341 | 3223 | 3288 | 6820 | 0 | 644 | 0 | 218 | 1136 | 0 | 439 | 1200 | 0 | 465 | 0 | 0 | 0 | 0 | 0 | 0 | 0 | 0 | 0
2040-01-25 | 19 | 38.05 | -22808 | -1966 | -1745 | 0 | 806 | 1306 | 5258 | 0 | 0 | 1038 | 53 | 341 | 3628 | 3288 | 6611 | 0 | 703 | 0 | 218 | 1152 | 0 | 454 | 1200 | 0 | 465 | 0 | 0 | 0 | 0 | 0 | 0 | 0 | 0 | 0
2040-01-25 | 20 | 38.05 | -22321 | -2040 | -1236 | 0 | 33 | 30 | 4888 | 0 | 0 | 897 | 53 | 341 | 4900 | 3288 | 6815 | 0 | 845 | 0 | 218 | 1155 | 0 | 469 | 1200 | 0 | 465 | 0 | 0 | 0 | 0 | 0 | 0 | 0 | 0 | 0
2040-01-25 | 21 | 35.65 | -21680 | -2197 | -1127 | 0 | 0 | 0 | 4407 | 0 | 0 | 897 | 53 | 341 | 4947 | 3288 | 6416 | 0 | 1131 | 0 | 218 | 1155 | 0 | 486 | 1200 | 0 | 465 | 0 | 0 | 0 | 0 | 0 | 0 | 0 | 0 | 0
2040-01-25 | 22 | 36.17 | -20747 | -2275 | -945 | 0 | 0 | 0 | 3704 | 0 | 0 | 936 | 53 | 341 | 5049 | 3288 | 5763 | 0 | 1293 | 0 | 219 | 1157 | 0 | 499 | 1200 | 0 | 465 | 0 | 0 | 0 | 0 | 0 | 0 | 0 | 0 | 0
2040-01-25 | 23 | 38.05 | -19505 | -2359 | -781 | 0 | 0 | 304 | 2764 | 0 | 0 | 1037 | 53 | 341 | 5220 | 3288 | 4575 | 0 | 1536 | 0 | 220 | 1142 | 0 | 502 | 1200 | 0 | 465 | 0 | 0 | 0 | 0 | 0 | 0 | 0 | 0 | 0
2040-01-25 | 24 | 38.05 | -18310 | -2526 | -636 | 0 | 203 | 1215 | 1860 | 0 | 0 | 1112 | 53 | 341 | 5369 | 3288 | 3019 | 0 | 1527 | 0 | 219 | 1136 | 0 | 465 | 1200 | 0 | 465 | 0 | 0 | 0 | 0 | 0 | 0 | 0 | 0 | 0
2040-01-26 | 1 | 40.18 | -17433 | -2610 | -563 | 0 | 0 | 0 | 1406 | 0 | 0 | 1126 | 53 | 341 | 7005 | 3288 | 2046 | 0 | 1482 | 0 | 220 | 1125 | 0 | 850 | 1200 | 0 | 465 | 0 | 0 | 0 | 0 | 0 | 0 | 0 | 0 | 0
2040-01-26 | 2 | 41.44 | -16943 | -2699 | -509 | 0 | 0 | 0 | 1030 | 0 | 0 | 1126 | 53 | 341 | 7556 | 3288 | 1642 | 0 | 1258 | 0 | 220 | 1121 | 0 | 852 | 1200 | 0 | 465 | 0 | 0 | 0 | 0 | 0 | 0 | 0 | 0 | 0
2040-01-26 | 3 | 41.77 | -16721 | -2788 | -436 | 0 | 0 | 0 | 856 | 0 | 0 | 1126 | 53 | 341 | 7657 | 3288 | 1585 | 0 | 1178 | 0 | 220 | 1119 | 0 | 857 | 1200 | 0 | 465 | 0 | 0 | 0 | 0 | 0 | 0 | 0 | 0 | 0
2040-01-26 | 4 | 40.18 | -16742 | -2876 | -418 | 0 | 0 | 0 | 872 | 0 | 0 | 1112 | 53 | 341 | 7018 | 3288 | 2845 | 0 | 1033 | 0 | 220 | 1125 | 0 | 465 | 1200 | 0 | 465 | 0 | 0 | 0 | 0 | 0 | 0 | 0 | 0 | 0
2040-01-26 | 5 | 39.26 | -17004 | -2965 | -418 | 0 | 0 | 0 | 1073 | 0 | 0 | 1112 | 53 | 341 | 6443 | 3288 | 3794 | 0 | 830 | 0 | 219 | 1125 | 0 | 445 | 1200 | 0 | 465 | 0 | 0 | 0 | 0 | 0 | 0 | 0 | 0 | 0
2040-01-26 | 6 | 40.69 | -17675 | -3060 | -436 | 0 | 0 | 0 | 1590 | 0 | 0 | 1126 | 53 | 341 | 7192 | 3288 | 3578 | 0 | 576 | 0 | 218 | 1125 | 0 | 418 | 1200 | 0 | 465 | 0 | 0 | 0 | 0 | 0 | 0 | 0 | 0 | 0
2040-01-26 | 7 | 41.81 | -18746 | -3060 | -545 | 0 | 0 | 0 | 2410 | 0 | 0 | 1126 | 53 | 341 | 7688 | 3288 | 3583 | 0 | 463 | 0 | 216 | 1131 | 0 | 389 | 1200 | 0 | 465 | 0 | 0 | 0 | 0 | 0 | 0 | 0 | 0 | 0
2040-01-26 | 8 | 42.58 | -19798 | -3060 | -672 | 0 | 0 | 0 | 3218 | 0 | 0 | 1126 | 53 | 341 | 8339 | 3288 | 3169 | 0 | 403 | 190 | 214 | 1140 | 0 | 385 | 1200 | 0 | 465 | 0 | 0 | 0 | 0 | 0 | 0 | 0 | 0 | 0
2040-01-26 | 9 | 41.95 | -20819 | -2965 | -800 | 0 | 0 | 0 | 4000 | 0 | 0 | 1126 | 53 | 341 | 7877 | 3288 | 2266 | 0 | 242 | 1963 | 214 | 1151 | 0 | 399 | 1200 | 0 | 465 | 0 | 0 | 0 | 0 | 0 | 0 | 0 | 0 | 0
2040-01-26 | 10 | 39.22 | -21263 | -2699 | -927 | 0 | 0 | 0 | 4343 | 0 | 0 | 1108 | 53 | 341 | 6255 | 3288 | 1641 | 0 | 130 | 4278 | 215 | 1154 | 0 | 417 | 1200 | 0 | 465 | 0 | 0 | 0 | 0 | 0 | 0 | 0 | 0 | 0
2040-01-26 | 11 | 34.4 | -21411 | -2610 | -909 | 0 | -369 | -466 | 4454 | 0 | 0 | 653 | 53 | 341 | 4483 | 3288 | 1879 | 0 | 147 | 7014 | 217 | 1163 | 0 | 409 | 1200 | 0 | 465 | 0 | 0 | 0 | 0 | 0 | 0 | 0 | 0 | 0
2040-01-26 | 12 | 34.4 | -21179 | -2359 | -781 | 0 | -1489 | -981 | 4280 | 0 | 0 | 633 | 53 | 341 | 4162 | 3288 | 1917 | 0 | 198 | 8464 | 217 | 1161 | 0 | 411 | 1200 | 0 | 465 | 0 | 0 | 0 | 0 | 0 | 0 | 0 | 0 | 0
2040-01-26 | 13 | 34.4 | -20885 | -2275 | -1018 | 0 | -1617 | -401 | 4053 | 0 | 0 | 639 | 53 | 341 | 4147 | 3288 | 1988 | 0 | 182 | 8048 | 216 | 1158 | 0 | 418 | 1200 | 0 | 465 | 0 | 0 | 0 | 0 | 0 | 0 | 0 | 0 | 0
2040-01-26 | 14 | 34.4 | -20465 | -2118 | -999 | 0 | 0 | -340 | 3731 | 0 | 0 | 653 | 53 | 341 | 3991 | 3288 | 1808 | 0 | 128 | 6469 | 217 | 1157 | 0 | 423 | 1200 | 0 | 465 | 0 | 0 | 0 | 0 | 0 | 0 | 0 | 0 | 0
2040-01-26 | 15 | 41.95 | -20298 | -2040 | -890 | 0 | 0 | 0 | 3604 | 0 | 0 | 862 | 53 | 341 | 4920 | 3288 | 1569 | 0 | 109 | 5044 | 217 | 1145 | 0 | 412 | 1200 | 0 | 465 | 0 | 0 | 0 | 0 | 0 | 0 | 0 | 0 | 0
2040-01-26 | 16 | 46.49 | -20388 | -2040 | -1181 | 0 | 135 | 253 | 3672 | 0 | 0 | 1126 | 53 | 341 | 7332 | 3288 | 1526 | 0 | 100 | 2368 | 219 | 1145 | 0 | 386 | 1200 | 0 | 465 | 0 | 0 | 0 | 0 | 0 | 0 | 0 | 0 | 0
2040-01-26 | 17 | 46.49 | -21128 | -2118 | -1508 | 0 | 1058 | 491 | 4238 | 0 | 0 | 1452 | 53 | 341 | 8427 | 3288 | 1503 | 0 | 91 | 407 | 218 | 1124 | 0 | 400 | 1200 | 0 | 465 | 0 | 0 | 0 | 0 | 0 | 0 | 0 | 0 | 0
2040-01-26 | 18 | 46.49 | -22491 | -2197 | -1817 | 0 | 1592 | 329 | 5284 | 0 | 0 | 1472 | 53 | 341 | 8959 | 3288 | 1613 | 0 | 116 | 0 | 218 | 1136 | 0 | 439 | 1200 | 0 | 465 | 0 | 0 | 0 | 0 | 0 | 0 | 0 | 0 | 0
2040-01-26 | 19 | 46.49 | -22445 | -2275 | -1745 | 0 | 203 | 546 | 5247 | 0 | 0 | 1472 | 53 | 341 | 9846 | 3288 | 1830 | 0 | 150 | 0 | 218 | 1152 | 0 | 454 | 1200 | 0 | 465 | 0 | 0 | 0 | 0 | 0 | 0 | 0 | 0 | 0
2040-01-26 | 20 | 45.31 | -21885 | -2359 | -1236 | 0 | 0 | 0 | 4819 | 0 | 0 | 1472 | 53 | 341 | 10064 | 3288 | 1671 | 0 | 264 | 0 | 218 | 1155 | 0 | 469 | 1200 | 0 | 465 | 0 | 0 | 0 | 0 | 0 | 0 | 0 | 0 | 0
2040-01-26 | 21 | 45.31 | -21265 | -2359 | -1127 | 0 | 0 | 0 | 4343 | 0 | 0 | 1472 | 53 | 341 | 10073 | 3288 | 1497 | 0 | 160 | 0 | 218 | 1155 | 0 | 486 | 1200 | 0 | 465 | 0 | 0 | 0 | 0 | 0 | 0 | 0 | 0 | 0
2040-01-26 | 22 | 45.14 | -20465 | -2610 | -945 | 0 | 0 | 0 | 3731 | 0 | 0 | 1472 | 53 | 341 | 10264 | 3288 | 1180 | 0 | 151 | 0 | 219 | 1157 | 0 | 499 | 1200 | 0 | 465 | 0 | 0 | 0 | 0 | 0 | 0 | 0 | 0 | 0
2040-01-26 | 23 | 45.14 | -19400 | -2699 | -781 | 0 | 0 | 0 | 2911 | 0 | 0 | 1472 | 53 | 341 | 10267 | 3288 | 793 | 0 | 227 | 0 | 220 | 1142 | 0 | 502 | 1200 | 0 | 465 | 0 | 0 | 0 | 0 | 0 | 0 | 0 | 0 | 0
2040-01-26 | 24 | 45.2 | -18317 | -2699 | -636 | 0 | 0 | 0 | 2082 | 0 | 0 | 1472 | 53 | 341 | 10288 | 3288 | 373 | 0 | 269 | 0 | 219 | 1136 | 0 | 465 | 1200 | 0 | 465 | 0 | 0 | 0 | 0 | 0 | 0 | 0 | 0 | 0
2040-01-27 | 1 | 44.83 | -17470 | -2788 | -745 | 0 | 0 | 0 | 1458 | 0 | 0 | 1472 | 53 | 341 | 10094 | 3288 | 91 | 0 | 346 | 0 | 220 | 1125 | 0 | 850 | 1200 | 0 | 465 | 0 | 0 | 0 | 0 | 0 | 0 | 0 | 0 | 0
2040-01-27 | 2 | 44.49 | -16953 | -2876 | -636 | 0 | 0 | 0 | 1062 | 0 | 0 | 1472 | 53 | 341 | 9783 | 3288 | 111 | 0 | 498 | 0 | 220 | 1121 | 0 | 852 | 1200 | 0 | 465 | 0 | 0 | 0 | 0 | 0 | 0 | 0 | 0 | 0
2040-01-27 | 3 | 43.63 | -16694 | -2876 | -563 | 0 | 0 | 0 | 867 | 0 | 0 | 1452 | 53 | 341 | 9382 | 3288 | 189 | 0 | 702 | 0 | 220 | 1119 | 0 | 857 | 1200 | 0 | 465 | 0 | 0 | 0 | 0 | 0 | 0 | 0 | 0 | 0
2040-01-27 | 4 | 43.83 | -16668 | -2876 | -527 | 0 | 0 | 0 | 845 | 0 | 0 | 1452 | 53 | 341 | 9654 | 3288 | 243 | 0 | 720 | 0 | 220 | 1125 | 0 | 465 | 1200 | 0 | 465 | 0 | 0 | 0 | 0 | 0 | 0 | 0 | 0 | 0
2040-01-27 | 5 | 43.71 | -16848 | -2965 | -509 | 0 | 0 | 0 | 983 | 0 | 0 | 1452 | 53 | 341 | 9505 | 3288 | 293 | 0 | 954 | 0 | 219 | 1125 | 0 | 445 | 1200 | 0 | 465 | 0 | 0 | 0 | 0 | 0 | 0 | 0 | 0 | 0
2040-01-27 | 6 | 43.63 | -17313 | -2965 | -527 | 0 | 0 | 0 | 1342 | 0 | 0 | 1415 | 53 | 341 | 9398 | 3288 | 335 | 0 | 1208 | 0 | 218 | 1125 | 0 | 418 | 1200 | 0 | 465 | 0 | 0 | 0 | 0 | 0 | 0 | 0 | 0 | 0
2040-01-27 | 7 | 43.61 | -18117 | -2965 | -600 | 0 | 0 | 0 | 1960 | 0 | 0 | 1366 | 53 | 341 | 9356 | 3288 | 577 | 0 | 1340 | 0 | 216 | 1131 | 0 | 389 | 1200 | 0 | 465 | 0 | 0 | 0 | 0 | 0 | 0 | 0 | 0 | 0
2040-01-27 | 8 | 43.49 | -18861 | -2876 | -691 | 0 | 0 | 0 | 2531 | 0 | 0 | 1320 | 53 | 341 | 8910 | 3288 | 963 | 0 | 1437 | 181 | 214 | 1140 | 0 | 385 | 1200 | 0 | 465 | 0 | 0 | 0 | 0 | 0 | 0 | 0 | 0 | 0
2040-01-27 | 9 | 41.11 | -19826 | -2788 | -854 | 0 | -344 | 0 | 3271 | 0 | 0 | 1112 | 53 | 341 | 6874 | 3288 | 2071 | 0 | 1555 | 1819 | 214 | 1151 | 0 | 399 | 1200 | 0 | 465 | 0 | 0 | 0 | 0 | 0 | 0 | 0 | 0 | 0
2040-01-27 | 10 | 40.69 | -20419 | -2526 | -999 | 0 | -2000 | -8 | 3725 | 0 | 0 | 653 | 53 | 341 | 5780 | 3288 | 2776 | 0 | 1595 | 4291 | 215 | 1154 | 0 | 417 | 1200 | 0 | 465 | 0 | 0 | 0 | 0 | 0 | 0 | 0 | 0 | 0
2040-01-27 | 11 | 40.69 | -20620 | -2275 | -909 | 0 | -2000 | -883 | 3884 | 0 | 0 | 633 | 53 | 341 | 4155 | 3288 | 3259 | 0 | 1712 | 5908 | 217 | 1163 | 0 | 409 | 1200 | 0 | 465 | 0 | 0 | 0 | 0 | 0 | 0 | 0 | 0 | 0
2040-01-27 | 12 | 41.11 | -20622 | -1820 | -999 | 0 | -1355 | 0 | 3884 | 0 | 0 | 633 | 53 | 341 | 1715 | 3288 | 3608 | 0 | 1725 | 6096 | 217 | 1161 | 0 | 411 | 1200 | 0 | 465 | 0 | 0 | 0 | 0 | 0 | 0 | 0 | 0 | 0
2040-01-27 | 13 | 41.11 | -20573 | -1548 | -1090 | 0 | -25 | 0 | 3847 | 0 | 0 | 633 | 53 | 341 | 1218 | 3288 | 3593 | 0 | 1622 | 5185 | 216 | 1158 | 0 | 418 | 1200 | 0 | 465 | 0 | 0 | 0 | 0 | 0 | 0 | 0 | 0 | 0
2040-01-27 | 14 | 54.29 | -20337 | -1417 | -1127 | 0 | 392 | 0 | 3662 | 100 | 0 | 639 | 53 | 388 | 1982 | 3288 | 3126 | 0 | 1662 | 4128 | 217 | 1157 | 0 | 423 | 1200 | 0 | 465 | 0 | 0 | 0 | 0 | 0 | 0 | 0 | 0 | 0
2040-01-27 | 15 | 54.29 | -20067 | -1297 | -1163 | 0 | 1494 | 0 | 3456 | 100 | 0 | 653 | 53 | 388 | 1982 | 3288 | 3056 | 0 | 1707 | 2912 | 217 | 1145 | 0 | 412 | 1200 | 0 | 465 | 0 | 0 | 0 | 0 | 0 | 0 | 0 | 0 | 0
2040-01-27 | 16 | 54.99 | -20222 | -1240 | -1109 | 0 | 1750 | 525 | 3577 | 100 | 0 | 862 | 53 | 388 | 2540 | 3288 | 3142 | 0 | 1621 | 1309 | 219 | 1145 | 0 | 386 | 1200 | 0 | 465 | 0 | 0 | 0 | 0 | 0 | 0 | 0 | 0 | 0
2040-01-27 | 17 | 54.29 | -21075 | -1297 | -1090 | 0 | 1286 | 134 | 4232 | 90 | 0 | 1037 | 53 | 368 | 3807 | 3288 | 3914 | 0 | 1652 | 194 | 218 | 1124 | 0 | 400 | 1200 | 0 | 465 | 0 | 0 | 0 | 0 | 0 | 0 | 0 | 0 | 0
2040-01-27 | 18 | 42.58 | -22444 | -1355 | -1127 | 0 | 0 | 0 | 5284 | 0 | 0 | 936 | 53 | 341 | 5133 | 3288 | 4752 | 0 | 1680 | 0 | 218 | 1136 | 0 | 439 | 1200 | 0 | 465 | 0 | 0 | 0 | 0 | 0 | 0 | 0 | 0 | 0
2040-01-27 | 19 | 36.17 | -22349 | -1417 | -1163 | 0 | 0 | 0 | 5210 | 0 | 0 | 709 | 53 | 341 | 4378 | 3288 | 5926 | 0 | 1535 | 0 | 218 | 1152 | 0 | 454 | 1200 | 0 | 465 | 0 | 0 | 0 | 0 | 0 | 0 | 0 | 0 | 0
2040-01-27 | 20 | 33.82 | -21660 | -1480 | -1090 | 0 | 0 | 0 | 4682 | 0 | 0 | 731 | 53 | 341 | 4365 | 3288 | 5996 | 0 | 1268 | 0 | 218 | 1155 | 0 | 469 | 1200 | 0 | 465 | 0 | 0 | 0 | 0 | 0 | 0 | 0 | 0 | 0
2040-01-27 | 21 | 27.7 | -20723 | -1480 | -1018 | 0 | 0 | 0 | 3963 | 0 | 0 | 653 | 53 | 325 | 3896 | 3288 | 6412 | 0 | 1106 | 0 | 218 | 1155 | 0 | 486 | 1200 | 0 | 465 | 0 | 0 | 0 | 0 | 0 | 0 | 0 | 0 | 0
2040-01-27 | 22 | 19.28 | -19379 | -1548 | -927 | 0 | 0 | 0 | 2927 | 0 | 0 | 653 | 53 | 166 | 3883 | 3288 | 6082 | 0 | 1262 | 0 | 219 | 1157 | 0 | 499 | 1200 | 0 | 465 | 0 | 0 | 0 | 0 | 0 | 0 | 0 | 0 | 0
2040-01-27 | 23 | 17.38 | -17907 | -1611 | -927 | 0 | 0 | -70 | 1797 | 0 | 0 | 653 | 53 | 160 | 3468 | 3288 | 5828 | 0 | 1740 | 0 | 220 | 1142 | 0 | 502 | 1200 | 0 | 465 | 0 | 0 | 0 | 0 | 0 | 0 | 0 | 0 | 0
2040-01-27 | 24 | 23.49 | -16690 | -1611 | -836 | 0 | 0 | 52 | 861 | 0 | 0 | 653 | 53 | 212 | 3695 | 3288 | 5195 | 0 | 1644 | 0 | 219 | 1136 | 0 | 465 | 1200 | 0 | 465 | 0 | 0 | 0 | 0 | 0 | 0 | 0 | 0 | 0
2040-01-28 | 1 | 34.07 | -15925 | -1679 | -745 | 0 | 0 | -785 | 528 | 0 | 0 | 653 | 53 | 319 | 4261 | 3288 | 4743 | 0 | 1428 | 0 | 220 | 1125 | 0 | 850 | 1200 | 0 | 465 | 0 | 0 | 0 | 0 | 0 | 0 | 0 | 0 | 0
2040-01-28 | 2 | 34.07 | -15580 | -1893 | -636 | 0 | 0 | -303 | 528 | 0 | 0 | 667 | 53 | 335 | 4261 | 3288 | 4080 | 0 | 1343 | 0 | 220 | 1121 | 0 | 852 | 1200 | 0 | 465 | 0 | 0 | 0 | 0 | 0 | 0 | 0 | 0 | 0
2040-01-28 | 3 | 34.07 | -15532 | -2118 | -563 | 0 | 0 | -268 | 528 | 0 | 0 | 709 | 53 | 341 | 4261 | 3288 | 3887 | 0 | 1554 | 0 | 220 | 1119 | 0 | 857 | 1200 | 0 | 465 | 0 | 0 | 0 | 0 | 0 | 0 | 0 | 0 | 0
2040-01-28 | 4 | 38.43 | -15758 | -2197 | -527 | 0 | 0 | 0 | 528 | 0 | 0 | 936 | 53 | 341 | 5139 | 3288 | 3127 | 0 | 1595 | 0 | 220 | 1125 | 0 | 465 | 1200 | 0 | 465 | 0 | 0 | 0 | 0 | 0 | 0 | 0 | 0 | 0
2040-01-28 | 5 | 39.87 | -16499 | -2442 | -509 | 0 | 0 | 0 | 528 | 0 | 0 | 1108 | 53 | 341 | 6284 | 3288 | 2856 | 0 | 1538 | 0 | 219 | 1125 | 0 | 445 | 1200 | 0 | 465 | 0 | 0 | 0 | 0 | 0 | 0 | 0 | 0 | 0
2040-01-28 | 6 | 43.49 | -18185 | -2610 | -527 | 0 | 0 | 0 | 624 | 0 | 0 | 1196 | 53 | 341 | 8682 | 3288 | 2319 | 0 | 1394 | 0 | 218 | 1125 | 0 | 418 | 1200 | 0 | 465 | 0 | 0 | 0 | 0 | 0 | 0 | 0 | 0 | 0
2040-01-28 | 7 | 44.72 | -20835 | -2699 | -600 | 0 | 0 | 0 | 2457 | 0 | 0 | 1452 | 53 | 341 | 9631 | 3288 | 2253 | 0 | 1258 | 0 | 216 | 1131 | 0 | 389 | 1200 | 0 | 465 | 0 | 0 | 0 | 0 | 0 | 0 | 0 | 0 | 0
2040-01-28 | 8 | 43.63 | -22315 | -2876 | -691 | 0 | 0 | 0 | 3482 | 0 | 0 | 1370 | 53 | 341 | 9420 | 3288 | 2937 | 0 | 1380 | 208 | 214 | 1140 | 0 | 385 | 1200 | 0 | 465 | 0 | 0 | 0 | 0 | 0 | 0 | 0 | 0 | 0
2040-01-28 | 9 | 40.34 | -22620 | -2876 | -854 | 0 | 0 | 0 | 3694 | 0 | 0 | 1126 | 53 | 341 | 7133 | 3288 | 4014 | 0 | 1437 | 1837 | 214 | 1151 | 0 | 399 | 1200 | 0 | 465 | 0 | 0 | 0 | 0 | 0 | 0 | 0 | 0 | 0
2040-01-28 | 10 | 34.07 | -22587 | -2876 | -999 | 0 | 0 | -713 | 3672 | 0 | 0 | 731 | 53 | 341 | 5134 | 3288 | 4080 | 0 | 1539 | 4887 | 215 | 1154 | 0 | 417 | 1200 | 0 | 465 | 0 | 0 | 0 | 0 | 0 | 0 | 0 | 0 | 0
2040-01-28 | 11 | 34.01 | -22599 | -2699 | -909 | 0 | -465 | -1859 | 3683 | 0 | 0 | 639 | 53 | 341 | 4441 | 3288 | 3813 | 0 | 1572 | 7246 | 217 | 1163 | 0 | 409 | 1200 | 0 | 465 | 0 | 0 | 0 | 0 | 0 | 0 | 0 | 0 | 0
2040-01-28 | 12 | 34.01 | -22582 | -2610 | -999 | 0 | -881 | -1859 | 3667 | 0 | 0 | 633 | 53 | 341 | 4331 | 3288 | 3351 | 0 | 1530 | 8284 | 217 | 1161 | 0 | 411 | 1200 | 0 | 465 | 0 | 0 | 0 | 0 | 0 | 0 | 0 | 0 | 0
2040-01-28 | 13 | 34.01 | -22364 | -2442 | -1090 | 0 | -470 | -1859 | 3519 | 0 | 0 | 633 | 53 | 341 | 4008 | 3288 | 3456 | 0 | 1280 | 8191 | 216 | 1158 | 0 | 418 | 1200 | 0 | 465 | 0 | 0 | 0 | 0 | 0 | 0 | 0 | 0 | 0
2040-01-28 | 14 | 34.07 | -22192 | -2359 | -1127 | 0 | 0 | -890 | 3398 | 0 | 0 | 639 | 53 | 341 | 3894 | 3288 | 3454 | 0 | 1195 | 6844 | 217 | 1157 | 0 | 423 | 1200 | 0 | 465 | 0 | 0 | 0 | 0 | 0 | 0 | 0 | 0 | 0
2040-01-28 | 15 | 41.95 | -22062 | -2275 | -1163 | 0 | 0 | 0 | 3308 | 0 | 0 | 1009 | 53 | 341 | 5297 | 3288 | 3590 | 0 | 949 | 4226 | 217 | 1145 | 0 | 412 | 1200 | 0 | 465 | 0 | 0 | 0 | 0 | 0 | 0 | 0 | 0 | 0
2040-01-28 | 16 | 46.04 | -22298 | -2359 | -1109 | 0 | 0 | 1244 | 3472 | 0 | 0 | 1126 | 53 | 341 | 6802 | 3288 | 3276 | 0 | 883 | 1866 | 219 | 1145 | 0 | 386 | 1200 | 0 | 465 | 0 | 0 | 0 | 0 | 0 | 0 | 0 | 0 | 0
2040-01-28 | 17 | 46.04 | -23113 | -2359 | -1090 | 0 | 304 | 1605 | 4037 | 0 | 0 | 1452 | 53 | 341 | 7707 | 3288 | 3153 | 0 | 850 | 365 | 218 | 1124 | 0 | 400 | 1200 | 0 | 465 | 0 | 0 | 0 | 0 | 0 | 0 | 0 | 0 | 0
2040-01-28 | 18 | 46.04 | -24695 | -2526 | -1127 | 0 | 1054 | 1603 | 5131 | 0 | 0 | 1472 | 53 | 341 | 7874 | 3288 | 3140 | 0 | 935 | 0 | 218 | 1136 | 0 | 439 | 1200 | 0 | 465 | 0 | 0 | 0 | 0 | 0 | 0 | 0 | 0 | 0
2040-01-28 | 19 | 46.04 | -24914 | -2610 | -1163 | 0 | 0 | 1323 | 5284 | 0 | 0 | 1472 | 53 | 341 | 9349 | 3288 | 3127 | 0 | 960 | 0 | 218 | 1152 | 0 | 454 | 1200 | 0 | 465 | 0 | 0 | 0 | 0 | 0 | 0 | 0 | 0 | 0
2040-01-28 | 20 | 46.04 | -24369 | -2788 | -1090 | 0 | 203 | 541 | 4909 | 0 | 0 | 1472 | 53 | 341 | 9688 | 3288 | 3539 | 0 | 706 | 0 | 218 | 1155 | 0 | 469 | 1200 | 0 | 465 | 0 | 0 | 0 | 0 | 0 | 0 | 0 | 0 | 0
2040-01-28 | 21 | 45.31 | -23492 | -2876 | -1018 | 0 | 0 | 0 | 4301 | 0 | 0 | 1472 | 53 | 341 | 10380 | 3288 | 3532 | 0 | 495 | 0 | 218 | 1155 | 0 | 486 | 1200 | 0 | 465 | 0 | 0 | 0 | 0 | 0 | 0 | 0 | 0 | 0
2040-01-28 | 22 | 44.23 | -22095 | -2965 | -927 | 0 | 0 | 0 | 3334 | 0 | 0 | 1452 | 53 | 341 | 9738 | 3288 | 3903 | 0 | 338 | 0 | 219 | 1157 | 0 | 499 | 1200 | 0 | 465 | 0 | 0 | 0 | 0 | 0 | 0 | 0 | 0 | 0
2040-01-28 | 23 | 43.52 | -20428 | -2965 | -927 | 0 | 0 | 0 | 2177 | 0 | 0 | 1374 | 53 | 341 | 9295 | 3288 | 3926 | 0 | 338 | 0 | 220 | 1142 | 0 | 502 | 1200 | 0 | 465 | 0 | 0 | 0 | 0 | 0 | 0 | 0 | 0 | 0
2040-01-28 | 24 | 43.59 | -19043 | -3154 | -836 | 0 | 0 | 0 | 1221 | 0 | 0 | 1366 | 53 | 341 | 9301 | 3288 | 3636 | 0 | 343 | 0 | 219 | 1136 | 0 | 465 | 1200 | 0 | 465 | 0 | 0 | 0 | 0 | 0 | 0 | 0 | 0 | 0
2040-01-29 | 1 | 43.34 | -18179 | -3154 | -563 | 0 | 0 | 0 | 528 | 0 | 0 | 1452 | 53 | 341 | 9122 | 3288 | 2892 | 0 | 360 | 0 | 220 | 1125 | 0 | 850 | 1200 | 0 | 465 | 0 | 0 | 0 | 0 | 0 | 0 | 0 | 0 | 0
2040-01-29 | 2 | 43.37 | -17714 | -3060 | -509 | 0 | 0 | 0 | 528 | 0 | 0 | 1452 | 53 | 341 | 9160 | 3288 | 2212 | 0 | 391 | 0 | 220 | 1121 | 0 | 852 | 1200 | 0 | 465 | 0 | 0 | 0 | 0 | 0 | 0 | 0 | 0 | 0
2040-01-29 | 3 | 43.66 | -17549 | -3154 | -436 | 0 | 0 | 0 | 528 | 0 | 0 | 1452 | 53 | 341 | 9449 | 3288 | 1779 | 0 | 388 | 0 | 220 | 1119 | 0 | 857 | 1200 | 0 | 465 | 0 | 0 | 0 | 0 | 0 | 0 | 0 | 0 | 0
2040-01-29 | 4 | 44.87 | -17612 | -3154 | -418 | 0 | 0 | 0 | 528 | 0 | 0 | 1472 | 53 | 341 | 10116 | 3288 | 1505 | 0 | 406 | 0 | 220 | 1125 | 0 | 465 | 1200 | 0 | 465 | 0 | 0 | 0 | 0 | 0 | 0 | 0 | 0 | 0
2040-01-29 | 5 | 47.08 | -18151 | -3060 | -418 | 0 | 0 | 0 | 528 | 0 | 0 | 1472 | 53 | 341 | 11110 | 3288 | 914 | 0 | 468 | 0 | 219 | 1125 | 0 | 445 | 1200 | 0 | 465 | 0 | 0 | 0 | 0 | 0 | 0 | 0 | 0 | 0
2040-01-29 | 6 | 49.4 | -19631 | -3060 | -436 | 0 | 0 | 0 | 1522 | 0 | 0 | 1472 | 53 | 358 | 11824 | 3288 | 678 | 0 | 506 | 0 | 218 | 1125 | 0 | 418 | 1200 | 0 | 465 | 0 | 0 | 0 | 0 | 0 | 0 | 0 | 0 | 0
2040-01-29 | 7 | 53.04 | -22128 | -3060 | -545 | 0 | 0 | 0 | 3239 | 100 | 0 | 1472 | 53 | 388 | 12739 | 3288 | 545 | 0 | 508 | 0 | 216 | 1131 | 0 | 389 | 1200 | 0 | 465 | 0 | 0 | 0 | 0 | 0 | 0 | 0 | 0 | 0
2040-01-29 | 8 | 53.1 | -23413 | -3154 | -672 | 0 | 0 | 0 | 4122 | 100 | 0 | 1472 | 53 | 388 | 13175 | 3288 | 458 | 0 | 609 | 171 | 214 | 1140 | 0 | 385 | 1200 | 0 | 465 | 0 | 0 | 0 | 0 | 0 | 0 | 0 | 0 | 0
2040-01-29 | 9 | 50.66 | -23675 | -3154 | -800 | 0 | 0 | 0 | 4301 | 100 | 0 | 1472 | 53 | 388 | 12384 | 3288 | 386 | 0 | 652 | 1177 | 214 | 1151 | 0 | 399 | 1200 | 0 | 465 | 0 | 0 | 0 | 0 | 0 | 0 | 0 | 0 | 0
2040-01-29 | 10 | 47.12 | -23743 | -3060 | -927 | 0 | 0 | 0 | 4349 | 0 | 0 | 1472 | 53 | 341 | 11304 | 3288 | 505 | 0 | 652 | 2315 | 215 | 1154 | 0 | 417 | 1200 | 0 | 465 | 0 | 0 | 0 | 0 | 0 | 0 | 0 | 0 | 0
2040-01-29 | 11 | 45.9 | -23746 | -2876 | -909 | 0 | 0 | 0 | 4349 | 0 | 0 | 1472 | 53 | 341 | 10716 | 3288 | 626 | 0 | 764 | 2469 | 217 | 1163 | 0 | 409 | 1200 | 0 | 465 | 0 | 0 | 0 | 0 | 0 | 0 | 0 | 0 | 0
2040-01-29 | 12 | 45.82 | -23676 | -2699 | -781 | 0 | 0 | 0 | 4301 | 0 | 0 | 1472 | 53 | 341 | 10563 | 3288 | 817 | 0 | 643 | 2224 | 217 | 1161 | 0 | 411 | 1200 | 0 | 465 | 0 | 0 | 0 | 0 | 0 | 0 | 0 | 0 | 0
2040-01-29 | 13 | 46.45 | -23553 | -2610 | -1018 | 0 | 0 | 0 | 4217 | 0 | 0 | 1472 | 53 | 341 | 10920 | 3288 | 1008 | 0 | 583 | 1841 | 216 | 1158 | 0 | 418 | 1200 | 0 | 465 | 0 | 0 | 0 | 0 | 0 | 0 | 0 | 0 | 0
2040-01-29 | 14 | 45.14 | -23436 | -2442 | -999 | 0 | 0 | 0 | 4137 | 0 | 0 | 1472 | 53 | 341 | 10350 | 3288 | 1226 | 0 | 651 | 1899 | 217 | 1157 | 0 | 423 | 1200 | 0 | 465 | 0 | 0 | 0 | 0 | 0 | 0 | 0 | 0 | 0
2040-01-29 | 15 | 45.14 | -23253 | -2359 | -890 | 0 | 0 | 0 | 4011 | 0 | 0 | 1472 | 53 | 341 | 10336 | 3288 | 1666 | 0 | 665 | 1233 | 217 | 1145 | 0 | 412 | 1200 | 0 | 465 | 0 | 0 | 0 | 0 | 0 | 0 | 0 | 0 | 0
2040-01-29 | 16 | 45.31 | -23308 | -2275 | -1181 | 0 | 0 | 0 | 4048 | 0 | 0 | 1472 | 53 | 341 | 10392 | 3288 | 2263 | 0 | 649 | 844 | 219 | 1145 | 0 | 386 | 1200 | 0 | 465 | 0 | 0 | 0 | 0 | 0 | 0 | 0 | 0 | 0
2040-01-29 | 17 | 46.3 | -23985 | -2275 | -1508 | 0 | 0 | 0 | 4513 | 0 | 0 | 1472 | 53 | 341 | 10773 | 3288 | 2982 | 0 | 718 | 223 | 218 | 1124 | 0 | 400 | 1200 | 0 | 465 | 0 | 0 | 0 | 0 | 0 | 0 | 0 | 0 | 0
2040-01-29 | 18 | 46.04 | -25104 | -2275 | -1817 | 0 | 0 | 0 | 5284 | 0 | 0 | 1472 | 53 | 341 | 10627 | 3288 | 3878 | 0 | 796 | 0 | 218 | 1136 | 0 | 439 | 1200 | 0 | 465 | 0 | 0 | 0 | 0 | 0 | 0 | 0 | 0 | 0
2040-01-29 | 19 | 44.66 | -24971 | -2275 | -1745 | 0 | 0 | 0 | 5194 | 0 | 0 | 1472 | 53 | 341 | 9951 | 3288 | 4425 | 0 | 777 | 0 | 218 | 1152 | 0 | 454 | 1200 | 0 | 465 | 0 | 0 | 0 | 0 | 0 | 0 | 0 | 0 | 0
2040-01-29 | 20 | 43.33 | -24240 | -2275 | -1236 | 0 | 0 | 0 | 4692 | 0 | 0 | 1320 | 53 | 341 | 9049 | 3288 | 4719 | 0 | 782 | 0 | 218 | 1155 | 0 | 469 | 1200 | 0 | 465 | 0 | 0 | 0 | 0 | 0 | 0 | 0 | 0 | 0
2040-01-29 | 21 | 41.81 | -23175 | -2275 | -1127 | 0 | 0 | 0 | 3958 | 0 | 0 | 1126 | 53 | 341 | 7809 | 3288 | 5620 | 0 | 858 | 0 | 218 | 1155 | 0 | 486 | 1200 | 0 | 465 | 0 | 0 | 0 | 0 | 0 | 0 | 0 | 0 | 0
2040-01-29 | 22 | 40.98 | -21639 | -2275 | -945 | 0 | 0 | 0 | 2901 | 0 | 0 | 1126 | 53 | 341 | 7094 | 3288 | 5590 | 0 | 926 | 0 | 219 | 1157 | 0 | 499 | 1200 | 0 | 465 | 0 | 0 | 0 | 0 | 0 | 0 | 0 | 0 | 0
2040-01-29 | 23 | 38.05 | -19824 | -2275 | -781 | 0 | 0 | 0 | 1654 | 0 | 0 | 1038 | 53 | 341 | 5597 | 3288 | 6273 | 0 | 1109 | 0 | 220 | 1142 | 0 | 502 | 1200 | 0 | 465 | 0 | 0 | 0 | 0 | 0 | 0 | 0 | 0 | 0
2040-01-29 | 24 | 36.17 | -18334 | -2275 | -636 | 0 | 0 | 0 | 629 | 0 | 0 | 850 | 53 | 341 | 4781 | 3288 | 6656 | 0 | 1162 | 0 | 219 | 1136 | 0 | 465 | 1200 | 0 | 465 | 0 | 0 | 0 | 0 | 0 | 0 | 0 | 0 | 0
2040-01-30 | 1 | 30.95 | -17380 | -2275 | -563 | 0 | 0 | -607 | 528 | 0 | 0 | 667 | 53 | 341 | 4419 | 3288 | 6374 | 0 | 1295 | 0 | 220 | 1125 | 0 | 850 | 1200 | 0 | 465 | 0 | 0 | 0 | 0 | 0 | 0 | 0 | 0 | 0
2040-01-30 | 2 | 30.95 | -16868 | -2275 | -509 | 0 | 0 | -1045 | 528 | 0 | 0 | 639 | 53 | 341 | 3742 | 3288 | 6742 | 0 | 1505 | 0 | 220 | 1121 | 0 | 852 | 1200 | 0 | 465 | 0 | 0 | 0 | 0 | 0 | 0 | 0 | 0 | 0
2040-01-30 | 3 | 30.95 | -16613 | -2197 | -436 | 0 | 0 | -659 | 528 | 0 | 0 | 639 | 53 | 341 | 3232 | 3288 | 6390 | 0 | 1572 | 0 | 220 | 1119 | 0 | 857 | 1200 | 0 | 465 | 0 | 0 | 0 | 0 | 0 | 0 | 0 | 0 | 0
2040-01-30 | 4 | 30.95 | -16682 | -2197 | -418 | 0 | 0 | -518 | 528 | 0 | 0 | 639 | 53 | 341 | 3232 | 3288 | 6718 | 0 | 1541 | 0 | 220 | 1125 | 0 | 465 | 1200 | 0 | 465 | 0 | 0 | 0 | 0 | 0 | 0 | 0 | 0 | 0
2040-01-30 | 5 | 38.14 | -17249 | -2197 | -418 | 0 | 0 | 0 | 528 | 0 | 0 | 653 | 53 | 341 | 3505 | 3288 | 6490 | 0 | 1552 | 0 | 219 | 1125 | 0 | 445 | 1200 | 0 | 465 | 0 | 0 | 0 | 0 | 0 | 0 | 0 | 0 | 0
2040-01-30 | 6 | 41.82 | -18726 | -2359 | -436 | 0 | 0 | 558 | 666 | 0 | 0 | 850 | 53 | 341 | 4314 | 3288 | 6702 | 0 | 1324 | 0 | 218 | 1125 | 0 | 418 | 1200 | 0 | 465 | 0 | 0 | 0 | 0 | 0 | 0 | 0 | 0 | 0
2040-01-30 | 7 | 41.82 | -20996 | -2526 | -545 | 0 | 0 | 491 | 2198 | 0 | 0 | 1037 | 53 | 341 | 5050 | 3288 | 6903 | 0 | 1306 | 0 | 216 | 1131 | 0 | 389 | 1200 | 0 | 465 | 0 | 0 | 0 | 0 | 0 | 0 | 0 | 0 | 0
2040-01-30 | 8 | 41.82 | -22383 | -2699 | -672 | 0 | 0 | 482 | 3133 | 0 | 0 | 1108 | 53 | 341 | 5772 | 3288 | 6951 | 0 | 1032 | 190 | 214 | 1140 | 0 | 385 | 1200 | 0 | 465 | 0 | 0 | 0 | 0 | 0 | 0 | 0 | 0 | 0
2040-01-30 | 9 | 39.11 | -22946 | -2788 | -800 | 0 | 0 | 0 | 3514 | 0 | 0 | 897 | 53 | 341 | 5060 | 3288 | 7062 | 0 | 850 | 2040 | 214 | 1151 | 0 | 399 | 1200 | 0 | 465 | 0 | 0 | 0 | 0 | 0 | 0 | 0 | 0 | 0
2040-01-30 | 10 | 30.95 | -22956 | -2699 | -927 | 0 | 0 | -1291 | 3524 | 0 | 0 | 639 | 53 | 341 | 4326 | 3288 | 6854 | 0 | 819 | 4577 | 215 | 1154 | 0 | 417 | 1200 | 0 | 465 | 0 | 0 | 0 | 0 | 0 | 0 | 0 | 0 | 0
2040-01-30 | 11 | 30.39 | -22917 | -2610 | -909 | 0 | -583 | -1859 | 3493 | 0 | 0 | 633 | 53 | 341 | 2402 | 3288 | 6615 | 0 | 1507 | 7092 | 217 | 1163 | 0 | 409 | 1200 | 0 | 465 | 0 | 0 | 0 | 0 | 0 | 0 | 0 | 0 | 0
2040-01-30 | 12 | 30.39 | -23021 | -2610 | -781 | 0 | -7 | -1859 | 3567 | 0 | 0 | 633 | 53 | 341 | 1553 | 3288 | 5943 | 0 | 1594 | 7853 | 217 | 1161 | 0 | 411 | 1200 | 0 | 465 | 0 | 0 | 0 | 0 | 0 | 0 | 0 | 0 | 0
2040-01-30 | 13 | 30.39 | -22826 | -2442 | -1018 | 0 | -1187 | -1859 | 3435 | 0 | 0 | 633 | 53 | 341 | 1333 | 3288 | 6216 | 0 | 1581 | 8996 | 216 | 1158 | 0 | 418 | 1200 | 0 | 465 | 0 | 0 | 0 | 0 | 0 | 0 | 0 | 0 | 0
2040-01-30 | 14 | 30.39 | -22617 | -2359 | -999 | 0 | -957 | -1859 | 3292 | 0 | 0 | 633 | 53 | 341 | 1333 | 3288 | 6303 | 0 | 1607 | 8480 | 217 | 1157 | 0 | 423 | 1200 | 0 | 465 | 0 | 0 | 0 | 0 | 0 | 0 | 0 | 0 | 0
2040-01-30 | 15 | 30.95 | -22324 | -2275 | -890 | 0 | 0 | -210 | 3096 | 0 | 0 | 633 | 53 | 341 | 1219 | 3288 | 6390 | 0 | 1667 | 5575 | 217 | 1145 | 0 | 412 | 1200 | 0 | 465 | 0 | 0 | 0 | 0 | 0 | 0 | 0 | 0 | 0
2040-01-30 | 16 | 41.82 | -22492 | -2275 | -1181 | 0 | 8 | 1364 | 3207 | 0 | 0 | 709 | 53 | 341 | 3070 | 3288 | 6600 | 0 | 1711 | 2182 | 219 | 1145 | 0 | 386 | 1200 | 0 | 465 | 0 | 0 | 0 | 0 | 0 | 0 | 0 | 0 | 0
2040-01-30 | 17 | 41.82 | -23474 | -2275 | -1508 | 0 | 23 | 1306 | 3873 | 0 | 0 | 1108 | 53 | 341 | 4877 | 3288 | 7168 | 0 | 1499 | 314 | 218 | 1124 | 0 | 400 | 1200 | 0 | 465 | 0 | 0 | 0 | 0 | 0 | 0 | 0 | 0 | 0
2040-01-30 | 18 | 41.82 | -25239 | -2442 | -1817 | 0 | 375 | 1548 | 5062 | 0 | 0 | 1126 | 53 | 341 | 5675 | 3288 | 7279 | 0 | 1294 | 0 | 218 | 1136 | 0 | 439 | 1200 | 0 | 465 | 0 | 0 | 0 | 0 | 0 | 0 | 0 | 0 | 0
2040-01-30 | 19 | 41.82 | -25568 | -2699 | -1745 | 0 | 1081 | 997 | 5284 | 0 | 0 | 1126 | 53 | 341 | 6047 | 3288 | 7294 | 0 | 1012 | 0 | 218 | 1152 | 0 | 454 | 1200 | 0 | 465 | 0 | 0 | 0 | 0 | 0 | 0 | 0 | 0 | 0
2040-01-30 | 20 | 41.82 | -25369 | -2965 | -1236 | 0 | 379 | 910 | 5152 | 0 | 0 | 1126 | 53 | 341 | 6544 | 3288 | 7284 | 0 | 986 | 0 | 218 | 1155 | 0 | 469 | 1200 | 0 | 465 | 0 | 0 | 0 | 0 | 0 | 0 | 0 | 0 | 0
2040-01-30 | 21 | 41.82 | -24785 | -3447 | -1127 | 0 | 380 | 998 | 4756 | 0 | 0 | 1126 | 53 | 341 | 6544 | 3288 | 7308 | 0 | 1041 | 0 | 218 | 1155 | 0 | 486 | 1200 | 0 | 465 | 0 | 0 | 0 | 0 | 0 | 0 | 0 | 0 | 0
2040-01-30 | 22 | 41.82 | -23774 | -3855 | -945 | 0 | 105 | 52 | 4074 | 0 | 0 | 1126 | 53 | 341 | 6837 | 3288 | 7309 | 0 | 1849 | 0 | 219 | 1157 | 0 | 499 | 1200 | 0 | 465 | 0 | 0 | 0 | 0 | 0 | 0 | 0 | 0 | 0
2040-01-30 | 23 | 41.44 | -22366 | -4289 | -781 | 0 | 0 | 0 | 3123 | 0 | 0 | 1112 | 53 | 341 | 6919 | 3288 | 7277 | 0 | 1795 | 0 | 220 | 1142 | 0 | 502 | 1200 | 0 | 465 | 0 | 0 | 0 | 0 | 0 | 0 | 0 | 0 | 0
2040-01-30 | 24 | 40.31 | -21133 | -4513 | -636 | 0 | 0 | 0 | 2293 | 0 | 0 | 1112 | 53 | 341 | 6483 | 3288 | 7285 | 0 | 1943 | 0 | 219 | 1136 | 0 | 465 | 1200 | 0 | 465 | 0 | 0 | 0 | 0 | 0 | 0 | 0 | 0 | 0
2040-01-31 | 1 | 40.18 | -20356 | -4629 | -563 | 0 | 0 | 0 | 729 | 0 | 0 | 1126 | 53 | 341 | 6956 | 3288 | 7285 | 0 | 1910 | 0 | 220 | 1125 | 0 | 850 | 1200 | 0 | 465 | 0 | 0 | 0 | 0 | 0 | 0 | 0 | 0 | 0
2040-01-31 | 2 | 40.18 | -20051 | -4744 | -509 | 0 | 0 | 0 | 539 | 0 | 0 | 1126 | 53 | 341 | 6920 | 3288 | 7263 | 0 | 1916 | 0 | 220 | 1121 | 0 | 852 | 1200 | 0 | 465 | 0 | 0 | 0 | 0 | 0 | 0 | 0 | 0 | 0
2040-01-31 | 3 | 40.34 | -19970 | -4864 | -436 | 0 | 0 | 0 | 528 | 0 | 0 | 1126 | 53 | 341 | 7003 | 3288 | 7198 | 0 | 1873 | 0 | 220 | 1119 | 0 | 857 | 1200 | 0 | 465 | 0 | 0 | 0 | 0 | 0 | 0 | 0 | 0 | 0
2040-01-31 | 4 | 42 | -20144 | -4984 | -418 | 0 | 0 | 0 | 597 | 0 | 0 | 1126 | 53 | 341 | 7848 | 3288 | 6947 | 0 | 1872 | 0 | 220 | 1125 | 0 | 465 | 1200 | 0 | 465 | 0 | 0 | 0 | 0 | 0 | 0 | 0 | 0 | 0
2040-01-31 | 5 | 42.91 | -20785 | -4984 | -418 | 0 | 0 | 0 | 993 | 0 | 0 | 1196 | 53 | 341 | 8481 | 3288 | 6658 | 0 | 1723 | 0 | 219 | 1125 | 0 | 445 | 1200 | 0 | 465 | 0 | 0 | 0 | 0 | 0 | 0 | 0 | 0 | 0
2040-01-31 | 6 | 43.49 | -22282 | -5104 | -436 | 0 | 0 | 0 | 1929 | 0 | 0 | 1366 | 53 | 341 | 9234 | 3288 | 6564 | 0 | 1623 | 0 | 218 | 1125 | 0 | 418 | 1200 | 0 | 465 | 0 | 0 | 0 | 0 | 0 | 0 | 0 | 0 | 0
2040-01-31 | 7 | 46.04 | -24667 | -5225 | -545 | 0 | 0 | 0 | 3413 | 0 | 0 | 1472 | 53 | 341 | 10618 | 3288 | 6609 | 0 | 1243 | 0 | 216 | 1131 | 0 | 389 | 1200 | 0 | 465 | 0 | 0 | 0 | 0 | 0 | 0 | 0 | 0 | 0
2040-01-31 | 8 | 46.17 | -26158 | -5225 | -672 | 0 | 0 | 0 | 4343 | 0 | 0 | 1472 | 53 | 341 | 10712 | 3288 | 6791 | 0 | 1413 | 238 | 214 | 1140 | 0 | 385 | 1200 | 0 | 465 | 0 | 0 | 0 | 0 | 0 | 0 | 0 | 0 | 0
2040-01-31 | 9 | 42.96 | -26599 | -5104 | -800 | 0 | 0 | 0 | 4618 | 0 | 0 | 1241 | 53 | 341 | 8781 | 3288 | 6930 | 0 | 1514 | 2308 | 214 | 1151 | 0 | 399 | 1200 | 0 | 465 | 0 | 0 | 0 | 0 | 0 | 0 | 0 | 0 | 0
2040-01-31 | 10 | 39.17 | -26577 | -4984 | -927 | 0 | 0 | 0 | 4608 | 0 | 0 | 1108 | 53 | 341 | 6278 | 3288 | 7020 | 0 | 1776 | 4565 | 215 | 1154 | 0 | 417 | 1200 | 0 | 465 | 0 | 0 | 0 | 0 | 0 | 0 | 0 | 0 | 0
2040-01-31 | 11 | 34.9 | -26504 | -4629 | -909 | 0 | -494 | -110 | 4560 | 0 | 0 | 667 | 53 | 341 | 4885 | 3288 | 6950 | 0 | 2018 | 6429 | 217 | 1163 | 0 | 409 | 1200 | 0 | 465 | 0 | 0 | 0 | 0 | 0 | 0 | 0 | 0 | 0
2040-01-31 | 12 | 34.9 | -26391 | -4398 | -781 | 0 | -2000 | -82 | 4491 | 0 | 0 | 639 | 53 | 341 | 4155 | 3288 | 6926 | 0 | 2141 | 8165 | 217 | 1161 | 0 | 411 | 1200 | 0 | 465 | 0 | 0 | 0 | 0 | 0 | 0 | 0 | 0 | 0
2040-01-31 | 13 | 34.9 | -26026 | -4069 | -1018 | 0 | -2000 | -130 | 4264 | 0 | 0 | 639 | 53 | 341 | 4155 | 3288 | 6840 | 0 | 2145 | 8060 | 216 | 1158 | 0 | 418 | 1200 | 0 | 465 | 0 | 0 | 0 | 0 | 0 | 0 | 0 | 0 | 0
2040-01-31 | 14 | 34.9 | -25625 | -3855 | -999 | 0 | -1585 | 0 | 4011 | 0 | 0 | 639 | 53 | 341 | 3991 | 3288 | 6467 | 0 | 2156 | 7657 | 217 | 1157 | 0 | 423 | 1200 | 0 | 465 | 0 | 0 | 0 | 0 | 0 | 0 | 0 | 0 | 0
2040-01-31 | 15 | 39.87 | -25192 | -3750 | -890 | 0 | 0 | 0 | 3741 | 0 | 0 | 699 | 53 | 341 | 4383 | 3288 | 6102 | 0 | 2161 | 5626 | 217 | 1145 | 0 | 412 | 1200 | 0 | 465 | 0 | 0 | 0 | 0 | 0 | 0 | 0 | 0 | 0
2040-01-31 | 16 | 47.01 | -25163 | -3645 | -1181 | 0 | 0 | 0 | 3725 | 0 | 0 | 1126 | 53 | 341 | 7145 | 3288 | 5900 | 0 | 2134 | 2863 | 219 | 1145 | 0 | 386 | 1200 | 0 | 465 | 0 | 0 | 0 | 0 | 0 | 0 | 0 | 0 | 0
2040-01-31 | 17 | 47.17 | -25847 | -3645 | -1508 | 0 | 2000 | 59 | 4153 | 0 | 0 | 1452 | 53 | 341 | 7911 | 3288 | 5737 | 0 | 2120 | 481 | 218 | 1124 | 0 | 400 | 1200 | 0 | 465 | 0 | 0 | 0 | 0 | 0 | 0 | 0 | 0 | 0
2040-01-31 | 18 | 47.17 | -27343 | -3750 | -1817 | 0 | 2000 | 179 | 5083 | 0 | 0 | 1472 | 53 | 341 | 9070 | 3288 | 5894 | 0 | 2071 | 0 | 218 | 1136 | 0 | 439 | 1200 | 0 | 465 | 0 | 0 | 0 | 0 | 0 | 0 | 0 | 0 | 0
2040-01-31 | 19 | 47.07 | -27663 | -3855 | -1745 | 0 | 1228 | 0 | 5284 | 0 | 0 | 1472 | 53 | 341 | 9984 | 3288 | 6082 | 0 | 2042 | 0 | 218 | 1152 | 0 | 454 | 1200 | 0 | 465 | 0 | 0 | 0 | 0 | 0 | 0 | 0 | 0 | 0
2040-01-31 | 20 | 46.3 | -27231 | -3959 | -1236 | 0 | 0 | 0 | 5015 | 0 | 0 | 1472 | 53 | 341 | 10482 | 3288 | 6290 | 0 | 1979 | 0 | 218 | 1155 | 0 | 469 | 1200 | 0 | 465 | 0 | 0 | 0 | 0 | 0 | 0 | 0 | 0 | 0
2040-01-31 | 21 | 45.82 | -26435 | -4069 | -1127 | 0 | 0 | 0 | 4518 | 0 | 0 | 1472 | 53 | 341 | 10141 | 3288 | 6364 | 0 | 1930 | 0 | 218 | 1155 | 0 | 486 | 1200 | 0 | 465 | 0 | 0 | 0 | 0 | 0 | 0 | 0 | 0 | 0
2040-01-31 | 22 | 43.49 | -25089 | -4179 | -945 | 0 | 0 | 0 | 3678 | 0 | 0 | 1429 | 53 | 341 | 9284 | 3288 | 6654 | 0 | 1948 | 0 | 219 | 1157 | 0 | 499 | 1200 | 0 | 465 | 0 | 0 | 0 | 0 | 0 | 0 | 0 | 0 | 0
2040-01-31 | 23 | 42.69 | -23366 | -4179 | -781 | 0 | 0 | 0 | 2605 | 0 | 0 | 1207 | 53 | 341 | 8661 | 3288 | 6772 | 0 | 1871 | 0 | 220 | 1142 | 0 | 502 | 1200 | 0 | 465 | 0 | 0 | 0 | 0 | 0 | 0 | 0 | 0 | 0
2040-01-31 | 24 | 42.11 | -21929 | -4289 | -636 | 0 | 0 | 0 | 1707 | 0 | 0 | 1158 | 53 | 341 | 8284 | 3288 | 6707 | 0 | 1832 | 0 | 219 | 1136 | 0 | 465 | 1200 | 0 | 465 | 0 | 0 | 0 | 0 | 0 | 0 | 0 | 0 | 0
2040-02-01 | 1 | 39.99 | -21011 | -4179 | -563 | 0 | 0 | 0 | 1886 | 0 | 0 | 1107 | 53 | 341 | 6921 | 3288 | 6539 | 0 | 1809 | 0 | 219 | 1187 | 0 | 739 | 1200 | 0 | 465 | 0 | 0 | 0 | 0 | 0 | 0 | 0 | 0 | 0
2040-02-01 | 2 | 40.06 | -20570 | -4398 | -509 | 0 | 0 | 0 | 1596 | 0 | 0 | 1093 | 53 | 341 | 6865 | 3288 | 6608 | 0 | 1832 | 0 | 218 | 1188 | 0 | 732 | 1200 | 0 | 465 | 0 | 0 | 0 | 0 | 0 | 0 | 0 | 0 | 0
2040-02-01 | 3 | 40.34 | -20380 | -4398 | -436 | 0 | 0 | 0 | 1469 | 0 | 0 | 1093 | 53 | 341 | 6875 | 3288 | 6507 | 0 | 1808 | 0 | 219 | 1185 | 0 | 713 | 1200 | 0 | 465 | 0 | 0 | 0 | 0 | 0 | 0 | 0 | 0 | 0
2040-02-01 | 4 | 41.76 | -20457 | -4513 | -418 | 0 | 0 | 0 | 1522 | 0 | 0 | 1107 | 53 | 341 | 7354 | 3288 | 6554 | 0 | 1730 | 0 | 219 | 1187 | 0 | 370 | 1200 | 0 | 465 | 0 | 0 | 0 | 0 | 0 | 0 | 0 | 0 | 0
2040-02-01 | 5 | 42.53 | -20988 | -4398 | -418 | 0 | 0 | 0 | 1871 | 0 | 0 | 1165 | 53 | 341 | 7839 | 3288 | 6193 | 0 | 1644 | 0 | 219 | 1188 | 0 | 340 | 1200 | 0 | 465 | 0 | 0 | 0 | 0 | 0 | 0 | 0 | 0 | 0
2040-02-01 | 6 | 44.72 | -22394 | -4513 | -436 | 0 | 0 | 0 | 2801 | 0 | 0 | 1362 | 53 | 341 | 9168 | 3288 | 5367 | 0 | 1614 | 0 | 219 | 1188 | 0 | 278 | 1200 | 0 | 465 | 0 | 0 | 0 | 0 | 0 | 0 | 0 | 0 | 0
2040-02-01 | 7 | 49.86 | -24753 | -4744 | -545 | 0 | 0 | 0 | 4354 | 0 | 0 | 1423 | 53 | 367 | 10842 | 3288 | 4788 | 0 | 1629 | 0 | 219 | 1188 | 0 | 226 | 1200 | 0 | 465 | 0 | 0 | 0 | 0 | 0 | 0 | 0 | 0 | 0
2040-02-01 | 8 | 48.37 | -26000 | -4744 | -672 | 0 | 0 | 0 | 5178 | 0 | 0 | 1423 | 53 | 341 | 11583 | 3288 | 4267 | 0 | 1677 | 289 | 219 | 1191 | 0 | 242 | 1200 | 0 | 465 | 0 | 0 | 0 | 0 | 0 | 0 | 0 | 0 | 0
2040-02-01 | 9 | 44.66 | -26162 | -4513 | -800 | 0 | 0 | 0 | 5284 | 0 | 0 | 1423 | 53 | 341 | 9951 | 3288 | 3939 | 0 | 1851 | 1995 | 219 | 1200 | 0 | 266 | 1200 | 0 | 465 | 0 | 0 | 0 | 0 | 0 | 0 | 0 | 0 | 0
2040-02-01 | 10 | 42.69 | -26082 | -4179 | -927 | 0 | 0 | 0 | 5231 | 0 | 0 | 1220 | 53 | 341 | 8658 | 3288 | 3544 | 0 | 1997 | 3467 | 219 | 1223 | 0 | 282 | 1200 | 0 | 465 | 0 | 0 | 0 | 0 | 0 | 0 | 0 | 0 | 0
2040-02-01 | 11 | 39.87 | -26027 | -3855 | -909 | 0 | 0 | 0 | 5194 | 0 | 0 | 1018 | 53 | 341 | 6671 | 3288 | 3154 | 0 | 1945 | 5732 | 219 | 1238 | 0 | 273 | 1200 | 0 | 465 | 0 | 0 | 0 | 0 | 0 | 0 | 0 | 0 | 0
2040-02-01 | 12 | 39.22 | -25783 | -3546 | -781 | 0 | -509 | 0 | 5036 | 0 | 0 | 919 | 53 | 341 | 6124 | 3288 | 2922 | 0 | 1896 | 6636 | 219 | 1239 | 0 | 283 | 1200 | 0 | 465 | 0 | 0 | 0 | 0 | 0 | 0 | 0 | 0 | 0
2040-02-01 | 13 | 39.22 | -25253 | -3347 | -1018 | 0 | -292 | 0 | 4687 | 0 | 0 | 944 | 53 | 341 | 6050 | 3288 | 2682 | 0 | 1888 | 6548 | 219 | 1242 | 0 | 304 | 1200 | 0 | 465 | 0 | 0 | 0 | 0 | 0 | 0 | 0 | 0 | 0
2040-02-01 | 14 | 39.22 | -24861 | -3248 | -999 | 0 | -303 | 0 | 4428 | 0 | 0 | 936 | 53 | 341 | 5915 | 3288 | 2858 | 0 | 1892 | 6251 | 219 | 1244 | 0 | 322 | 1200 | 0 | 465 | 0 | 0 | 0 | 0 | 0 | 0 | 0 | 0 | 0
2040-02-01 | 15 | 40.68 | -24447 | -3060 | -890 | 0 | 0 | 0 | 4153 | 0 | 0 | 1047 | 53 | 341 | 6652 | 3288 | 2668 | 0 | 1893 | 4861 | 219 | 1241 | 0 | 317 | 1200 | 0 | 465 | 0 | 0 | 0 | 0 | 0 | 0 | 0 | 0 | 0
2040-02-01 | 16 | 44.48 | -24345 | -3060 | -1181 | 0 | 0 | 0 | 4085 | 0 | 0 | 1348 | 53 | 341 | 8765 | 3288 | 2642 | 0 | 1828 | 2818 | 219 | 1244 | 0 | 290 | 1200 | 0 | 465 | 0 | 0 | 0 | 0 | 0 | 0 | 0 | 0 | 0
2040-02-01 | 17 | 50.06 | -24797 | -3060 | -1508 | 0 | 0 | 0 | 4386 | 100 | 0 | 1423 | 53 | 388 | 11010 | 3288 | 2925 | 0 | 1826 | 557 | 219 | 1235 | 0 | 290 | 1200 | 0 | 465 | 0 | 0 | 0 | 0 | 0 | 0 | 0 | 0 | 0
2040-02-01 | 18 | 52.1 | -25999 | -3154 | -1817 | 0 | 229 | 0 | 5178 | 100 | 0 | 1423 | 53 | 388 | 11721 | 3288 | 3361 | 0 | 1815 | 0 | 219 | 1229 | 0 | 302 | 1200 | 0 | 465 | 0 | 0 | 0 | 0 | 0 | 0 | 0 | 0 | 0
2040-02-01 | 19 | 52.1 | -26092 | -3347 | -1745 | 0 | 385 | 0 | 5236 | 100 | 0 | 1423 | 53 | 388 | 11786 | 3288 | 3154 | 0 | 1938 | 0 | 219 | 1227 | 0 | 322 | 1200 | 0 | 465 | 0 | 0 | 0 | 0 | 0 | 0 | 0 | 0 | 0
2040-02-01 | 20 | 50.66 | -25692 | -3447 | -1236 | 0 | 0 | 0 | 4972 | 100 | 0 | 1423 | 53 | 388 | 11700 | 3288 | 2984 | 0 | 2020 | 0 | 219 | 1221 | 0 | 342 | 1200 | 0 | 465 | 0 | 0 | 0 | 0 | 0 | 0 | 0 | 0 | 0
2040-02-01 | 21 | 52.1 | -25026 | -3750 | -1127 | 0 | 336 | 0 | 4534 | 100 | 0 | 1423 | 53 | 388 | 11786 | 3288 | 2506 | 0 | 2033 | 0 | 219 | 1211 | 0 | 362 | 1200 | 0 | 465 | 0 | 0 | 0 | 0 | 0 | 0 | 0 | 0 | 0
2040-02-01 | 22 | 50.06 | -24019 | -3855 | -945 | 0 | 0 | 0 | 3873 | 0 | 0 | 1423 | 53 | 388 | 12069 | 3288 | 2182 | 0 | 2042 | 0 | 219 | 1214 | 0 | 403 | 1200 | 0 | 465 | 0 | 0 | 0 | 0 | 0 | 0 | 0 | 0 | 0
2040-02-01 | 23 | 48.14 | -22732 | -3959 | -781 | 0 | 0 | 0 | 3022 | 0 | 0 | 1423 | 53 | 341 | 11555 | 3288 | 2228 | 0 | 2035 | 0 | 219 | 1208 | 0 | 436 | 1200 | 0 | 465 | 0 | 0 | 0 | 0 | 0 | 0 | 0 | 0 | 0
2040-02-01 | 24 | 46.8 | -21490 | -4069 | -636 | 0 | 0 | 0 | 2203 | 0 | 0 | 1423 | 53 | 341 | 10956 | 3288 | 2398 | 0 | 2049 | 0 | 219 | 1194 | 0 | 406 | 1200 | 0 | 465 | 0 | 0 | 0 | 0 | 0 | 0 | 0 | 0 | 0
2040-02-02 | 1 | 43.49 | -20543 | -4179 | -563 | 0 | 0 | 0 | 2658 | 0 | 0 | 1423 | 53 | 341 | 9350 | 3288 | 2366 | 0 | 1997 | 0 | 219 | 1187 | 0 | 739 | 1200 | 0 | 465 | 0 | 0 | 0 | 0 | 0 | 0 | 0 | 0 | 0
2040-02-02 | 2 | 43.59 | -20066 | -4398 | -509 | 0 | 0 | 0 | 2320 | 0 | 0 | 1423 | 53 | 341 | 9369 | 3288 | 2469 | 0 | 1908 | 0 | 218 | 1188 | 0 | 732 | 1200 | 0 | 465 | 0 | 0 | 0 | 0 | 0 | 0 | 0 | 0 | 0
2040-02-02 | 3 | 43.89 | -19851 | -4398 | -436 | 0 | 0 | 0 | 2166 | 0 | 0 | 1423 | 53 | 341 | 9732 | 3288 | 2039 | 0 | 1861 | 0 | 219 | 1185 | 0 | 713 | 1200 | 0 | 465 | 0 | 0 | 0 | 0 | 0 | 0 | 0 | 0 | 0
2040-02-02 | 4 | 45.82 | -19780 | -4398 | -418 | 0 | 0 | 0 | 2114 | 0 | 0 | 1423 | 53 | 341 | 10475 | 3288 | 1683 | 0 | 1780 | 0 | 219 | 1187 | 0 | 370 | 1200 | 0 | 465 | 0 | 0 | 0 | 0 | 0 | 0 | 0 | 0 | 0
2040-02-02 | 5 | 47.17 | -19970 | -4513 | -418 | 0 | 0 | 0 | 2251 | 0 | 0 | 1423 | 53 | 341 | 11168 | 3288 | 1275 | 0 | 1691 | 0 | 219 | 1188 | 0 | 340 | 1200 | 0 | 465 | 0 | 0 | 0 | 0 | 0 | 0 | 0 | 0 | 0
2040-02-02 | 6 | 49.77 | -20572 | -4398 | -436 | 0 | 0 | 0 | 2679 | 0 | 0 | 1423 | 53 | 358 | 11955 | 3288 | 947 | 0 | 1354 | 0 | 219 | 1188 | 0 | 278 | 1200 | 0 | 465 | 0 | 0 | 0 | 0 | 0 | 0 | 0 | 0 | 0
2040-02-02 | 7 | 52.77 | -21603 | -4398 | -545 | 0 | 0 | 0 | 3413 | 100 | 0 | 1423 | 53 | 388 | 12765 | 3288 | 798 | 0 | 1021 | 0 | 219 | 1188 | 0 | 226 | 1200 | 0 | 465 | 0 | 0 | 0 | 0 | 0 | 0 | 0 | 0 | 0
2040-02-02 | 8 | 53.31 | -22676 | -4398 | -672 | 0 | 0 | 0 | 4180 | 100 | 0 | 1423 | 53 | 388 | 13257 | 3288 | 640 | 0 | 891 | 210 | 219 | 1191 | 0 | 242 | 1200 | 0 | 465 | 0 | 0 | 0 | 0 | 0 | 0 | 0 | 0 | 0
2040-02-02 | 9 | 49.54 | -23725 | -4179 | -800 | 0 | 0 | 0 | 4925 | 0 | 0 | 1423 | 53 | 358 | 12064 | 3288 | 733 | 0 | 781 | 1728 | 219 | 1200 | 0 | 266 | 1200 | 0 | 465 | 0 | 0 | 0 | 0 | 0 | 0 | 0 | 0 | 0
2040-02-02 | 10 | 43.66 | -24200 | -3855 | -927 | 0 | 0 | 0 | 5263 | 0 | 0 | 1423 | 53 | 341 | 9566 | 3288 | 1014 | 0 | 785 | 3860 | 219 | 1223 | 0 | 282 | 1200 | 0 | 465 | 0 | 0 | 0 | 0 | 0 | 0 | 0 | 0 | 0
2040-02-02 | 11 | 41.77 | -24230 | -3347 | -909 | 0 | 0 | 0 | 5284 | 0 | 0 | 1165 | 53 | 341 | 7760 | 3288 | 1028 | 0 | 821 | 5351 | 219 | 1238 | 0 | 273 | 1200 | 0 | 465 | 0 | 0 | 0 | 0 | 0 | 0 | 0 | 0 | 0
2040-02-02 | 12 | 39.9 | -23987 | -2965 | -781 | 0 | 0 | 0 | 5110 | 0 | 0 | 978 | 53 | 341 | 6557 | 3288 | 1849 | 0 | 810 | 5342 | 219 | 1239 | 0 | 283 | 1200 | 0 | 465 | 0 | 0 | 0 | 0 | 0 | 0 | 0 | 0 | 0
2040-02-02 | 13 | 38.05 | -23501 | -2699 | -1018 | 0 | 0 | 0 | 4766 | 0 | 0 | 944 | 53 | 341 | 5752 | 3288 | 2675 | 0 | 761 | 5207 | 219 | 1242 | 0 | 304 | 1200 | 0 | 465 | 0 | 0 | 0 | 0 | 0 | 0 | 0 | 0 | 0
2040-02-02 | 14 | 31.79 | -22928 | -2442 | -999 | 0 | 0 | -368 | 4359 | 0 | 0 | 704 | 53 | 341 | 4475 | 3288 | 4288 | 0 | 752 | 5029 | 219 | 1244 | 0 | 322 | 1200 | 0 | 465 | 0 | 0 | 0 | 0 | 0 | 0 | 0 | 0 | 0
2040-02-02 | 15 | 31.79 | -22462 | -2197 | -890 | 0 | 0 | -1276 | 4026 | 0 | 0 | 634 | 53 | 341 | 3950 | 3288 | 6180 | 0 | 853 | 4059 | 219 | 1241 | 0 | 317 | 1200 | 0 | 465 | 0 | 0 | 0 | 0 | 0 | 0 | 0 | 0 | 0
2040-02-02 | 16 | 39.22 | -22394 | -2197 | -1181 | 0 | 0 | 0 | 3979 | 0 | 0 | 709 | 53 | 341 | 4253 | 3288 | 6997 | 0 | 1074 | 1661 | 219 | 1244 | 0 | 290 | 1200 | 0 | 465 | 0 | 0 | 0 | 0 | 0 | 0 | 0 | 0 | 0
2040-02-02 | 17 | 42.96 | -22881 | -2118 | -1508 | 0 | 0 | 85 | 4322 | 0 | 0 | 854 | 53 | 341 | 5306 | 3288 | 7209 | 0 | 1183 | 458 | 219 | 1235 | 0 | 290 | 1200 | 0 | 465 | 0 | 0 | 0 | 0 | 0 | 0 | 0 | 0 | 0
2040-02-02 | 18 | 42.96 | -24098 | -2118 | -1817 | 0 | 0 | 737 | 5189 | 0 | 0 | 978 | 53 | 341 | 5589 | 3288 | 7216 | 0 | 1229 | 0 | 219 | 1229 | 0 | 302 | 1200 | 0 | 465 | 0 | 0 | 0 | 0 | 0 | 0 | 0 | 0 | 0
2040-02-02 | 19 | 42.96 | -24008 | -2197 | -1745 | 0 | 0 | 395 | 5125 | 0 | 0 | 944 | 53 | 341 | 5585 | 3288 | 7221 | 0 | 1564 | 0 | 219 | 1227 | 0 | 322 | 1200 | 0 | 465 | 0 | 0 | 0 | 0 | 0 | 0 | 0 | 0 | 0
2040-02-02 | 20 | 41.11 | -23322 | -2197 | -1236 | 0 | 0 | 0 | 4639 | 0 | 0 | 822 | 53 | 341 | 5268 | 3288 | 7213 | 0 | 1683 | 0 | 219 | 1221 | 0 | 342 | 1200 | 0 | 465 | 0 | 0 | 0 | 0 | 0 | 0 | 0 | 0 | 0
2040-02-02 | 21 | 35.45 | -22536 | -2197 | -1127 | 0 | 0 | 0 | 4079 | 0 | 0 | 755 | 53 | 341 | 4778 | 3288 | 7209 | 0 | 1900 | 0 | 219 | 1211 | 0 | 362 | 1200 | 0 | 465 | 0 | 0 | 0 | 0 | 0 | 0 | 0 | 0 | 0
2040-02-02 | 22 | 29.8 | -21453 | -2197 | -945 | 0 | 0 | 0 | 3308 | 0 | 0 | 709 | 53 | 341 | 4293 | 3288 | 7209 | 0 | 1894 | 0 | 219 | 1214 | 0 | 403 | 1200 | 0 | 465 | 0 | 0 | 0 | 0 | 0 | 0 | 0 | 0 | 0
2040-02-02 | 23 | 19.28 | -20121 | -2197 | -781 | 0 | 0 | 0 | 2357 | 0 | 0 | 692 | 53 | 181 | 3945 | 3288 | 7186 | 0 | 1870 | 0 | 219 | 1208 | 0 | 436 | 1200 | 0 | 465 | 0 | 0 | 0 | 0 | 0 | 0 | 0 | 0 | 0
2040-02-02 | 24 | 25.6 | -18839 | -2197 | -636 | 0 | 0 | 0 | 1443 | 0 | 0 | 678 | 53 | 341 | 3391 | 3288 | 7185 | 0 | 1810 | 0 | 219 | 1194 | 0 | 406 | 1200 | 0 | 465 | 0 | 0 | 0 | 0 | 0 | 0 | 0 | 0 | 0
2040-02-03 | 1 | 33.9 | -17848 | -2197 | -745 | 0 | 0 | -1124 | 1316 | 0 | 0 | 646 | 53 | 341 | 3858 | 3288 | 7179 | 0 | 1424 | 0 | 219 | 1187 | 0 | 739 | 1200 | 0 | 465 | 0 | 0 | 0 | 0 | 0 | 0 | 0 | 0 | 0
2040-02-03 | 2 | 33.9 | -17235 | -2197 | -636 | 0 | 0 | -883 | 856 | 0 | 0 | 661 | 53 | 341 | 3758 | 3288 | 7148 | 0 | 1043 | 0 | 218 | 1188 | 0 | 732 | 1200 | 0 | 465 | 0 | 0 | 0 | 0 | 0 | 0 | 0 | 0 | 0
2040-02-03 | 3 | 33.9 | -16928 | -2275 | -563 | 0 | 0 | -407 | 629 | 0 | 0 | 681 | 53 | 341 | 3726 | 3288 | 6722 | 0 | 952 | 0 | 219 | 1185 | 0 | 713 | 1200 | 0 | 465 | 0 | 0 | 0 | 0 | 0 | 0 | 0 | 0 | 0
2040-02-03 | 4 | 38.05 | -16777 | -2275 | -527 | 0 | 0 | 0 | 528 | 0 | 0 | 709 | 53 | 341 | 4336 | 3288 | 5805 | 0 | 1078 | 0 | 219 | 1187 | 0 | 370 | 1200 | 0 | 465 | 0 | 0 | 0 | 0 | 0 | 0 | 0 | 0 | 0
2040-02-03 | 5 | 41.05 | -16881 | -2359 | -509 | 0 | 0 | 0 | 597 | 0 | 0 | 978 | 53 | 341 | 6435 | 3288 | 3753 | 0 | 892 | 0 | 219 | 1188 | 0 | 340 | 1200 | 0 | 465 | 0 | 0 | 0 | 0 | 0 | 0 | 0 | 0 | 0
2040-02-03 | 6 | 42.6 | -17300 | -2442 | -527 | 0 | 0 | 0 | 909 | 0 | 0 | 1165 | 53 | 341 | 7890 | 3288 | 2386 | 0 | 888 | 0 | 219 | 1188 | 0 | 278 | 1200 | 0 | 465 | 0 | 0 | 0 | 0 | 0 | 0 | 0 | 0 | 0
2040-02-03 | 7 | 44.23 | -18066 | -2359 | -600 | 0 | 0 | 0 | 1480 | 0 | 0 | 1362 | 53 | 341 | 9072 | 3288 | 1304 | 0 | 828 | 0 | 219 | 1188 | 0 | 226 | 1200 | 0 | 465 | 0 | 0 | 0 | 0 | 0 | 0 | 0 | 0 | 0
2040-02-03 | 8 | 44.49 | -19012 | -2359 | -691 | 0 | 0 | 0 | 2182 | 0 | 0 | 1423 | 53 | 341 | 9756 | 3288 | 732 | 0 | 758 | 212 | 219 | 1191 | 0 | 242 | 1200 | 0 | 465 | 0 | 0 | 0 | 0 | 0 | 0 | 0 | 0 | 0
2040-02-03 | 9 | 44.48 | -20244 | -2275 | -854 | 0 | 0 | 0 | 3096 | 0 | 0 | 1423 | 53 | 341 | 9759 | 3288 | 358 | 0 | 570 | 1135 | 219 | 1200 | 0 | 266 | 1200 | 0 | 465 | 0 | 0 | 0 | 0 | 0 | 0 | 0 | 0 | 0
2040-02-03 | 10 | 43.34 | -21158 | -2197 | -999 | 0 | 0 | 0 | 3778 | 0 | 0 | 1362 | 53 | 341 | 9070 | 3288 | 199 | 0 | 235 | 2639 | 219 | 1223 | 0 | 282 | 1200 | 0 | 465 | 0 | 0 | 0 | 0 | 0 | 0 | 0 | 0 | 0
2040-02-03 | 11 | 42.6 | -21587 | -2118 | -909 | 0 | 0 | 0 | 4095 | 0 | 0 | 1209 | 53 | 341 | 8624 | 3288 | 85 | 0 | 137 | 3388 | 219 | 1238 | 0 | 273 | 1200 | 0 | 465 | 0 | 0 | 0 | 0 | 0 | 0 | 0 | 0 | 0
2040-02-03 | 12 | 42.44 | -21782 | -1966 | -999 | 0 | 0 | 0 | 4243 | 0 | 0 | 1177 | 53 | 341 | 8360 | 3288 | 15 | 0 | 96 | 3770 | 219 | 1239 | 0 | 283 | 1200 | 0 | 465 | 0 | 0 | 0 | 0 | 0 | 0 | 0 | 0 | 0
2040-02-03 | 13 | 41.94 | -21772 | -1893 | -1090 | 0 | 0 | 0 | 4232 | 0 | 0 | 1166 | 53 | 341 | 8044 | 3288 | 6 | 0 | 85 | 4112 | 219 | 1242 | 0 | 304 | 1200 | 0 | 465 | 0 | 0 | 0 | 0 | 0 | 0 | 0 | 0 | 0
2040-02-03 | 14 | 41.09 | -21555 | -1752 | -1127 | 0 | 0 | 0 | 4074 | 0 | 0 | 1107 | 53 | 341 | 7493 | 3288 | 27 | 0 | 91 | 4511 | 219 | 1244 | 0 | 322 | 1200 | 0 | 465 | 0 | 0 | 0 | 0 | 0 | 0 | 0 | 0 | 0
2040-02-03 | 15 | 41.11 | -21232 | -1611 | -1163 | 0 | 0 | 0 | 3831 | 0 | 0 | 1119 | 53 | 341 | 7547 | 3288 | 51 | 0 | 115 | 4220 | 219 | 1241 | 0 | 317 | 1200 | 0 | 465 | 0 | 0 | 0 | 0 | 0 | 0 | 0 | 0 | 0
2040-02-03 | 16 | 42.91 | -21216 | -1480 | -1109 | 0 | 0 | 0 | 3820 | 0 | 0 | 1227 | 53 | 341 | 8629 | 3288 | 135 | 0 | 161 | 2733 | 219 | 1244 | 0 | 290 | 1200 | 0 | 465 | 0 | 0 | 0 | 0 | 0 | 0 | 0 | 0 | 0
2040-02-03 | 17 | 45.82 | -21882 | -1480 | -1090 | 0 | 0 | 135 | 4317 | 0 | 0 | 1423 | 53 | 341 | 10326 | 3288 | 348 | 0 | 247 | 567 | 219 | 1235 | 0 | 290 | 1200 | 0 | 465 | 0 | 0 | 0 | 0 | 0 | 0 | 0 | 0 | 0
2040-02-03 | 18 | 45.82 | -23182 | -1548 | -1127 | 0 | 0 | 892 | 5284 | 0 | 0 | 1423 | 53 | 341 | 10326 | 3288 | 454 | 0 | 382 | 0 | 219 | 1229 | 0 | 302 | 1200 | 0 | 465 | 0 | 0 | 0 | 0 | 0 | 0 | 0 | 0 | 0
2040-02-03 | 19 | 45.82 | -22591 | -1679 | -1163 | 0 | 0 | 759 | 4845 | 0 | 0 | 1423 | 53 | 341 | 10296 | 3288 | 478 | 0 | 517 | 0 | 219 | 1227 | 0 | 322 | 1200 | 0 | 465 | 0 | 0 | 0 | 0 | 0 | 0 | 0 | 0 | 0
2040-02-03 | 20 | 45.2 | -21298 | -1679 | -1090 | 0 | 0 | 0 | 3884 | 0 | 0 | 1423 | 53 | 341 | 10324 | 3288 | 675 | 0 | 633 | 0 | 219 | 1221 | 0 | 342 | 1200 | 0 | 465 | 0 | 0 | 0 | 0 | 0 | 0 | 0 | 0 | 0
2040-02-03 | 21 | 44.48 | -20665 | -1752 | -1018 | 0 | 0 | 0 | 3413 | 0 | 0 | 1423 | 53 | 341 | 9755 | 3288 | 891 | 0 | 814 | 0 | 219 | 1211 | 0 | 362 | 1200 | 0 | 465 | 0 | 0 | 0 | 0 | 0 | 0 | 0 | 0 | 0
2040-02-03 | 22 | 43.52 | -19677 | -1820 | -927 | 0 | 0 | 0 | 2674 | 0 | 0 | 1405 | 53 | 341 | 9299 | 3288 | 1003 | 0 | 861 | 0 | 219 | 1214 | 0 | 403 | 1200 | 0 | 465 | 0 | 0 | 0 | 0 | 0 | 0 | 0 | 0 | 0
2040-02-03 | 23 | 43.33 | -18846 | -1820 | -927 | 0 | 0 | 0 | 2055 | 0 | 0 | 1362 | 53 | 341 | 9053 | 3288 | 1026 | 0 | 887 | 0 | 219 | 1208 | 0 | 436 | 1200 | 0 | 465 | 0 | 0 | 0 | 0 | 0 | 0 | 0 | 0 | 0
2040-02-03 | 24 | 42.58 | -17794 | -1752 | -836 | 0 | 0 | 0 | 1273 | 0 | 0 | 1284 | 53 | 341 | 8570 | 3288 | 1189 | 0 | 900 | 0 | 219 | 1194 | 0 | 406 | 1200 | 0 | 465 | 0 | 0 | 0 | 0 | 0 | 0 | 0 | 0 | 0
2040-02-04 | 1 | 41.44 | -16682 | -1820 | -745 | 0 | 0 | 0 | 914 | 0 | 0 | 1165 | 53 | 341 | 7470 | 3288 | 1325 | 0 | 882 | 0 | 219 | 1187 | 0 | 739 | 1200 | 0 | 465 | 0 | 0 | 0 | 0 | 0 | 0 | 0 | 0 | 0
2040-02-04 | 2 | 40.93 | -16099 | -1752 | -636 | 0 | 0 | 0 | 528 | 0 | 0 | 1107 | 53 | 341 | 6983 | 3288 | 1551 | 0 | 834 | 0 | 218 | 1188 | 0 | 732 | 1200 | 0 | 465 | 0 | 0 | 0 | 0 | 0 | 0 | 0 | 0 | 0
2040-02-04 | 3 | 40.69 | -15868 | -1820 | -563 | 0 | 0 | 0 | 528 | 0 | 0 | 1098 | 53 | 341 | 6940 | 3288 | 1433 | 0 | 789 | 0 | 219 | 1185 | 0 | 713 | 1200 | 0 | 465 | 0 | 0 | 0 | 0 | 0 | 0 | 0 | 0 | 0
2040-02-04 | 4 | 41.81 | -15914 | -1820 | -527 | 0 | 0 | 0 | 528 | 0 | 0 | 1107 | 53 | 341 | 7318 | 3288 | 1439 | 0 | 746 | 0 | 219 | 1187 | 0 | 370 | 1200 | 0 | 465 | 0 | 0 | 0 | 0 | 0 | 0 | 0 | 0 | 0
2040-02-04 | 5 | 42.53 | -16449 | -1820 | -509 | 0 | 0 | 0 | 734 | 0 | 0 | 1119 | 53 | 341 | 7684 | 3288 | 1452 | 0 | 694 | 0 | 219 | 1188 | 0 | 340 | 1200 | 0 | 465 | 0 | 0 | 0 | 0 | 0 | 0 | 0 | 0 | 0
2040-02-04 | 6 | 43.09 | -17825 | -1752 | -527 | 0 | 0 | 0 | 1797 | 0 | 0 | 1166 | 53 | 341 | 8141 | 3288 | 1212 | 0 | 757 | 0 | 219 | 1188 | 0 | 278 | 1200 | 0 | 465 | 0 | 0 | 0 | 0 | 0 | 0 | 0 | 0 | 0
2040-02-04 | 7 | 44.54 | -20128 | -1820 | -600 | 0 | 0 | 0 | 3572 | 0 | 0 | 1284 | 53 | 341 | 8833 | 3288 | 1101 | 0 | 778 | 0 | 219 | 1188 | 0 | 226 | 1200 | 0 | 465 | 0 | 0 | 0 | 0 | 0 | 0 | 0 | 0 | 0
2040-02-04 | 8 | 43.49 | -21343 | -1820 | -691 | 0 | 0 | 0 | 4513 | 0 | 0 | 1289 | 53 | 341 | 8822 | 3288 | 1229 | 0 | 705 | 297 | 219 | 1191 | 0 | 242 | 1200 | 0 | 465 | 0 | 0 | 0 | 0 | 0 | 0 | 0 | 0 | 0
2040-02-04 | 9 | 41.09 | -21458 | -1679 | -854 | 0 | 0 | 0 | 4597 | 0 | 0 | 1093 | 53 | 341 | 7309 | 3288 | 1317 | 0 | 762 | 1881 | 219 | 1200 | 0 | 266 | 1200 | 0 | 465 | 0 | 0 | 0 | 0 | 0 | 0 | 0 | 0 | 0
2040-02-04 | 10 | 34.28 | -21295 | -1417 | -999 | 0 | 0 | 0 | 4476 | 0 | 0 | 788 | 53 | 341 | 4894 | 3288 | 1296 | 0 | 609 | 4580 | 219 | 1223 | 0 | 282 | 1200 | 0 | 465 | 0 | 0 | 0 | 0 | 0 | 0 | 0 | 0 | 0
2040-02-04 | 11 | 33.9 | -21183 | -1182 | -909 | 0 | 0 | -1372 | 4386 | 0 | 0 | 634 | 53 | 341 | 4175 | 3288 | 1325 | 0 | 597 | 6452 | 219 | 1238 | 0 | 273 | 1200 | 0 | 465 | 0 | 0 | 0 | 0 | 0 | 0 | 0 | 0 | 0
2040-02-04 | 12 | 33.82 | -20986 | -968 | -999 | 0 | -305 | -1859 | 4232 | 0 | 0 | 627 | 53 | 341 | 3689 | 3288 | 1004 | 0 | 557 | 7920 | 219 | 1239 | 0 | 283 | 1200 | 0 | 465 | 0 | 0 | 0 | 0 | 0 | 0 | 0 | 0 | 0
2040-02-04 | 13 | 33.82 | -20666 | -774 | -1090 | 0 | -616 | -1859 | 3989 | 0 | 0 | 627 | 53 | 341 | 3689 | 3288 | 896 | 0 | 443 | 8248 | 219 | 1242 | 0 | 304 | 1200 | 0 | 465 | 0 | 0 | 0 | 0 | 0 | 0 | 0 | 0 | 0
2040-02-04 | 14 | 33.9 | -20416 | -685 | -1127 | 0 | 0 | -1469 | 3794 | 0 | 0 | 634 | 53 | 341 | 3509 | 3288 | 849 | 0 | 369 | 7410 | 219 | 1244 | 0 | 322 | 1200 | 0 | 465 | 0 | 0 | 0 | 0 | 0 | 0 | 0 | 0 | 0
2040-02-04 | 15 | 38.81 | -20021 | -607 | -1163 | 0 | 0 | 0 | 3487 | 0 | 0 | 681 | 53 | 341 | 3780 | 3288 | 685 | 0 | 274 | 5761 | 219 | 1241 | 0 | 317 | 1200 | 0 | 465 | 0 | 0 | 0 | 0 | 0 | 0 | 0 | 0 | 0
2040-02-04 | 16 | 45.82 | -19933 | -607 | -1109 | 0 | 0 | 247 | 3424 | 0 | 0 | 944 | 53 | 341 | 5776 | 3288 | 553 | 0 | 199 | 3406 | 219 | 1244 | 0 | 290 | 1200 | 0 | 465 | 0 | 0 | 0 | 0 | 0 | 0 | 0 | 0 | 0
2040-02-04 | 17 | 45.82 | -20437 | -727 | -1090 | 0 | 464 | 1273 | 3810 | 0 | 0 | 1258 | 53 | 341 | 6901 | 3288 | 526 | 0 | 218 | 714 | 219 | 1235 | 0 | 290 | 1200 | 0 | 465 | 0 | 0 | 0 | 0 | 0 | 0 | 0 | 0 | 0
2040-02-04 | 18 | 45.82 | -21998 | -868 | -1127 | 0 | 0 | 1507 | 5015 | 0 | 0 | 1423 | 53 | 341 | 8161 | 3288 | 517 | 0 | 274 | 0 | 219 | 1229 | 0 | 302 | 1200 | 0 | 465 | 0 | 0 | 0 | 0 | 0 | 0 | 0 | 0 | 0
2040-02-04 | 19 | 45.82 | -22345 | -1072 | -1163 | 0 | 120 | 840 | 5284 | 0 | 0 | 1423 | 53 | 341 | 8893 | 3288 | 553 | 0 | 352 | 0 | 219 | 1227 | 0 | 322 | 1200 | 0 | 465 | 0 | 0 | 0 | 0 | 0 | 0 | 0 | 0 | 0
2040-02-04 | 20 | 45.82 | -21806 | -1182 | -1090 | 0 | 27 | 680 | 4867 | 0 | 0 | 1423 | 53 | 341 | 9124 | 3288 | 427 | 0 | 401 | 0 | 219 | 1221 | 0 | 342 | 1200 | 0 | 465 | 0 | 0 | 0 | 0 | 0 | 0 | 0 | 0 | 0
2040-02-04 | 21 | 45.82 | -20879 | -1240 | -1018 | 0 | 180 | 306 | 4153 | 0 | 0 | 1423 | 53 | 341 | 9120 | 3288 | 317 | 0 | 498 | 0 | 219 | 1211 | 0 | 362 | 1200 | 0 | 465 | 0 | 0 | 0 | 0 | 0 | 0 | 0 | 0 | 0
2040-02-04 | 22 | 43.82 | -19542 | -1355 | -927 | 0 | 0 | 0 | 3118 | 0 | 0 | 1405 | 53 | 341 | 9183 | 3288 | 262 | 0 | 673 | 0 | 219 | 1214 | 0 | 403 | 1200 | 0 | 465 | 0 | 0 | 0 | 0 | 0 | 0 | 0 | 0 | 0
2040-02-04 | 23 | 43.49 | -17945 | -1355 | -927 | 0 | 0 | 0 | 1886 | 0 | 0 | 1362 | 53 | 341 | 8840 | 3288 | 203 | 0 | 725 | 0 | 219 | 1208 | 0 | 436 | 1200 | 0 | 465 | 0 | 0 | 0 | 0 | 0 | 0 | 0 | 0 | 0
2040-02-04 | 24 | 43.33 | -16616 | -1417 | -836 | 0 | 0 | 0 | 861 | 0 | 0 | 1284 | 53 | 341 | 8590 | 3288 | 202 | 0 | 766 | 0 | 219 | 1194 | 0 | 406 | 1200 | 0 | 465 | 0 | 0 | 0 | 0 | 0 | 0 | 0 | 0 | 0
2040-02-05 | 1 | 41.82 | -15767 | -1548 | -563 | 0 | 0 | 0 | 528 | 0 | 0 | 1165 | 53 | 341 | 7553 | 3288 | 223 | 0 | 918 | 0 | 219 | 1187 | 0 | 739 | 1200 | 0 | 465 | 0 | 0 | 0 | 0 | 0 | 0 | 0 | 0 | 0
2040-02-05 | 2 | 41.09 | -15298 | -1611 | -509 | 0 | 0 | 0 | 528 | 0 | 0 | 1119 | 53 | 341 | 7243 | 3288 | 246 | 0 | 796 | 0 | 218 | 1188 | 0 | 732 | 1200 | 0 | 465 | 0 | 0 | 0 | 0 | 0 | 0 | 0 | 0 | 0
2040-02-05 | 3 | 41.09 | -15101 | -1611 | -436 | 0 | 0 | 0 | 528 | 0 | 0 | 1107 | 53 | 341 | 7048 | 3288 | 169 | 0 | 833 | 0 | 219 | 1185 | 0 | 713 | 1200 | 0 | 465 | 0 | 0 | 0 | 0 | 0 | 0 | 0 | 0 | 0
2040-02-05 | 4 | 41.76 | -15149 | -1480 | -418 | 0 | 0 | 0 | 528 | 0 | 0 | 1101 | 53 | 341 | 7281 | 3288 | 146 | 0 | 869 | 0 | 219 | 1187 | 0 | 370 | 1200 | 0 | 465 | 0 | 0 | 0 | 0 | 0 | 0 | 0 | 0 | 0
2040-02-05 | 5 | 42.53 | -15660 | -1548 | -418 | 0 | 0 | 0 | 528 | 0 | 0 | 1165 | 53 | 341 | 7783 | 3288 | 131 | 0 | 926 | 0 | 219 | 1188 | 0 | 340 | 1200 | 0 | 465 | 0 | 0 | 0 | 0 | 0 | 0 | 0 | 0 | 0
2040-02-05 | 6 | 42.96 | -17122 | -1480 | -436 | 0 | 0 | 0 | 1532 | 0 | 0 | 1166 | 53 | 341 | 8160 | 3288 | 76 | 0 | 1073 | 0 | 219 | 1188 | 0 | 278 | 1200 | 0 | 465 | 0 | 0 | 0 | 0 | 0 | 0 | 0 | 0 | 0
2040-02-05 | 7 | 43.71 | -19529 | -1480 | -545 | 0 | 0 | 0 | 3429 | 0 | 0 | 1209 | 53 | 341 | 8742 | 3288 | 67 | 0 | 1128 | 0 | 219 | 1188 | 0 | 226 | 1200 | 0 | 465 | 0 | 0 | 0 | 0 | 0 | 0 | 0 | 0 | 0
2040-02-05 | 8 | 43.59 | -20729 | -1355 | -672 | 0 | 0 | 0 | 4375 | 0 | 0 | 1284 | 53 | 341 | 8765 | 3288 | 72 | 0 | 1022 | 238 | 219 | 1191 | 0 | 242 | 1200 | 0 | 465 | 0 | 0 | 0 | 0 | 0 | 0 | 0 | 0 | 0
2040-02-05 | 9 | 42.6 | -20872 | -1297 | -800 | 0 | 0 | 0 | 4486 | 0 | 0 | 1166 | 53 | 341 | 8124 | 3288 | 63 | 0 | 962 | 1137 | 219 | 1200 | 0 | 266 | 1200 | 0 | 465 | 0 | 0 | 0 | 0 | 0 | 0 | 0 | 0 | 0
2040-02-05 | 10 | 40.34 | -20835 | -1182 | -927 | 0 | 0 | 0 | 4460 | 0 | 0 | 1060 | 53 | 341 | 6733 | 3288 | 127 | 0 | 937 | 2556 | 219 | 1223 | 0 | 282 | 1200 | 0 | 465 | 0 | 0 | 0 | 0 | 0 | 0 | 0 | 0 | 0
2040-02-05 | 11 | 39.26 | -20733 | -1015 | -909 | 0 | -804 | 0 | 4380 | 0 | 0 | 794 | 53 | 341 | 5812 | 3288 | 257 | 0 | 899 | 4242 | 219 | 1238 | 0 | 273 | 1200 | 0 | 465 | 0 | 0 | 0 | 0 | 0 | 0 | 0 | 0 | 0
2040-02-05 | 12 | 38.58 | -20472 | -821 | -781 | 0 | -2000 | -66 | 4174 | 0 | 0 | 646 | 53 | 341 | 5242 | 3288 | 352 | 0 | 955 | 5684 | 219 | 1239 | 0 | 283 | 1200 | 0 | 465 | 0 | 0 | 0 | 0 | 0 | 0 | 0 | 0 | 0
2040-02-05 | 13 | 38.58 | -20222 | -643 | -1018 | 0 | -2000 | -1344 | 3974 | 0 | 0 | 627 | 53 | 341 | 3763 | 3288 | 544 | 0 | 1119 | 8089 | 219 | 1242 | 0 | 304 | 1200 | 0 | 465 | 0 | 0 | 0 | 0 | 0 | 0 | 0 | 0 | 0
2040-02-05 | 14 | 39.26 | -19972 | -528 | -999 | 0 | -848 | 0 | 3778 | 0 | 0 | 627 | 53 | 341 | 2123 | 3288 | 759 | 0 | 1145 | 6783 | 219 | 1244 | 0 | 322 | 1200 | 0 | 465 | 0 | 0 | 0 | 0 | 0 | 0 | 0 | 0 | 0
2040-02-05 | 15 | 40.06 | -19623 | -497 | -890 | 0 | 0 | 0 | 3503 | 0 | 0 | 634 | 53 | 341 | 2096 | 3288 | 967 | 0 | 1088 | 5599 | 219 | 1241 | 0 | 317 | 1200 | 0 | 465 | 0 | 0 | 0 | 0 | 0 | 0 | 0 | 0 | 0
2040-02-05 | 16 | 52.14 | -19602 | -460 | -1181 | 0 | 876 | 0 | 3487 | 100 | 0 | 692 | 53 | 388 | 3033 | 3288 | 1269 | 0 | 1413 | 3227 | 219 | 1244 | 0 | 290 | 1200 | 0 | 465 | 0 | 0 | 0 | 0 | 0 | 0 | 0 | 0 | 0
2040-02-05 | 17 | 52.14 | -20077 | -497 | -1508 | 0 | 2000 | 553 | 3863 | 100 | 0 | 944 | 53 | 388 | 3412 | 3288 | 1464 | 0 | 1864 | 745 | 219 | 1235 | 0 | 290 | 1200 | 0 | 465 | 0 | 0 | 0 | 0 | 0 | 0 | 0 | 0 | 0
2040-02-05 | 18 | 52.14 | -21531 | -607 | -1817 | 0 | 1839 | 490 | 5009 | 100 | 0 | 1060 | 53 | 388 | 4409 | 3288 | 1870 | 0 | 2033 | 0 | 219 | 1229 | 0 | 302 | 1200 | 0 | 465 | 0 | 0 | 0 | 0 | 0 | 0 | 0 | 0 | 0
2040-02-05 | 19 | 52.14 | -21882 | -774 | -1745 | 0 | 146 | 0 | 5284 | 90 | 0 | 978 | 53 | 379 | 6207 | 3288 | 2464 | 0 | 2079 | 0 | 219 | 1227 | 0 | 322 | 1200 | 0 | 465 | 0 | 0 | 0 | 0 | 0 | 0 | 0 | 0 | 0
2040-02-05 | 20 | 40.93 | -21397 | -968 | -1236 | 0 | 0 | 0 | 4904 | 0 | 0 | 936 | 53 | 341 | 5639 | 3288 | 2898 | 0 | 2095 | 0 | 219 | 1221 | 0 | 342 | 1200 | 0 | 465 | 0 | 0 | 0 | 0 | 0 | 0 | 0 | 0 | 0
2040-02-05 | 21 | 37.72 | -20585 | -1072 | -1127 | 0 | 0 | 0 | 4259 | 0 | 0 | 822 | 53 | 335 | 5348 | 3288 | 3136 | 0 | 2086 | 0 | 219 | 1211 | 0 | 362 | 1200 | 0 | 465 | 0 | 0 | 0 | 0 | 0 | 0 | 0 | 0 | 0
2040-02-05 | 22 | 33.57 | -19281 | -1182 | -945 | 0 | 0 | 0 | 3234 | 0 | 0 | 774 | 53 | 319 | 4803 | 3288 | 3385 | 0 | 2051 | 0 | 219 | 1214 | 0 | 403 | 1200 | 0 | 465 | 0 | 0 | 0 | 0 | 0 | 0 | 0 | 0 | 0
2040-02-05 | 23 | 0.11 | -17768 | -1355 | -781 | 0 | 0 | 0 | 2040 | 0 | 0 | 681 | 48 | 160 | 4029 | 3288 | 4235 | 0 | 2010 | 0 | 219 | 1208 | 0 | 436 | 1200 | 0 | 352 | 0 | 0 | 0 | 0 | 0 | 0 | 0 | 0 | 0
2040-02-05 | 24 | 0 | -16449 | -1548 | -636 | 0 | 0 | -302 | 999 | 0 | 0 | 287 | 48 | 160 | 3599 | 3288 | 5315 | 0 | 1932 | 0 | 219 | 1194 | 0 | 406 | 1200 | 0 | 289 | 0 | 0 | 0 | 0 | 0 | 0 | 0 | 0 | 0
2040-02-06 | 1 | 33.38 | -15578 | -1611 | -563 | 0 | -807 | -1859 | 528 | 0 | 0 | 634 | 53 | 319 | 4395 | 3288 | 5592 | 0 | 1842 | 0 | 219 | 1187 | 0 | 739 | 1200 | 0 | 422 | 0 | 0 | 0 | 0 | 0 | 0 | 0 | 0 | 0
2040-02-06 | 2 | 33.38 | -15164 | -1752 | -509 | 0 | -1124 | -1859 | 528 | 0 | 0 | 634 | 53 | 335 | 4395 | 3288 | 5609 | 0 | 1764 | 0 | 218 | 1188 | 0 | 732 | 1200 | 0 | 465 | 0 | 0 | 0 | 0 | 0 | 0 | 0 | 0 | 0
2040-02-06 | 3 | 33.38 | -15041 | -1820 | -436 | 0 | -207 | -1859 | 528 | 0 | 0 | 634 | 53 | 341 | 4156 | 3288 | 4844 | 0 | 1736 | 0 | 219 | 1185 | 0 | 713 | 1200 | 0 | 465 | 0 | 0 | 0 | 0 | 0 | 0 | 0 | 0 | 0
2040-02-06 | 4 | 33.52 | -15177 | -1893 | -418 | 0 | 0 | -828 | 528 | 0 | 0 | 678 | 53 | 341 | 4156 | 3288 | 4107 | 0 | 1725 | 0 | 219 | 1187 | 0 | 370 | 1200 | 0 | 465 | 0 | 0 | 0 | 0 | 0 | 0 | 0 | 0 | 0
2040-02-06 | 5 | 33.52 | -15819 | -1966 | -418 | 0 | 0 | -117 | 528 | 0 | 0 | 709 | 53 | 341 | 4266 | 3288 | 4058 | 0 | 1666 | 0 | 219 | 1188 | 0 | 340 | 1200 | 0 | 465 | 0 | 0 | 0 | 0 | 0 | 0 | 0 | 0 | 0
2040-02-06 | 6 | 38.43 | -17408 | -2040 | -436 | 0 | 0 | 0 | 978 | 0 | 0 | 822 | 53 | 341 | 5383 | 3288 | 4086 | 0 | 1584 | 0 | 219 | 1188 | 0 | 278 | 1200 | 0 | 465 | 0 | 0 | 0 | 0 | 0 | 0 | 0 | 0 | 0
2040-02-06 | 7 | 41.81 | -19973 | -2118 | -545 | 0 | 0 | 0 | 2885 | 0 | 0 | 960 | 53 | 341 | 6372 | 3288 | 3876 | 0 | 1563 | 0 | 219 | 1188 | 0 | 226 | 1200 | 0 | 465 | 0 | 0 | 0 | 0 | 0 | 0 | 0 | 0 | 0
2040-02-06 | 8 | 42.96 | -21285 | -2118 | -672 | 0 | 0 | 0 | 3863 | 0 | 0 | 1093 | 53 | 341 | 7314 | 3288 | 2907 | 0 | 1472 | 429 | 219 | 1191 | 0 | 242 | 1200 | 0 | 465 | 0 | 0 | 0 | 0 | 0 | 0 | 0 | 0 | 0
2040-02-06 | 9 | 40.18 | -21176 | -2040 | -800 | 0 | 0 | 0 | 3778 | 0 | 0 | 944 | 53 | 341 | 6150 | 3288 | 2244 | 0 | 1159 | 2709 | 219 | 1200 | 0 | 266 | 1200 | 0 | 465 | 0 | 0 | 0 | 0 | 0 | 0 | 0 | 0 | 0
2040-02-06 | 10 | 33.52 | -21130 | -1893 | -927 | 0 | 0 | -281 | 3746 | 0 | 0 | 709 | 53 | 341 | 4727 | 3288 | 1839 | 0 | 597 | 5542 | 219 | 1223 | 0 | 282 | 1200 | 0 | 465 | 0 | 0 | 0 | 0 | 0 | 0 | 0 | 0 | 0
2040-02-06 | 11 | 33.52 | -21154 | -1752 | -909 | 0 | 0 | -1214 | 3762 | 0 | 0 | 678 | 53 | 341 | 4528 | 3288 | 1417 | 0 | 417 | 7150 | 219 | 1238 | 0 | 273 | 1200 | 0 | 465 | 0 | 0 | 0 | 0 | 0 | 0 | 0 | 0 | 0
2040-02-06 | 12 | 33.52 | -21064 | -1679 | -781 | 0 | 0 | -1103 | 3694 | 0 | 0 | 646 | 53 | 341 | 4336 | 3288 | 935 | 0 | 192 | 7738 | 219 | 1239 | 0 | 283 | 1200 | 0 | 465 | 0 | 0 | 0 | 0 | 0 | 0 | 0 | 0 | 0
2040-02-06 | 13 | 33.52 | -20780 | -1611 | -1018 | 0 | 0 | -821 | 3482 | 0 | 0 | 678 | 53 | 341 | 4304 | 3288 | 512 | 0 | 91 | 8051 | 219 | 1242 | 0 | 304 | 1200 | 0 | 465 | 0 | 0 | 0 | 0 | 0 | 0 | 0 | 0 | 0
2040-02-06 | 14 | 41.05 | -20620 | -1480 | -999 | 0 | 0 | 0 | 3366 | 0 | 0 | 978 | 53 | 341 | 6383 | 3288 | 320 | 0 | 66 | 4855 | 219 | 1244 | 0 | 322 | 1200 | 0 | 465 | 0 | 0 | 0 | 0 | 0 | 0 | 0 | 0 | 0
2040-02-06 | 15 | 43.63 | -20550 | -1480 | -890 | 0 | 0 | 0 | 3313 | 0 | 0 | 1166 | 53 | 341 | 7981 | 3288 | 180 | 0 | 68 | 3090 | 219 | 1241 | 0 | 317 | 1200 | 0 | 465 | 0 | 0 | 0 | 0 | 0 | 0 | 0 | 0 | 0
2040-02-06 | 16 | 45.31 | -20773 | -1480 | -1181 | 0 | 0 | 860 | 3477 | 0 | 0 | 1423 | 53 | 341 | 9445 | 3288 | 97 | 0 | 88 | 945 | 219 | 1244 | 0 | 290 | 1200 | 0 | 465 | 0 | 0 | 0 | 0 | 0 | 0 | 0 | 0 | 0
2040-02-06 | 17 | 45.31 | -21609 | -1480 | -1508 | 0 | 378 | 1726 | 4100 | 0 | 0 | 1423 | 53 | 341 | 9445 | 3288 | 45 | 0 | 132 | 257 | 219 | 1235 | 0 | 290 | 1200 | 0 | 465 | 0 | 0 | 0 | 0 | 0 | 0 | 0 | 0 | 0
2040-02-06 | 18 | 45.31 | -23067 | -1611 | -1817 | 0 | 1127 | 1706 | 5184 | 0 | 0 | 1423 | 53 | 341 | 9626 | 3288 | 80 | 0 | 252 | 0 | 219 | 1229 | 0 | 302 | 1200 | 0 | 465 | 0 | 0 | 0 | 0 | 0 | 0 | 0 | 0 | 0
2040-02-06 | 19 | 45.31 | -23200 | -1679 | -1745 | 0 | 130 | 1706 | 5284 | 0 | 0 | 1423 | 53 | 341 | 10394 | 3288 | 85 | 0 | 486 | 0 | 219 | 1227 | 0 | 322 | 1200 | 0 | 465 | 0 | 0 | 0 | 0 | 0 | 0 | 0 | 0 | 0
2040-02-06 | 20 | 45.31 | -22634 | -1820 | -1236 | 0 | 0 | 1143 | 4861 | 0 | 0 | 1423 | 53 | 341 | 10394 | 3288 | 94 | 0 | 646 | 0 | 219 | 1221 | 0 | 342 | 1200 | 0 | 465 | 0 | 0 | 0 | 0 | 0 | 0 | 0 | 0 | 0
2040-02-06 | 21 | 45.31 | -21767 | -1820 | -1127 | 0 | 203 | 439 | 4217 | 0 | 0 | 1423 | 53 | 341 | 10363 | 3288 | 181 | 0 | 749 | 0 | 219 | 1211 | 0 | 362 | 1200 | 0 | 465 | 0 | 0 | 0 | 0 | 0 | 0 | 0 | 0 | 0
2040-02-06 | 22 | 45.13 | -20383 | -1820 | -945 | 0 | 0 | 0 | 3192 | 0 | 0 | 1423 | 53 | 341 | 10219 | 3288 | 470 | 0 | 663 | 0 | 219 | 1214 | 0 | 403 | 1200 | 0 | 465 | 0 | 0 | 0 | 0 | 0 | 0 | 0 | 0 | 0
2040-02-06 | 23 | 43.37 | -18682 | -1820 | -781 | 0 | 0 | 0 | 1923 | 0 | 0 | 1392 | 53 | 341 | 9138 | 3288 | 975 | 0 | 646 | 0 | 219 | 1208 | 0 | 436 | 1200 | 0 | 465 | 0 | 0 | 0 | 0 | 0 | 0 | 0 | 0 | 0
2040-02-06 | 24 | 42.69 | -17244 | -1820 | -636 | 0 | 0 | 0 | 856 | 0 | 0 | 1166 | 53 | 341 | 8172 | 3288 | 1693 | 0 | 649 | 0 | 219 | 1194 | 0 | 406 | 1200 | 0 | 465 | 0 | 0 | 0 | 0 | 0 | 0 | 0 | 0 | 0
2040-02-07 | 1 | 41.61 | -16321 | -1820 | -563 | 0 | 0 | 0 | 528 | 0 | 0 | 1107 | 53 | 341 | 7127 | 3288 | 1826 | 0 | 625 | 0 | 219 | 1187 | 0 | 739 | 1200 | 0 | 465 | 0 | 0 | 0 | 0 | 0 | 0 | 0 | 0 | 0
2040-02-07 | 2 | 41.76 | -15835 | -1820 | -509 | 0 | 0 | 0 | 528 | 0 | 0 | 1107 | 53 | 341 | 7156 | 3288 | 1208 | 0 | 680 | 0 | 218 | 1188 | 0 | 732 | 1200 | 0 | 465 | 0 | 0 | 0 | 0 | 0 | 0 | 0 | 0 | 0
2040-02-07 | 3 | 41.44 | -15587 | -1820 | -436 | 0 | 0 | 0 | 528 | 0 | 0 | 1093 | 53 | 341 | 6878 | 3288 | 1251 | 0 | 629 | 0 | 219 | 1185 | 0 | 713 | 1200 | 0 | 465 | 0 | 0 | 0 | 0 | 0 | 0 | 0 | 0 | 0
2040-02-07 | 4 | 40.98 | -15616 | -1820 | -418 | 0 | 0 | 0 | 528 | 0 | 0 | 1060 | 53 | 341 | 6800 | 3288 | 1794 | 0 | 550 | 0 | 219 | 1187 | 0 | 370 | 1200 | 0 | 465 | 0 | 0 | 0 | 0 | 0 | 0 | 0 | 0 | 0
2040-02-07 | 5 | 41.44 | -16112 | -1820 | -418 | 0 | 0 | 0 | 528 | 0 | 0 | 1060 | 53 | 341 | 6917 | 3288 | 2203 | 0 | 548 | 0 | 219 | 1188 | 0 | 340 | 1200 | 0 | 465 | 0 | 0 | 0 | 0 | 0 | 0 | 0 | 0 | 0
2040-02-07 | 6 | 41.81 | -17528 | -1752 | -436 | 0 | 0 | 0 | 1104 | 0 | 0 | 1093 | 53 | 341 | 7038 | 3288 | 2997 | 0 | 453 | 0 | 219 | 1188 | 0 | 278 | 1200 | 0 | 465 | 0 | 0 | 0 | 0 | 0 | 0 | 0 | 0 | 0
2040-02-07 | 7 | 39.99 | -19938 | -1820 | -545 | 0 | 0 | 0 | 2901 | 0 | 0 | 978 | 53 | 341 | 6421 | 3288 | 4635 | 0 | 388 | 0 | 219 | 1188 | 0 | 226 | 1200 | 0 | 465 | 0 | 0 | 0 | 0 | 0 | 0 | 0 | 0 | 0
2040-02-07 | 8 | 38.14 | -21315 | -1752 | -672 | 0 | 0 | 0 | 3926 | 0 | 0 | 855 | 53 | 341 | 5482 | 3288 | 6050 | 0 | 268 | 158 | 219 | 1191 | 0 | 242 | 1200 | 0 | 465 | 0 | 0 | 0 | 0 | 0 | 0 | 0 | 0 | 0
2040-02-07 | 9 | 33.57 | -21652 | -1752 | -800 | 0 | 0 | 0 | 4180 | 0 | 0 | 709 | 53 | 341 | 4481 | 3288 | 6796 | 0 | 238 | 768 | 219 | 1200 | 0 | 266 | 1200 | 0 | 465 | 0 | 0 | 0 | 0 | 0 | 0 | 0 | 0 | 0
2040-02-07 | 10 | 32.06 | -21851 | -1752 | -927 | 0 | 0 | -653 | 4328 | 0 | 0 | 678 | 53 | 341 | 4074 | 3288 | 6702 | 0 | 270 | 2062 | 219 | 1223 | 0 | 282 | 1200 | 0 | 465 | 0 | 0 | 0 | 0 | 0 | 0 | 0 | 0 | 0
2040-02-07 | 11 | 32.06 | -21983 | -1679 | -909 | 0 | 0 | -958 | 4423 | 0 | 0 | 634 | 53 | 341 | 3918 | 3288 | 6661 | 0 | 247 | 2569 | 219 | 1238 | 0 | 273 | 1200 | 0 | 465 | 0 | 0 | 0 | 0 | 0 | 0 | 0 | 0 | 0
2040-02-07 | 12 | 32.06 | -21966 | -1611 | -781 | 0 | 0 | -26 | 4412 | 0 | 0 | 692 | 53 | 341 | 3918 | 3288 | 6285 | 0 | 238 | 1752 | 219 | 1239 | 0 | 283 | 1200 | 0 | 465 | 0 | 0 | 0 | 0 | 0 | 0 | 0 | 0 | 0
2040-02-07 | 13 | 32.06 | -21787 | -1611 | -1018 | 0 | 0 | -978 | 4280 | 0 | 0 | 646 | 53 | 341 | 3918 | 3288 | 5981 | 0 | 206 | 3251 | 219 | 1242 | 0 | 304 | 1200 | 0 | 465 | 0 | 0 | 0 | 0 | 0 | 0 | 0 | 0 | 0
2040-02-07 | 14 | 32.06 | -21653 | -1548 | -999 | 0 | 0 | -460 | 4180 | 0 | 0 | 646 | 53 | 341 | 3588 | 3288 | 5740 | 0 | 226 | 3150 | 219 | 1244 | 0 | 322 | 1200 | 0 | 465 | 0 | 0 | 0 | 0 | 0 | 0 | 0 | 0 | 0
2040-02-07 | 15 | 40.68 | -21447 | -1548 | -890 | 0 | 0 | 0 | 4026 | 0 | 0 | 709 | 53 | 341 | 4294 | 3288 | 5478 | 0 | 222 | 2033 | 219 | 1241 | 0 | 317 | 1200 | 0 | 465 | 0 | 0 | 0 | 0 | 0 | 0 | 0 | 0 | 0
2040-02-07 | 16 | 42.58 | -21499 | -1548 | -1181 | 0 | 0 | 0 | 4063 | 0 | 0 | 918 | 53 | 341 | 5602 | 3288 | 5266 | 0 | 270 | 1009 | 219 | 1244 | 0 | 290 | 1200 | 0 | 465 | 0 | 0 | 0 | 0 | 0 | 0 | 0 | 0 | 0
2040-02-07 | 17 | 43.33 | -22093 | -1548 | -1508 | 0 | 0 | 433 | 4507 | 0 | 0 | 1064 | 53 | 341 | 6523 | 3288 | 4896 | 0 | 346 | 289 | 219 | 1235 | 0 | 290 | 1200 | 0 | 465 | 0 | 0 | 0 | 0 | 0 | 0 | 0 | 0 | 0
2040-02-07 | 18 | 43.33 | -23135 | -1611 | -1817 | 0 | 0 | 598 | 5284 | 0 | 0 | 1209 | 53 | 341 | 7827 | 3288 | 4104 | 0 | 444 | 0 | 219 | 1229 | 0 | 302 | 1200 | 0 | 465 | 0 | 0 | 0 | 0 | 0 | 0 | 0 | 0 | 0
2040-02-07 | 19 | 43.33 | -23072 | -1611 | -1745 | 0 | 0 | 253 | 5236 | 0 | 0 | 1209 | 53 | 341 | 8257 | 3288 | 3827 | 0 | 531 | 0 | 219 | 1227 | 0 | 322 | 1200 | 0 | 465 | 0 | 0 | 0 | 0 | 0 | 0 | 0 | 0 | 0
2040-02-07 | 20 | 43.33 | -22472 | -1611 | -1236 | 0 | 0 | 52 | 4793 | 0 | 0 | 1209 | 53 | 341 | 8515 | 3288 | 2895 | 0 | 728 | 0 | 219 | 1221 | 0 | 342 | 1200 | 0 | 465 | 0 | 0 | 0 | 0 | 0 | 0 | 0 | 0 | 0
2040-02-07 | 21 | 43.33 | -21558 | -1611 | -1127 | 0 | 0 | 402 | 4106 | 0 | 0 | 1405 | 53 | 341 | 8939 | 3288 | 1506 | 0 | 800 | 0 | 219 | 1211 | 0 | 362 | 1200 | 0 | 465 | 0 | 0 | 0 | 0 | 0 | 0 | 0 | 0 | 0
2040-02-07 | 22 | 43.33 | -20213 | -1611 | -945 | 0 | 0 | 408 | 3107 | 0 | 0 | 1405 | 53 | 341 | 8939 | 3288 | 748 | 0 | 979 | 0 | 219 | 1214 | 0 | 403 | 1200 | 0 | 465 | 0 | 0 | 0 | 0 | 0 | 0 | 0 | 0 | 0
2040-02-07 | 23 | 43.33 | -18515 | -1611 | -781 | 0 | 0 | 130 | 1839 | 0 | 0 | 1362 | 53 | 341 | 8939 | 3288 | 434 | 0 | 994 | 0 | 219 | 1208 | 0 | 436 | 1200 | 0 | 465 | 0 | 0 | 0 | 0 | 0 | 0 | 0 | 0 | 0
2040-02-07 | 24 | 42.69 | -17101 | -1611 | -636 | 0 | 0 | 0 | 782 | 0 | 0 | 1239 | 53 | 341 | 8563 | 3288 | 592 | 0 | 1006 | 0 | 219 | 1194 | 0 | 406 | 1200 | 0 | 465 | 0 | 0 | 0 | 0 | 0 | 0 | 0 | 0 | 0
2040-02-08 | 1 | 39.27 | -16116 | -1679 | -563 | 0 | 0 | 0 | 624 | 0 | 0 | 1093 | 53 | 341 | 6609 | 3288 | 1461 | 0 | 1081 | 0 | 219 | 1187 | 0 | 739 | 1200 | 0 | 465 | 0 | 0 | 0 | 0 | 0 | 0 | 0 | 0 | 0
2040-02-08 | 2 | 36.17 | -15584 | -1611 | -509 | 0 | 0 | 0 | 528 | 0 | 0 | 796 | 53 | 341 | 4896 | 3288 | 2826 | 0 | 1172 | 0 | 218 | 1188 | 0 | 732 | 1200 | 0 | 465 | 0 | 0 | 0 | 0 | 0 | 0 | 0 | 0 | 0
2040-02-08 | 3 | 27.7 | -15341 | -1679 | -436 | 0 | 0 | -540 | 528 | 0 | 0 | 678 | 53 | 341 | 3546 | 3288 | 4516 | 0 | 1264 | 0 | 219 | 1185 | 0 | 713 | 1200 | 0 | 465 | 0 | 0 | 0 | 0 | 0 | 0 | 0 | 0 | 0
2040-02-08 | 4 | 27.7 | -15323 | -1611 | -418 | 0 | 0 | -881 | 528 | 0 | 0 | 627 | 53 | 341 | 2538 | 3288 | 6187 | 0 | 1230 | 0 | 219 | 1187 | 0 | 370 | 1200 | 0 | 465 | 0 | 0 | 0 | 0 | 0 | 0 | 0 | 0 | 0
2040-02-08 | 5 | 27.7 | -15807 | -1611 | -418 | 0 | 0 | -534 | 528 | 0 | 0 | 627 | 53 | 341 | 2125 | 3288 | 6807 | 0 | 1189 | 0 | 219 | 1188 | 0 | 340 | 1200 | 0 | 465 | 0 | 0 | 0 | 0 | 0 | 0 | 0 | 0 | 0
2040-02-08 | 6 | 33.57 | -17166 | -1679 | -436 | 0 | 0 | 0 | 1443 | 0 | 0 | 634 | 53 | 341 | 2087 | 3288 | 6985 | 0 | 1101 | 0 | 219 | 1188 | 0 | 278 | 1200 | 0 | 465 | 0 | 0 | 0 | 0 | 0 | 0 | 0 | 0 | 0
2040-02-08 | 7 | 37.43 | -19502 | -1611 | -545 | 0 | 0 | 484 | 3271 | 0 | 0 | 634 | 53 | 341 | 2091 | 3288 | 7073 | 0 | 1126 | 0 | 219 | 1188 | 0 | 226 | 1200 | 0 | 465 | 0 | 0 | 0 | 0 | 0 | 0 | 0 | 0 | 0
2040-02-08 | 8 | 37.43 | -20862 | -1611 | -672 | 0 | 0 | 648 | 4333 | 0 | 0 | 634 | 53 | 341 | 2091 | 3288 | 7262 | 0 | 1081 | 98 | 219 | 1191 | 0 | 242 | 1200 | 0 | 465 | 0 | 0 | 0 | 0 | 0 | 0 | 0 | 0 | 0
2040-02-08 | 9 | 37.43 | -21355 | -1548 | -800 | 0 | 0 | 315 | 4719 | 0 | 0 | 634 | 53 | 341 | 2236 | 3288 | 7320 | 0 | 1105 | 343 | 219 | 1200 | 0 | 266 | 1200 | 0 | 465 | 0 | 0 | 0 | 0 | 0 | 0 | 0 | 0 | 0
2040-02-08 | 10 | 24.21 | -21625 | -1548 | -927 | 0 | 0 | 0 | 4930 | 0 | 0 | 634 | 53 | 267 | 1845 | 3288 | 7308 | 0 | 1041 | 1346 | 219 | 1223 | 0 | 282 | 1200 | 0 | 465 | 0 | 0 | 0 | 0 | 0 | 0 | 0 | 0 | 0
2040-02-08 | 11 | 11 | -21803 | -1417 | -909 | 0 | -157 | -1859 | 5067 | 0 | 0 | 627 | 53 | 166 | 335 | 3288 | 7285 | 0 | 1051 | 4878 | 219 | 1238 | 0 | 273 | 1200 | 0 | 465 | 0 | 0 | 0 | 0 | 0 | 0 | 0 | 0 | 0
2040-02-08 | 12 | 11 | -21714 | -1297 | -781 | 0 | -992 | -1859 | 4999 | 0 | 0 | 627 | 53 | 160 | 335 | 3288 | 7115 | 0 | 1389 | 5273 | 219 | 1239 | 0 | 283 | 1200 | 0 | 465 | 0 | 0 | 0 | 0 | 0 | 0 | 0 | 0 | 0
2040-02-08 | 13 | 14.27 | -21171 | -1182 | -1018 | 0 | 0 | -1642 | 4571 | 0 | 0 | 627 | 53 | 160 | 335 | 3288 | 6984 | 0 | 1625 | 3940 | 219 | 1242 | 0 | 304 | 1200 | 0 | 465 | 0 | 0 | 0 | 0 | 0 | 0 | 0 | 0 | 0
2040-02-08 | 14 | 11 | -20750 | -915 | -999 | 0 | -1290 | -1859 | 4243 | 0 | 0 | 627 | 53 | 160 | 335 | 3288 | 7207 | 0 | 1963 | 4488 | 219 | 1244 | 0 | 322 | 1200 | 0 | 465 | 0 | 0 | 0 | 0 | 0 | 0 | 0 | 0 | 0
2040-02-08 | 15 | 11 | -20232 | -821 | -890 | 0 | -1602 | -1859 | 3841 | 0 | 0 | 627 | 53 | 160 | 335 | 3288 | 7281 | 0 | 1981 | 4396 | 219 | 1241 | 0 | 317 | 1200 | 0 | 465 | 0 | 0 | 0 | 0 | 0 | 0 | 0 | 0 | 0
2040-02-08 | 16 | 14.27 | -20051 | -821 | -1181 | 0 | 0 | -1800 | 3699 | 0 | 0 | 627 | 53 | 160 | 335 | 3288 | 7297 | 0 | 2048 | 2930 | 219 | 1244 | 0 | 290 | 1200 | 0 | 465 | 0 | 0 | 0 | 0 | 0 | 0 | 0 | 0 | 0
2040-02-08 | 17 | 19.28 | -20502 | -968 | -1508 | 0 | 472 | 39 | 4048 | 0 | 0 | 627 | 53 | 160 | 719 | 3288 | 7305 | 0 | 2153 | 707 | 219 | 1235 | 0 | 290 | 1200 | 0 | 465 | 0 | 0 | 0 | 0 | 0 | 0 | 0 | 0 | 0
2040-02-08 | 18 | 19.28 | -21716 | -1182 | -1817 | 0 | 542 | 1265 | 4999 | 0 | 0 | 634 | 53 | 160 | 789 | 3288 | 7309 | 0 | 2263 | 0 | 219 | 1229 | 0 | 302 | 1200 | 0 | 465 | 0 | 0 | 0 | 0 | 0 | 0 | 0 | 0 | 0
2040-02-08 | 19 | 19.28 | -22081 | -1417 | -1745 | 0 | 613 | 1454 | 5284 | 0 | 0 | 634 | 53 | 160 | 789 | 3288 | 7313 | 0 | 2222 | 0 | 219 | 1227 | 0 | 322 | 1200 | 0 | 465 | 0 | 0 | 0 | 0 | 0 | 0 | 0 | 0 | 0
2040-02-08 | 20 | 19.28 | -21690 | -1611 | -1236 | 0 | 188 | 1549 | 4978 | 0 | 0 | 634 | 53 | 160 | 752 | 3288 | 7262 | 0 | 2227 | 0 | 219 | 1221 | 0 | 342 | 1200 | 0 | 465 | 0 | 0 | 0 | 0 | 0 | 0 | 0 | 0 | 0
2040-02-08 | 21 | 19.28 | -21192 | -1820 | -1127 | 0 | 261 | 1549 | 4587 | 0 | 0 | 634 | 53 | 160 | 723 | 3288 | 7259 | 0 | 2168 | 0 | 219 | 1211 | 0 | 362 | 1200 | 0 | 465 | 0 | 0 | 0 | 0 | 0 | 0 | 0 | 0 | 0
2040-02-08 | 22 | 19.28 | -20331 | -1893 | -945 | 0 | 579 | 1149 | 3915 | 0 | 0 | 634 | 53 | 160 | 533 | 3288 | 7273 | 0 | 2084 | 0 | 219 | 1214 | 0 | 403 | 1200 | 0 | 465 | 0 | 0 | 0 | 0 | 0 | 0 | 0 | 0 | 0
2040-02-08 | 23 | 19.28 | -19159 | -2040 | -781 | 0 | 669 | 760 | 3001 | 0 | 0 | 634 | 53 | 160 | 533 | 3288 | 7278 | 0 | 2076 | 0 | 219 | 1208 | 0 | 436 | 1200 | 0 | 465 | 0 | 0 | 0 | 0 | 0 | 0 | 0 | 0 | 0
2040-02-08 | 24 | 19.28 | -18042 | -2197 | -636 | 0 | 150 | 285 | 2129 | 0 | 0 | 627 | 53 | 160 | 1326 | 3288 | 7289 | 0 | 2083 | 0 | 219 | 1194 | 0 | 406 | 1200 | 0 | 465 | 0 | 0 | 0 | 0 | 0 | 0 | 0 | 0 | 0
2040-02-09 | 1 | 17.92 | -17227 | -2275 | -563 | 0 | 0 | -416 | 1015 | 0 | 0 | 634 | 53 | 160 | 2164 | 3288 | 7291 | 0 | 2068 | 0 | 219 | 1187 | 0 | 739 | 1200 | 0 | 465 | 0 | 0 | 0 | 0 | 0 | 0 | 0 | 0 | 0
2040-02-09 | 2 | 17.92 | -16788 | -2359 | -509 | 0 | 0 | -484 | 687 | 0 | 0 | 634 | 53 | 160 | 2164 | 3288 | 7293 | 0 | 2059 | 0 | 218 | 1188 | 0 | 732 | 1200 | 0 | 465 | 0 | 0 | 0 | 0 | 0 | 0 | 0 | 0 | 0
2040-02-09 | 3 | 17.92 | -16638 | -2442 | -436 | 0 | 0 | -530 | 571 | 0 | 0 | 634 | 53 | 160 | 2164 | 3288 | 7291 | 0 | 2105 | 0 | 219 | 1185 | 0 | 713 | 1200 | 0 | 465 | 0 | 0 | 0 | 0 | 0 | 0 | 0 | 0 | 0
2040-02-09 | 4 | 19.19 | -16661 | -2610 | -418 | 0 | 0 | 0 | 592 | 0 | 0 | 634 | 53 | 160 | 2178 | 3288 | 7288 | 0 | 2056 | 0 | 219 | 1187 | 0 | 370 | 1200 | 0 | 465 | 0 | 0 | 0 | 0 | 0 | 0 | 0 | 0 | 0
2040-02-09 | 5 | 17.92 | -16984 | -2610 | -418 | 0 | 0 | -210 | 835 | 0 | 0 | 634 | 53 | 160 | 2544 | 3288 | 7288 | 0 | 2010 | 0 | 219 | 1188 | 0 | 340 | 1200 | 0 | 465 | 0 | 0 | 0 | 0 | 0 | 0 | 0 | 0 | 0
2040-02-09 | 6 | 19.19 | -17687 | -2699 | -436 | 0 | 0 | 0 | 1363 | 0 | 0 | 634 | 53 | 160 | 2678 | 3288 | 7266 | 0 | 2031 | 0 | 219 | 1188 | 0 | 278 | 1200 | 0 | 465 | 0 | 0 | 0 | 0 | 0 | 0 | 0 | 0 | 0
2040-02-09 | 7 | 24.22 | -18796 | -2788 | -545 | 0 | 0 | 148 | 2198 | 0 | 0 | 634 | 53 | 307 | 2941 | 3288 | 7266 | 0 | 1996 | 0 | 219 | 1188 | 0 | 226 | 1200 | 0 | 465 | 0 | 0 | 0 | 0 | 0 | 0 | 0 | 0 | 0
2040-02-09 | 8 | 24.22 | -19853 | -2788 | -672 | 0 | 0 | 229 | 2996 | 0 | 0 | 634 | 53 | 305 | 2753 | 3288 | 7264 | 0 | 2010 | 464 | 219 | 1191 | 0 | 242 | 1200 | 0 | 465 | 0 | 0 | 0 | 0 | 0 | 0 | 0 | 0 | 0
2040-02-09 | 9 | 17.92 | -20871 | -2699 | -800 | 0 | 0 | -908 | 3762 | 0 | 0 | 627 | 53 | 160 | 2386 | 3288 | 7276 | 0 | 2014 | 2361 | 219 | 1200 | 0 | 266 | 1200 | 0 | 465 | 0 | 0 | 0 | 0 | 0 | 0 | 0 | 0 | 0
2040-02-09 | 10 | 0 | -21472 | -2610 | -927 | -17 | -475 | -1853 | 4217 | 0 | 0 | 627 | 48 | 160 | 1243 | 3288 | 7280 | 0 | 2041 | 5194 | 219 | 1223 | 0 | 282 | 1200 | 0 | 332 | 0 | 0 | 0 | 0 | 0 | 0 | 0 | 0 | 0
2040-02-09 | 11 | 0 | -21792 | -2442 | -909 | -905 | -1957 | -1859 | 4460 | 0 | 0 | 455 | 48 | 160 | 1243 | 3288 | 7283 | 0 | 2085 | 7624 | 219 | 1238 | 0 | 273 | 1200 | 0 | 289 | 0 | 0 | 0 | 0 | 0 | 0 | 0 | 0 | 0
2040-02-09 | 12 | -35 | -21841 | -2275 | -781 | -908 | -2000 | -1859 | 4497 | 0 | 0 | 0 | 48 | 160 | 1243 | 3288 | 7293 | 0 | 560 | 9355 | 219 | 1239 | 0 | 283 | 1200 | 0 | 280 | 0 | 1561 | 0 | 0 | 0 | 0 | 0 | 0 | 0
2040-02-09 | 13 | -35 | -21497 | -2197 | -1018 | -908 | -2000 | -1859 | 4238 | 0 | 0 | 0 | 48 | 160 | 670 | 3288 | 7278 | 0 | 1379 | 9172 | 219 | 1242 | 0 | 304 | 1200 | 0 | 280 | 0 | 713 | 0 | 0 | 0 | 0 | 0 | 0 | 0
2040-02-09 | 14 | 0 | -20953 | -2118 | -999 | -855 | -1783 | -1859 | 3826 | 0 | 0 | 286 | 48 | 160 | 380 | 3288 | 7281 | 0 | 2101 | 7923 | 219 | 1244 | 0 | 322 | 1200 | 0 | 289 | 0 | 0 | 0 | 0 | 0 | 0 | 0 | 0 | 0
2040-02-09 | 15 | 0 | -20526 | -2040 | -890 | -481 | -917 | -1859 | 3503 | 0 | 0 | 286 | 48 | 160 | 380 | 3288 | 7269 | 0 | 2075 | 6397 | 219 | 1241 | 0 | 317 | 1200 | 0 | 332 | 0 | 0 | 0 | 0 | 0 | 0 | 0 | 0 | 0
2040-02-09 | 16 | 17.92 | -20537 | -1966 | -1181 | 0 | 0 | -659 | 3514 | 0 | 0 | 627 | 53 | 160 | 380 | 3288 | 7223 | 0 | 2112 | 3569 | 219 | 1244 | 0 | 290 | 1200 | 0 | 465 | 0 | 0 | 0 | 0 | 0 | 0 | 0 | 0 | 0
2040-02-09 | 17 | 24.22 | -21187 | -2040 | -1508 | 118 | 1056 | 484 | 4000 | 0 | 0 | 646 | 53 | 305 | 1510 | 3288 | 6948 | 0 | 2089 | 830 | 219 | 1235 | 0 | 290 | 1200 | 0 | 465 | 0 | 0 | 0 | 0 | 0 | 0 | 0 | 0 | 0
2040-02-09 | 18 | 24.22 | -22555 | -2197 | -1817 | 588 | 1357 | 1549 | 5030 | 0 | 0 | 794 | 53 | 320 | 1510 | 3288 | 6653 | 0 | 2012 | 0 | 219 | 1229 | 0 | 302 | 1200 | 0 | 465 | 0 | 0 | 0 | 0 | 0 | 0 | 0 | 0 | 0
2040-02-09 | 19 | 24.22 | -22888 | -2275 | -1745 | 864 | 1182 | 1526 | 5284 | 0 | 0 | 794 | 53 | 320 | 1510 | 3288 | 6624 | 0 | 2031 | 0 | 219 | 1227 | 0 | 322 | 1200 | 0 | 465 | 0 | 0 | 0 | 0 | 0 | 0 | 0 | 0 | 0
2040-02-09 | 20 | 24.22 | -22345 | -2359 | -1236 | 636 | 870 | 1466 | 4877 | 0 | 0 | 730 | 53 | 320 | 1510 | 3288 | 6678 | 0 | 2065 | 0 | 219 | 1221 | 0 | 342 | 1200 | 0 | 465 | 0 | 0 | 0 | 0 | 0 | 0 | 0 | 0 | 0
2040-02-09 | 21 | 24.22 | -21722 | -2442 | -1127 | 601 | 1000 | 1273 | 4407 | 0 | 0 | 730 | 53 | 320 | 1643 | 3288 | 6431 | 0 | 2088 | 0 | 219 | 1211 | 0 | 362 | 1200 | 0 | 465 | 0 | 0 | 0 | 0 | 0 | 0 | 0 | 0 | 0
2040-02-09 | 22 | 24.22 | -20880 | -2610 | -945 | 579 | 635 | 1184 | 3767 | 0 | 0 | 730 | 53 | 320 | 2083 | 3288 | 6229 | 0 | 2066 | 0 | 219 | 1214 | 0 | 403 | 1200 | 0 | 465 | 0 | 0 | 0 | 0 | 0 | 0 | 0 | 0 | 0
2040-02-09 | 23 | 24.22 | -19788 | -2610 | -781 | 103 | 1167 | 1221 | 2948 | 0 | 0 | 744 | 53 | 320 | 2083 | 3288 | 5641 | 0 | 2084 | 0 | 219 | 1208 | 0 | 436 | 1200 | 0 | 465 | 0 | 0 | 0 | 0 | 0 | 0 | 0 | 0 | 0
2040-02-09 | 24 | 24.22 | -18688 | -2699 | -636 | 14 | 588 | 1544 | 2119 | 0 | 0 | 744 | 53 | 320 | 2439 | 3288 | 5396 | 0 | 2036 | 0 | 219 | 1194 | 0 | 406 | 1200 | 0 | 465 | 0 | 0 | 0 | 0 | 0 | 0 | 0 | 0 | 0
2040-02-10 | 1 | 35.65 | -17859 | -2699 | -745 | 0 | -222 | -66 | 1247 | 0 | 0 | 794 | 53 | 341 | 5161 | 3288 | 4881 | 0 | 2016 | 0 | 219 | 1187 | 0 | 739 | 1200 | 0 | 465 | 0 | 0 | 0 | 0 | 0 | 0 | 0 | 0 | 0
2040-02-10 | 2 | 35.65 | -17392 | -2788 | -636 | 0 | 0 | 0 | 904 | 0 | 0 | 901 | 53 | 341 | 5137 | 3288 | 4426 | 0 | 1963 | 0 | 218 | 1188 | 0 | 732 | 1200 | 0 | 465 | 0 | 0 | 0 | 0 | 0 | 0 | 0 | 0 | 0
2040-02-10 | 3 | 37.71 | -17158 | -2788 | -563 | 0 | 0 | 0 | 729 | 0 | 0 | 944 | 53 | 341 | 5463 | 3288 | 3985 | 0 | 1925 | 0 | 219 | 1185 | 0 | 713 | 1200 | 0 | 465 | 0 | 0 | 0 | 0 | 0 | 0 | 0 | 0 | 0
2040-02-10 | 4 | 39.22 | -17082 | -2876 | -527 | 0 | 0 | 0 | 671 | 0 | 0 | 944 | 53 | 341 | 6068 | 3288 | 3779 | 0 | 1901 | 0 | 219 | 1187 | 0 | 370 | 1200 | 0 | 465 | 0 | 0 | 0 | 0 | 0 | 0 | 0 | 0 | 0
2040-02-10 | 5 | 40.34 | -17230 | -2965 | -509 | 0 | 0 | 0 | 782 | 0 | 0 | 1015 | 53 | 341 | 6624 | 3288 | 3332 | 0 | 1858 | 0 | 219 | 1188 | 0 | 340 | 1200 | 0 | 465 | 0 | 0 | 0 | 0 | 0 | 0 | 0 | 0 | 0
2040-02-10 | 6 | 41.11 | -17681 | -2965 | -527 | 0 | 0 | 0 | 1115 | 0 | 0 | 1060 | 53 | 341 | 6998 | 3288 | 3078 | 0 | 1891 | 0 | 219 | 1188 | 0 | 278 | 1200 | 0 | 465 | 0 | 0 | 0 | 0 | 0 | 0 | 0 | 0 | 0
2040-02-10 | 7 | 42.58 | -18413 | -2965 | -600 | 0 | 0 | 0 | 1659 | 0 | 0 | 1119 | 53 | 341 | 7689 | 3288 | 2630 | 0 | 1901 | 0 | 219 | 1188 | 0 | 226 | 1200 | 0 | 465 | 0 | 0 | 0 | 0 | 0 | 0 | 0 | 0 | 0
2040-02-10 | 8 | 42.96 | -19188 | -2965 | -691 | 0 | 0 | 0 | 2230 | 0 | 0 | 1165 | 53 | 341 | 7887 | 3288 | 2203 | 0 | 1907 | 452 | 219 | 1191 | 0 | 242 | 1200 | 0 | 465 | 0 | 0 | 0 | 0 | 0 | 0 | 0 | 0 | 0
2040-02-10 | 9 | 39.26 | -19999 | -2788 | -854 | 0 | 0 | 0 | 2832 | 0 | 0 | 944 | 53 | 341 | 6213 | 3288 | 1999 | 0 | 1928 | 2693 | 219 | 1200 | 0 | 266 | 1200 | 0 | 465 | 0 | 0 | 0 | 0 | 0 | 0 | 0 | 0 | 0
2040-02-10 | 10 | 35.65 | -20552 | -2610 | -999 | 0 | -762 | -232 | 3239 | 0 | 0 | 681 | 53 | 341 | 4744 | 3288 | 1864 | 0 | 1955 | 5602 | 219 | 1223 | 0 | 282 | 1200 | 0 | 465 | 0 | 0 | 0 | 0 | 0 | 0 | 0 | 0 | 0
2040-02-10 | 11 | 35.65 | -20901 | -2442 | -909 | 0 | -2000 | -556 | 3498 | 0 | 0 | 627 | 53 | 341 | 4144 | 3288 | 2376 | 0 | 1966 | 7121 | 219 | 1238 | 0 | 273 | 1200 | 0 | 465 | 0 | 0 | 0 | 0 | 0 | 0 | 0 | 0 | 0
2040-02-10 | 12 | 35.65 | -20994 | -2197 | -999 | 0 | -2000 | -1522 | 3567 | 0 | 0 | 627 | 53 | 341 | 3053 | 3288 | 2433 | 0 | 1972 | 8973 | 219 | 1239 | 0 | 283 | 1200 | 0 | 465 | 0 | 0 | 0 | 0 | 0 | 0 | 0 | 0 | 0
2040-02-10 | 13 | 35.65 | -20835 | -2118 | -1090 | 0 | -2000 | -87 | 3450 | 0 | 0 | 627 | 53 | 341 | 1536 | 3288 | 2381 | 0 | 2003 | 9021 | 219 | 1242 | 0 | 304 | 1200 | 0 | 465 | 0 | 0 | 0 | 0 | 0 | 0 | 0 | 0 | 0
2040-02-10 | 14 | 35.65 | -20459 | -2040 | -1127 | 0 | -749 | 0 | 3170 | 0 | 0 | 627 | 53 | 341 | 1532 | 3288 | 2570 | 0 | 2014 | 7329 | 219 | 1244 | 0 | 322 | 1200 | 0 | 465 | 0 | 0 | 0 | 0 | 0 | 0 | 0 | 0 | 0
2040-02-10 | 15 | 47.94 | -20225 | -1966 | -1163 | 0 | 154 | 0 | 2996 | 0 | 0 | 634 | 53 | 341 | 2510 | 3288 | 2566 | 0 | 2030 | 5340 | 219 | 1241 | 0 | 317 | 1200 | 0 | 465 | 0 | 0 | 0 | 0 | 0 | 0 | 0 | 0 | 0
2040-02-10 | 16 | 48.18 | -20451 | -1893 | -1109 | 0 | 2000 | 839 | 3165 | 0 | 0 | 822 | 53 | 341 | 2457 | 3288 | 2750 | 0 | 2054 | 2266 | 219 | 1244 | 0 | 290 | 1200 | 0 | 465 | 0 | 0 | 0 | 0 | 0 | 0 | 0 | 0 | 0
2040-02-10 | 17 | 48.18 | -21294 | -1893 | -1090 | 0 | 2000 | 916 | 3789 | 0 | 0 | 1060 | 53 | 341 | 3806 | 3288 | 3006 | 0 | 1982 | 629 | 219 | 1235 | 0 | 290 | 1200 | 0 | 465 | 0 | 0 | 0 | 0 | 0 | 0 | 0 | 0 | 0
2040-02-10 | 18 | 47.94 | -22920 | -2040 | -1127 | 0 | 1680 | 0 | 4993 | 0 | 0 | 1165 | 53 | 341 | 6196 | 3288 | 3033 | 0 | 1922 | 0 | 219 | 1229 | 0 | 302 | 1200 | 0 | 465 | 0 | 0 | 0 | 0 | 0 | 0 | 0 | 0 | 0
2040-02-10 | 19 | 47.94 | -23314 | -2118 | -1163 | 0 | 510 | 0 | 5284 | 0 | 0 | 1165 | 53 | 341 | 7449 | 3288 | 3149 | 0 | 1924 | 0 | 219 | 1227 | 0 | 322 | 1200 | 0 | 465 | 0 | 0 | 0 | 0 | 0 | 0 | 0 | 0 | 0
2040-02-10 | 20 | 47.94 | -22729 | -2197 | -1090 | 0 | 306 | 68 | 4851 | 0 | 0 | 1165 | 53 | 341 | 7449 | 3288 | 3088 | 0 | 1961 | 0 | 219 | 1221 | 0 | 342 | 1200 | 0 | 465 | 0 | 0 | 0 | 0 | 0 | 0 | 0 | 0 | 0
2040-02-10 | 21 | 43.71 | -21807 | -2197 | -1018 | 0 | 0 | 0 | 4169 | 0 | 0 | 1107 | 53 | 341 | 7418 | 3288 | 3199 | 0 | 1990 | 0 | 219 | 1211 | 0 | 362 | 1200 | 0 | 465 | 0 | 0 | 0 | 0 | 0 | 0 | 0 | 0 | 0
2040-02-10 | 22 | 43.09 | -20503 | -2197 | -927 | 0 | 0 | 0 | 3202 | 0 | 0 | 1165 | 53 | 341 | 7781 | 3288 | 2368 | 0 | 1929 | 0 | 219 | 1214 | 0 | 403 | 1200 | 0 | 465 | 0 | 0 | 0 | 0 | 0 | 0 | 0 | 0 | 0
2040-02-10 | 23 | 42.69 | -18964 | -2197 | -927 | 0 | 0 | 0 | 2066 | 0 | 0 | 1165 | 53 | 341 | 7802 | 3288 | 1875 | 0 | 1970 | 0 | 219 | 1208 | 0 | 436 | 1200 | 0 | 465 | 0 | 0 | 0 | 0 | 0 | 0 | 0 | 0 | 0
2040-02-10 | 24 | 42.6 | -17687 | -2275 | -836 | 0 | 0 | 0 | 1120 | 0 | 0 | 1165 | 53 | 341 | 7756 | 3288 | 1587 | 0 | 2004 | 0 | 219 | 1194 | 0 | 406 | 1200 | 0 | 465 | 0 | 0 | 0 | 0 | 0 | 0 | 0 | 0 | 0
2040-02-11 | 1 | 41.05 | -16889 | -2275 | -745 | 0 | 0 | 0 | 528 | 0 | 0 | 1147 | 53 | 341 | 7339 | 3288 | 1442 | 0 | 1961 | 0 | 219 | 1187 | 0 | 739 | 1200 | 0 | 465 | 0 | 0 | 0 | 0 | 0 | 0 | 0 | 0 | 0
2040-02-11 | 2 | 40.98 | -16450 | -2359 | -636 | 0 | 0 | 0 | 528 | 0 | 0 | 1119 | 53 | 341 | 7246 | 3288 | 1151 | 0 | 1916 | 0 | 218 | 1188 | 0 | 732 | 1200 | 0 | 465 | 0 | 0 | 0 | 0 | 0 | 0 | 0 | 0 | 0
2040-02-11 | 3 | 41.05 | -16286 | -2359 | -563 | 0 | 0 | 0 | 528 | 0 | 0 | 1119 | 53 | 341 | 7335 | 3288 | 892 | 0 | 1870 | 0 | 219 | 1185 | 0 | 713 | 1200 | 0 | 465 | 0 | 0 | 0 | 0 | 0 | 0 | 0 | 0 | 0
2040-02-11 | 4 | 41.82 | -16400 | -2359 | -527 | 0 | 0 | 0 | 528 | 0 | 0 | 1165 | 53 | 341 | 7736 | 3288 | 928 | 0 | 1805 | 0 | 219 | 1187 | 0 | 370 | 1200 | 0 | 465 | 0 | 0 | 0 | 0 | 0 | 0 | 0 | 0 | 0
2040-02-11 | 5 | 42.6 | -16985 | -2359 | -509 | 0 | 0 | 0 | 528 | 0 | 0 | 1209 | 53 | 341 | 8414 | 3288 | 858 | 0 | 1750 | 0 | 219 | 1188 | 0 | 340 | 1200 | 0 | 465 | 0 | 0 | 0 | 0 | 0 | 0 | 0 | 0 | 0
2040-02-11 | 6 | 43.49 | -18519 | -2359 | -527 | 0 | 0 | 0 | 1242 | 0 | 0 | 1362 | 53 | 341 | 9230 | 3288 | 947 | 0 | 1592 | 0 | 219 | 1188 | 0 | 278 | 1200 | 0 | 465 | 0 | 0 | 0 | 0 | 0 | 0 | 0 | 0 | 0
2040-02-11 | 7 | 45 | -21057 | -2442 | -600 | 0 | 0 | 0 | 3054 | 0 | 0 | 1423 | 53 | 341 | 10154 | 3288 | 956 | 0 | 1532 | 0 | 219 | 1188 | 0 | 226 | 1200 | 0 | 465 | 0 | 0 | 0 | 0 | 0 | 0 | 0 | 0 | 0
2040-02-11 | 8 | 45.14 | -22383 | -2442 | -691 | 0 | 0 | 0 | 4000 | 0 | 0 | 1423 | 53 | 341 | 10306 | 3288 | 993 | 0 | 1610 | 186 | 219 | 1191 | 0 | 242 | 1200 | 0 | 465 | 0 | 0 | 0 | 0 | 0 | 0 | 0 | 0 | 0
2040-02-11 | 9 | 43.09 | -22665 | -2442 | -854 | 0 | 0 | 0 | 4201 | 0 | 0 | 1362 | 53 | 341 | 8956 | 3288 | 1672 | 0 | 1607 | 1132 | 219 | 1200 | 0 | 266 | 1200 | 0 | 465 | 0 | 0 | 0 | 0 | 0 | 0 | 0 | 0 | 0
2040-02-11 | 10 | 41.11 | -22732 | -2442 | -999 | 0 | 0 | 0 | 4248 | 0 | 0 | 1107 | 53 | 341 | 7585 | 3288 | 1904 | 0 | 1553 | 2706 | 219 | 1223 | 0 | 282 | 1200 | 0 | 465 | 0 | 0 | 0 | 0 | 0 | 0 | 0 | 0 | 0
2040-02-11 | 11 | 39.17 | -22614 | -2275 | -909 | 0 | 0 | 0 | 4164 | 0 | 0 | 978 | 53 | 341 | 6334 | 3288 | 1615 | 0 | 1711 | 3920 | 219 | 1238 | 0 | 273 | 1200 | 0 | 465 | 0 | 0 | 0 | 0 | 0 | 0 | 0 | 0 | 0
2040-02-11 | 12 | 37.48 | -22392 | -2197 | -999 | 0 | -359 | 0 | 4005 | 0 | 0 | 794 | 53 | 341 | 5401 | 3288 | 1562 | 0 | 1781 | 5316 | 219 | 1239 | 0 | 283 | 1200 | 0 | 465 | 0 | 0 | 0 | 0 | 0 | 0 | 0 | 0 | 0
2040-02-11 | 13 | 37.48 | -22049 | -2118 | -1090 | 0 | -1686 | 0 | 3762 | 0 | 0 | 646 | 53 | 341 | 4655 | 3288 | 1397 | 0 | 1786 | 7586 | 219 | 1242 | 0 | 304 | 1200 | 0 | 465 | 0 | 0 | 0 | 0 | 0 | 0 | 0 | 0 | 0
2040-02-11 | 14 | 37.48 | -21732 | -2040 | -1127 | 0 | -1402 | 0 | 3535 | 0 | 0 | 634 | 53 | 341 | 4237 | 3288 | 1239 | 0 | 1864 | 7659 | 219 | 1244 | 0 | 322 | 1200 | 0 | 465 | 0 | 0 | 0 | 0 | 0 | 0 | 0 | 0 | 0
2040-02-11 | 15 | 39.22 | -21273 | -1893 | -1163 | 0 | 0 | 0 | 3207 | 0 | 0 | 730 | 53 | 341 | 4466 | 3288 | 1160 | 0 | 1900 | 5742 | 219 | 1241 | 0 | 317 | 1200 | 0 | 465 | 0 | 0 | 0 | 0 | 0 | 0 | 0 | 0 | 0
2040-02-11 | 16 | 46.86 | -21319 | -1893 | -1109 | 0 | 0 | 0 | 3239 | 0 | 0 | 1060 | 53 | 341 | 6734 | 3288 | 975 | 0 | 1912 | 3301 | 219 | 1244 | 0 | 290 | 1200 | 0 | 465 | 0 | 0 | 0 | 0 | 0 | 0 | 0 | 0 | 0
2040-02-11 | 17 | 50.06 | -22093 | -1820 | -1090 | 0 | 674 | 0 | 3794 | 0 | 0 | 1362 | 53 | 388 | 8366 | 3288 | 826 | 0 | 1906 | 938 | 219 | 1235 | 0 | 290 | 1200 | 0 | 465 | 0 | 0 | 0 | 0 | 0 | 0 | 0 | 0 | 0
2040-02-11 | 18 | 50.06 | -23677 | -1966 | -1127 | 0 | 1832 | 0 | 4925 | 100 | 0 | 1423 | 53 | 388 | 8843 | 3288 | 596 | 0 | 1902 | 7 | 219 | 1229 | 0 | 302 | 1200 | 0 | 465 | 0 | 0 | 0 | 0 | 0 | 0 | 0 | 0 | 0
2040-02-11 | 19 | 50.06 | -24182 | -2118 | -1163 | 0 | 459 | 0 | 5284 | 0 | 0 | 1423 | 53 | 388 | 10099 | 3288 | 1140 | 0 | 1898 | 0 | 219 | 1227 | 0 | 322 | 1200 | 0 | 465 | 0 | 0 | 0 | 0 | 0 | 0 | 0 | 0 | 0
2040-02-11 | 20 | 46.21 | -23683 | -2275 | -1090 | 0 | 0 | 0 | 4930 | 0 | 0 | 1423 | 53 | 341 | 9997 | 3288 | 1641 | 0 | 1929 | 0 | 219 | 1221 | 0 | 342 | 1200 | 0 | 465 | 0 | 0 | 0 | 0 | 0 | 0 | 0 | 0 | 0
2040-02-11 | 21 | 45.13 | -22852 | -2275 | -1018 | 0 | 0 | 0 | 4333 | 0 | 0 | 1405 | 53 | 341 | 9458 | 3288 | 1883 | 0 | 1928 | 0 | 219 | 1211 | 0 | 362 | 1200 | 0 | 465 | 0 | 0 | 0 | 0 | 0 | 0 | 0 | 0 | 0
2040-02-11 | 22 | 42.58 | -21555 | -2359 | -927 | 0 | 0 | 0 | 3408 | 0 | 0 | 1224 | 53 | 341 | 8546 | 3288 | 2563 | 0 | 1916 | 0 | 219 | 1214 | 0 | 403 | 1200 | 0 | 465 | 0 | 0 | 0 | 0 | 0 | 0 | 0 | 0 | 0
2040-02-11 | 23 | 41.11 | -19943 | -2442 | -927 | 0 | 0 | 0 | 2262 | 0 | 0 | 1119 | 53 | 341 | 7595 | 3288 | 3276 | 0 | 1851 | 0 | 219 | 1208 | 0 | 436 | 1200 | 0 | 465 | 0 | 0 | 0 | 0 | 0 | 0 | 0 | 0 | 0
2040-02-11 | 24 | 40.18 | -18590 | -2526 | -836 | 0 | 0 | 0 | 1295 | 0 | 0 | 1093 | 53 | 341 | 6991 | 3288 | 3563 | 0 | 1845 | 0 | 219 | 1194 | 0 | 406 | 1200 | 0 | 465 | 0 | 0 | 0 | 0 | 0 | 0 | 0 | 0 | 0
2040-02-12 | 1 | 39.26 | -17763 | -2699 | -563 | 0 | 0 | 0 | 528 | 0 | 0 | 1060 | 53 | 341 | 6529 | 3288 | 3626 | 0 | 1791 | 0 | 219 | 1187 | 0 | 739 | 1200 | 0 | 465 | 0 | 0 | 0 | 0 | 0 | 0 | 0 | 0 | 0
2040-02-12 | 2 | 39.11 | -17349 | -2788 | -509 | 0 | 0 | 0 | 528 | 0 | 0 | 978 | 53 | 341 | 6173 | 3288 | 3788 | 0 | 1693 | 0 | 218 | 1188 | 0 | 732 | 1200 | 0 | 465 | 0 | 0 | 0 | 0 | 0 | 0 | 0 | 0 | 0
2040-02-12 | 3 | 37.34 | -17251 | -2876 | -436 | 0 | 0 | 0 | 528 | 0 | 0 | 944 | 53 | 341 | 5645 | 3288 | 4335 | 0 | 1648 | 0 | 219 | 1185 | 0 | 713 | 1200 | 0 | 465 | 0 | 0 | 0 | 0 | 0 | 0 | 0 | 0 | 0
2040-02-12 | 4 | 39.89 | -17382 | -3060 | -418 | 0 | 0 | 0 | 528 | 0 | 0 | 978 | 53 | 341 | 6348 | 3288 | 4311 | 0 | 1572 | 0 | 219 | 1187 | 0 | 370 | 1200 | 0 | 465 | 0 | 0 | 0 | 0 | 0 | 0 | 0 | 0 | 0
2040-02-12 | 5 | 41.87 | -18013 | -3154 | -418 | 0 | 0 | 0 | 528 | 0 | 0 | 1107 | 53 | 341 | 7316 | 3288 | 4007 | 0 | 1533 | 0 | 219 | 1188 | 0 | 340 | 1200 | 0 | 465 | 0 | 0 | 0 | 0 | 0 | 0 | 0 | 0 | 0
2040-02-12 | 6 | 43.49 | -19553 | -3248 | -436 | 0 | 0 | 0 | 1199 | 0 | 0 | 1166 | 53 | 341 | 8213 | 3288 | 4111 | 0 | 1517 | 0 | 219 | 1188 | 0 | 278 | 1200 | 0 | 465 | 0 | 0 | 0 | 0 | 0 | 0 | 0 | 0 | 0
2040-02-12 | 7 | 46.04 | -21874 | -3347 | -545 | 0 | 0 | 0 | 2764 | 0 | 0 | 1421 | 53 | 341 | 9655 | 3288 | 3490 | 0 | 1457 | 0 | 219 | 1188 | 0 | 226 | 1200 | 0 | 465 | 0 | 0 | 0 | 0 | 0 | 0 | 0 | 0 | 0
2040-02-12 | 8 | 44.87 | -23118 | -3347 | -672 | 0 | 0 | 0 | 3604 | 0 | 0 | 1423 | 53 | 341 | 10033 | 3288 | 3471 | 0 | 1377 | 231 | 219 | 1191 | 0 | 242 | 1200 | 0 | 465 | 0 | 0 | 0 | 0 | 0 | 0 | 0 | 0 | 0
2040-02-12 | 9 | 44.71 | -23611 | -3248 | -800 | 0 | 0 | 0 | 3937 | 0 | 0 | 1423 | 53 | 341 | 9956 | 3288 | 3280 | 0 | 986 | 1045 | 219 | 1200 | 0 | 266 | 1200 | 0 | 465 | 0 | 0 | 0 | 0 | 0 | 0 | 0 | 0 | 0
2040-02-12 | 10 | 45 | -23916 | -3154 | -927 | 0 | 0 | 0 | 4143 | 0 | 0 | 1423 | 53 | 341 | 10141 | 3288 | 3103 | 0 | 397 | 1720 | 219 | 1223 | 0 | 282 | 1200 | 0 | 465 | 0 | 0 | 0 | 0 | 0 | 0 | 0 | 0 | 0
2040-02-12 | 11 | 44.72 | -24138 | -2965 | -909 | 0 | 0 | 0 | 4291 | 0 | 0 | 1423 | 53 | 341 | 10035 | 3288 | 3474 | 0 | 225 | 1488 | 219 | 1238 | 0 | 273 | 1200 | 0 | 465 | 0 | 0 | 0 | 0 | 0 | 0 | 0 | 0 | 0
2040-02-12 | 12 | 44.23 | -24261 | -2876 | -781 | 0 | 0 | 0 | 4375 | 0 | 0 | 1423 | 53 | 341 | 9740 | 3288 | 3783 | 0 | 220 | 1291 | 219 | 1239 | 0 | 283 | 1200 | 0 | 465 | 0 | 0 | 0 | 0 | 0 | 0 | 0 | 0 | 0
2040-02-12 | 13 | 42.96 | -24306 | -2876 | -1018 | 0 | 0 | 0 | 4402 | 0 | 0 | 1349 | 53 | 341 | 8753 | 3288 | 5060 | 0 | 247 | 1278 | 219 | 1242 | 0 | 304 | 1200 | 0 | 465 | 0 | 0 | 0 | 0 | 0 | 0 | 0 | 0 | 0
2040-02-12 | 14 | 41.44 | -24296 | -2788 | -999 | 0 | 0 | 0 | 4396 | 0 | 0 | 1119 | 53 | 341 | 7673 | 3288 | 6314 | 0 | 280 | 1170 | 219 | 1244 | 0 | 322 | 1200 | 0 | 465 | 0 | 0 | 0 | 0 | 0 | 0 | 0 | 0 | 0
2040-02-12 | 15 | 40.98 | -24056 | -2788 | -890 | 0 | 0 | 0 | 4232 | 0 | 0 | 1093 | 53 | 341 | 7275 | 3288 | 7029 | 0 | 331 | 649 | 219 | 1241 | 0 | 317 | 1200 | 0 | 465 | 0 | 0 | 0 | 0 | 0 | 0 | 0 | 0 | 0
2040-02-12 | 16 | 41.44 | -23954 | -2788 | -1181 | 0 | 0 | 0 | 4169 | 0 | 0 | 1107 | 53 | 341 | 7420 | 3288 | 7298 | 0 | 394 | 435 | 219 | 1244 | 0 | 290 | 1200 | 0 | 465 | 0 | 0 | 0 | 0 | 0 | 0 | 0 | 0 | 0
2040-02-12 | 17 | 42.06 | -24470 | -2699 | -1508 | 0 | 0 | 0 | 4513 | 0 | 0 | 1165 | 53 | 341 | 7877 | 3288 | 7315 | 0 | 466 | 250 | 219 | 1235 | 0 | 290 | 1200 | 0 | 465 | 0 | 0 | 0 | 0 | 0 | 0 | 0 | 0 | 0
2040-02-12 | 18 | 43.34 | -25613 | -2699 | -1817 | 0 | 0 | 0 | 5284 | 0 | 0 | 1219 | 53 | 341 | 8632 | 3288 | 7320 | 0 | 573 | 3 | 219 | 1229 | 0 | 302 | 1200 | 0 | 465 | 0 | 0 | 0 | 0 | 0 | 0 | 0 | 0 | 0
2040-02-12 | 19 | 42.91 | -25437 | -2610 | -1745 | 0 | 0 | 0 | 5162 | 0 | 0 | 1209 | 53 | 341 | 8344 | 3288 | 7320 | 0 | 642 | 0 | 219 | 1227 | 0 | 322 | 1200 | 0 | 465 | 0 | 0 | 0 | 0 | 0 | 0 | 0 | 0 | 0
2040-02-12 | 20 | 41.11 | -24496 | -2526 | -1236 | 0 | 0 | 0 | 4534 | 0 | 0 | 1107 | 53 | 341 | 7352 | 3288 | 7310 | 0 | 827 | 0 | 219 | 1221 | 0 | 342 | 1200 | 0 | 465 | 0 | 0 | 0 | 0 | 0 | 0 | 0 | 0 | 0
2040-02-12 | 21 | 39.94 | -23231 | -2442 | -1127 | 0 | 0 | 0 | 3678 | 0 | 0 | 1051 | 53 | 341 | 6637 | 3288 | 7309 | 0 | 987 | 0 | 219 | 1211 | 0 | 362 | 1200 | 0 | 465 | 0 | 0 | 0 | 0 | 0 | 0 | 0 | 0 | 0
2040-02-12 | 22 | 39.11 | -21640 | -2442 | -945 | 0 | 0 | 0 | 2610 | 0 | 0 | 944 | 53 | 341 | 5785 | 3288 | 7308 | 0 | 1198 | 0 | 219 | 1214 | 0 | 403 | 1200 | 0 | 465 | 0 | 0 | 0 | 0 | 0 | 0 | 0 | 0 | 0
2040-02-12 | 23 | 36.17 | -19909 | -2359 | -781 | 0 | 0 | 0 | 1443 | 0 | 0 | 794 | 53 | 341 | 4965 | 3288 | 7303 | 0 | 1335 | 0 | 219 | 1208 | 0 | 436 | 1200 | 0 | 465 | 0 | 0 | 0 | 0 | 0 | 0 | 0 | 0 | 0
2040-02-12 | 24 | 30.24 | -18469 | -2275 | -636 | 0 | 0 | 0 | 528 | 0 | 0 | 709 | 53 | 341 | 4215 | 3288 | 7152 | 0 | 1610 | 0 | 219 | 1194 | 0 | 406 | 1200 | 0 | 465 | 0 | 0 | 0 | 0 | 0 | 0 | 0 | 0 | 0
2040-02-13 | 1 | 27.7 | -17484 | -2118 | -563 | 0 | 0 | -990 | 845 | 0 | 0 | 634 | 53 | 341 | 3049 | 3288 | 7271 | 0 | 1865 | 0 | 219 | 1187 | 0 | 739 | 1200 | 0 | 465 | 0 | 0 | 0 | 0 | 0 | 0 | 0 | 0 | 0
2040-02-13 | 2 | 27.7 | -16915 | -2040 | -509 | 0 | 0 | -730 | 528 | 0 | 0 | 634 | 53 | 341 | 2339 | 3288 | 7293 | 0 | 1915 | 0 | 218 | 1188 | 0 | 732 | 1200 | 0 | 465 | 0 | 0 | 0 | 0 | 0 | 0 | 0 | 0 | 0
2040-02-13 | 3 | 27.7 | -16630 | -2040 | -436 | 0 | 0 | -356 | 528 | 0 | 0 | 627 | 53 | 341 | 1528 | 3288 | 7261 | 0 | 2055 | 0 | 219 | 1185 | 0 | 713 | 1200 | 0 | 465 | 0 | 0 | 0 | 0 | 0 | 0 | 0 | 0 | 0
2040-02-13 | 4 | 27.7 | -16588 | -1966 | -418 | 0 | 0 | -171 | 528 | 0 | 0 | 627 | 53 | 341 | 1528 | 3288 | 7255 | 0 | 2082 | 0 | 219 | 1187 | 0 | 370 | 1200 | 0 | 465 | 0 | 0 | 0 | 0 | 0 | 0 | 0 | 0 | 0
2040-02-13 | 5 | 33.57 | -16999 | -1893 | -418 | 0 | 0 | 0 | 528 | 0 | 0 | 627 | 53 | 341 | 1699 | 3288 | 7255 | 0 | 2107 | 0 | 219 | 1188 | 0 | 340 | 1200 | 0 | 465 | 0 | 0 | 0 | 0 | 0 | 0 | 0 | 0 | 0
2040-02-13 | 6 | 37.43 | -18222 | -1893 | -436 | 0 | 0 | 207 | 1384 | 0 | 0 | 634 | 53 | 341 | 1924 | 3288 | 7265 | 0 | 2106 | 0 | 219 | 1188 | 0 | 278 | 1200 | 0 | 465 | 0 | 0 | 0 | 0 | 0 | 0 | 0 | 0 | 0
2040-02-13 | 7 | 37.43 | -20164 | -1893 | -545 | 0 | 0 | 905 | 2811 | 0 | 0 | 634 | 53 | 341 | 1924 | 3288 | 7268 | 0 | 2080 | 0 | 219 | 1188 | 0 | 226 | 1200 | 0 | 465 | 0 | 0 | 0 | 0 | 0 | 0 | 0 | 0 | 0
2040-02-13 | 8 | 37.43 | -21472 | -1893 | -672 | 0 | 0 | 551 | 3767 | 0 | 0 | 634 | 53 | 341 | 2471 | 3288 | 7279 | 0 | 2104 | 232 | 219 | 1191 | 0 | 242 | 1200 | 0 | 465 | 0 | 0 | 0 | 0 | 0 | 0 | 0 | 0 | 0
2040-02-13 | 9 | 21.39 | -22088 | -1893 | -800 | 0 | 0 | -374 | 4222 | 0 | 0 | 634 | 53 | 181 | 2710 | 3288 | 7248 | 0 | 2083 | 1387 | 219 | 1200 | 0 | 266 | 1200 | 0 | 465 | 0 | 0 | 0 | 0 | 0 | 0 | 0 | 0 | 0
2040-02-13 | 10 | 21.39 | -22274 | -1893 | -927 | 0 | 0 | -1430 | 4359 | 0 | 0 | 627 | 53 | 166 | 2435 | 3288 | 7257 | 0 | 2068 | 2882 | 219 | 1223 | 0 | 282 | 1200 | 0 | 465 | 0 | 0 | 0 | 0 | 0 | 0 | 0 | 0 | 0
2040-02-13 | 11 | 21.39 | -22325 | -1820 | -909 | 0 | 0 | -1180 | 4396 | 0 | 0 | 627 | 53 | 160 | 1326 | 3288 | 7258 | 0 | 1937 | 3795 | 219 | 1238 | 0 | 273 | 1200 | 0 | 465 | 0 | 0 | 0 | 0 | 0 | 0 | 0 | 0 | 0
2040-02-13 | 12 | 19.28 | -22167 | -1752 | -781 | 0 | -1575 | -1859 | 4280 | 0 | 0 | 627 | 53 | 160 | 1326 | 3288 | 7270 | 0 | 1826 | 5899 | 219 | 1239 | 0 | 283 | 1200 | 0 | 465 | 0 | 0 | 0 | 0 | 0 | 0 | 0 | 0 | 0
2040-02-13 | 13 | 19.28 | -21933 | -1611 | -1018 | 0 | -1590 | -1859 | 4106 | 0 | 0 | 627 | 53 | 160 | 1326 | 3288 | 7245 | 0 | 1449 | 6327 | 219 | 1242 | 0 | 304 | 1200 | 0 | 465 | 0 | 0 | 0 | 0 | 0 | 0 | 0 | 0 | 0
2040-02-13 | 14 | 19.28 | -21730 | -1548 | -999 | 0 | -669 | -1859 | 3958 | 0 | 0 | 627 | 53 | 166 | 1158 | 3288 | 7247 | 0 | 1161 | 5698 | 219 | 1244 | 0 | 322 | 1200 | 0 | 465 | 0 | 0 | 0 | 0 | 0 | 0 | 0 | 0 | 0
2040-02-13 | 15 | 28.9 | -21583 | -1548 | -890 | 0 | 431 | 0 | 3852 | 0 | 0 | 627 | 53 | 325 | 1158 | 3288 | 7239 | 0 | 779 | 2827 | 219 | 1241 | 0 | 317 | 1200 | 0 | 465 | 0 | 0 | 0 | 0 | 0 | 0 | 0 | 0 | 0
2040-02-13 | 16 | 28.9 | -21612 | -1548 | -1181 | 0 | 630 | 1009 | 3873 | 0 | 0 | 634 | 53 | 341 | 1291 | 3288 | 7241 | 0 | 708 | 1856 | 219 | 1244 | 0 | 290 | 1200 | 0 | 465 | 0 | 0 | 0 | 0 | 0 | 0 | 0 | 0 | 0
2040-02-13 | 17 | 28.9 | -22069 | -1611 | -1508 | 0 | 118 | 1373 | 4206 | 0 | 0 | 750 | 53 | 341 | 3215 | 3288 | 7238 | 0 | 715 | 483 | 219 | 1235 | 0 | 290 | 1200 | 0 | 465 | 0 | 0 | 0 | 0 | 0 | 0 | 0 | 0 | 0
2040-02-13 | 18 | 28.9 | -23264 | -1679 | -1817 | 0 | 1027 | 997 | 5083 | 0 | 0 | 916 | 53 | 341 | 3550 | 3288 | 7229 | 0 | 852 | 9 | 219 | 1229 | 0 | 302 | 1200 | 0 | 465 | 0 | 0 | 0 | 0 | 0 | 0 | 0 | 0 | 0
2040-02-13 | 19 | 28.9 | -23539 | -1752 | -1745 | 0 | 684 | 1084 | 5284 | 0 | 0 | 916 | 53 | 341 | 3770 | 3288 | 7229 | 0 | 953 | 0 | 219 | 1227 | 0 | 322 | 1200 | 0 | 465 | 0 | 0 | 0 | 0 | 0 | 0 | 0 | 0 | 0
2040-02-13 | 20 | 28.9 | -23014 | -1752 | -1236 | 0 | 204 | 763 | 4898 | 0 | 0 | 794 | 53 | 341 | 4158 | 3288 | 7229 | 0 | 828 | 0 | 219 | 1221 | 0 | 342 | 1200 | 0 | 465 | 0 | 0 | 0 | 0 | 0 | 0 | 0 | 0 | 0
2040-02-13 | 21 | 28.9 | -22183 | -1893 | -1127 | 0 | 53 | 804 | 4291 | 0 | 0 | 794 | 53 | 341 | 4158 | 3288 | 7204 | 0 | 761 | 0 | 219 | 1211 | 0 | 362 | 1200 | 0 | 465 | 0 | 0 | 0 | 0 | 0 | 0 | 0 | 0 | 0
2040-02-13 | 22 | 28.9 | -20909 | -1966 | -945 | 0 | 150 | 305 | 3355 | 0 | 0 | 746 | 53 | 335 | 4158 | 3288 | 7187 | 0 | 742 | 0 | 219 | 1214 | 0 | 403 | 1200 | 0 | 465 | 0 | 0 | 0 | 0 | 0 | 0 | 0 | 0 | 0
2040-02-13 | 23 | 24.21 | -19289 | -1966 | -781 | 0 | 0 | 0 | 2166 | 0 | 0 | 692 | 53 | 284 | 3994 | 3288 | 7170 | 0 | 862 | 0 | 219 | 1208 | 0 | 436 | 1200 | 0 | 465 | 0 | 0 | 0 | 0 | 0 | 0 | 0 | 0 | 0
2040-02-13 | 24 | 19.28 | -17933 | -2040 | -636 | 0 | 0 | 0 | 1173 | 0 | 0 | 678 | 53 | 160 | 3523 | 3288 | 7165 | 0 | 1085 | 0 | 219 | 1194 | 0 | 406 | 1200 | 0 | 465 | 0 | 0 | 0 | 0 | 0 | 0 | 0 | 0 | 0
2040-02-14 | 1 | 26.62 | -17094 | -2118 | -563 | -52 | -570 | -668 | 793 | 0 | 0 | 634 | 53 | 319 | 3709 | 3288 | 7162 | 0 | 1297 | 0 | 219 | 1187 | 0 | 739 | 1200 | 0 | 465 | 0 | 0 | 0 | 0 | 0 | 0 | 0 | 0 | 0
2040-02-14 | 2 | 26.62 | -16612 | -2118 | -509 | -12 | -140 | -1190 | 528 | 0 | 0 | 634 | 53 | 335 | 3541 | 3288 | 7158 | 0 | 1242 | 0 | 218 | 1188 | 0 | 732 | 1200 | 0 | 465 | 0 | 0 | 0 | 0 | 0 | 0 | 0 | 0 | 0
2040-02-14 | 3 | 26.62 | -16405 | -2197 | -436 | 0 | 0 | -1013 | 528 | 0 | 0 | 634 | 53 | 341 | 3061 | 3288 | 7149 | 0 | 1215 | 0 | 219 | 1185 | 0 | 713 | 1200 | 0 | 465 | 0 | 0 | 0 | 0 | 0 | 0 | 0 | 0 | 0
2040-02-14 | 4 | 26.62 | -16511 | -2197 | -418 | 0 | 0 | -669 | 528 | 0 | 0 | 634 | 53 | 341 | 3061 | 3288 | 7154 | 0 | 1295 | 0 | 219 | 1187 | 0 | 370 | 1200 | 0 | 465 | 0 | 0 | 0 | 0 | 0 | 0 | 0 | 0 | 0
2040-02-14 | 5 | 26.62 | -17035 | -2197 | -418 | 0 | 0 | -214 | 750 | 0 | 0 | 634 | 53 | 341 | 2732 | 3288 | 7150 | 0 | 1504 | 0 | 219 | 1188 | 0 | 340 | 1200 | 0 | 465 | 0 | 0 | 0 | 0 | 0 | 0 | 0 | 0 | 0
2040-02-14 | 6 | 26.62 | -18541 | -2197 | -436 | 0 | 0 | -206 | 1876 | 0 | 0 | 634 | 53 | 341 | 3062 | 3288 | 7149 | 0 | 1628 | 0 | 219 | 1188 | 0 | 278 | 1200 | 0 | 465 | 0 | 0 | 0 | 0 | 0 | 0 | 0 | 0 | 0
2040-02-14 | 7 | 35.98 | -20954 | -2275 | -545 | 0 | 0 | 125 | 3678 | 0 | 0 | 678 | 53 | 341 | 3388 | 3288 | 7150 | 0 | 1776 | 0 | 219 | 1188 | 0 | 226 | 1200 | 0 | 465 | 0 | 0 | 0 | 0 | 0 | 0 | 0 | 0 | 0
2040-02-14 | 8 | 35.45 | -21984 | -2197 | -672 | 0 | 0 | 0 | 4444 | 0 | 0 | 678 | 53 | 341 | 3370 | 3288 | 7131 | 0 | 1855 | 377 | 219 | 1191 | 0 | 242 | 1200 | 0 | 465 | 0 | 0 | 0 | 0 | 0 | 0 | 0 | 0 | 0
2040-02-14 | 9 | 26.62 | -22012 | -2197 | -800 | 0 | 0 | -898 | 4465 | 0 | 0 | 627 | 53 | 341 | 2407 | 3288 | 7135 | 0 | 1746 | 2495 | 219 | 1200 | 0 | 266 | 1200 | 0 | 465 | 0 | 0 | 0 | 0 | 0 | 0 | 0 | 0 | 0
2040-02-14 | 10 | 26.62 | -22060 | -2040 | -927 | 0 | 0 | -1100 | 4502 | 0 | 0 | 627 | 53 | 341 | 889 | 3288 | 7125 | 0 | 1694 | 4220 | 219 | 1223 | 0 | 282 | 1200 | 0 | 465 | 0 | 0 | 0 | 0 | 0 | 0 | 0 | 0 | 0
2040-02-14 | 11 | 26.62 | -22056 | -1966 | -909 | -585 | -1599 | -1859 | 4502 | 0 | 0 | 627 | 53 | 341 | 550 | 3288 | 7099 | 0 | 1691 | 7429 | 219 | 1238 | 0 | 273 | 1200 | 0 | 465 | 0 | 0 | 0 | 0 | 0 | 0 | 0 | 0 | 0
2040-02-14 | 12 | 24.22 | -21883 | -1820 | -781 | -908 | -2000 | -1859 | 4370 | 0 | 0 | 627 | 53 | 324 | 281 | 3288 | 7074 | 0 | 1782 | 8046 | 219 | 1239 | 0 | 283 | 1200 | 0 | 465 | 0 | 0 | 0 | 0 | 0 | 0 | 0 | 0 | 0
2040-02-14 | 13 | 26.62 | -21500 | -1752 | -1018 | -549 | -1895 | -1831 | 4085 | 0 | 0 | 627 | 53 | 341 | 281 | 3288 | 7063 | 0 | 1890 | 7487 | 219 | 1242 | 0 | 304 | 1200 | 0 | 465 | 0 | 0 | 0 | 0 | 0 | 0 | 0 | 0 | 0
2040-02-14 | 14 | 26.62 | -21139 | -1679 | -999 | -805 | -1924 | -1831 | 3815 | 0 | 0 | 627 | 53 | 341 | 113 | 3288 | 7024 | 0 | 1924 | 7742 | 219 | 1244 | 0 | 322 | 1200 | 0 | 465 | 0 | 0 | 0 | 0 | 0 | 0 | 0 | 0 | 0
2040-02-14 | 15 | 26.62 | -20731 | -1548 | -890 | -70 | -1024 | -1859 | 3509 | 0 | 0 | 627 | 53 | 341 | 113 | 3288 | 6791 | 0 | 1850 | 6108 | 219 | 1241 | 0 | 317 | 1200 | 0 | 465 | 0 | 0 | 0 | 0 | 0 | 0 | 0 | 0 | 0
2040-02-14 | 16 | 40.69 | -20619 | -1548 | -1181 | 0 | 0 | 0 | 3429 | 0 | 0 | 627 | 53 | 341 | 499 | 3288 | 6361 | 0 | 1682 | 3651 | 219 | 1244 | 0 | 290 | 1200 | 0 | 465 | 0 | 0 | 0 | 0 | 0 | 0 | 0 | 0 | 0
2040-02-14 | 17 | 39.94 | -21171 | -1548 | -1508 | 0 | 0 | 0 | 3841 | 0 | 0 | 730 | 53 | 341 | 4497 | 3288 | 5612 | 0 | 1279 | 1177 | 219 | 1235 | 0 | 290 | 1200 | 0 | 465 | 0 | 0 | 0 | 0 | 0 | 0 | 0 | 0 | 0
2040-02-14 | 18 | 40.69 | -22553 | -1611 | -1817 | 239 | 175 | 1141 | 4872 | 0 | 0 | 1093 | 53 | 341 | 5677 | 3288 | 4441 | 0 | 1227 | 20 | 219 | 1229 | 0 | 302 | 1200 | 0 | 465 | 0 | 0 | 0 | 0 | 0 | 0 | 0 | 0 | 0
2040-02-14 | 19 | 40.69 | -23106 | -1752 | -1745 | 385 | 727 | 1544 | 5284 | 0 | 0 | 1370 | 53 | 341 | 6576 | 3288 | 2597 | 0 | 1005 | 0 | 219 | 1227 | 0 | 322 | 1200 | 0 | 465 | 0 | 0 | 0 | 0 | 0 | 0 | 0 | 0 | 0
2040-02-14 | 20 | 40.69 | -22652 | -1820 | -1236 | 158 | 1145 | 1713 | 4946 | 0 | 0 | 1423 | 53 | 341 | 6807 | 3288 | 1727 | 0 | 660 | 0 | 219 | 1221 | 0 | 342 | 1200 | 0 | 465 | 0 | 0 | 0 | 0 | 0 | 0 | 0 | 0 | 0
2040-02-14 | 21 | 40.69 | -21906 | -1893 | -1127 | 411 | 1417 | 1437 | 4386 | 0 | 0 | 1423 | 53 | 341 | 6788 | 3288 | 1427 | 0 | 499 | 0 | 219 | 1211 | 0 | 362 | 1200 | 0 | 465 | 0 | 0 | 0 | 0 | 0 | 0 | 0 | 0 | 0
2040-02-14 | 22 | 40.69 | -20700 | -2040 | -945 | 651 | 1363 | 1715 | 3487 | 0 | 0 | 1423 | 53 | 341 | 6788 | 3288 | 717 | 0 | 357 | 0 | 219 | 1214 | 0 | 403 | 1200 | 0 | 465 | 0 | 0 | 0 | 0 | 0 | 0 | 0 | 0 | 0
2040-02-14 | 23 | 40.69 | -19158 | -2197 | -781 | 497 | 1645 | 1713 | 2336 | 0 | 0 | 1423 | 53 | 341 | 6788 | 3288 | 241 | 0 | 283 | 0 | 219 | 1208 | 0 | 436 | 1200 | 0 | 465 | 0 | 0 | 0 | 0 | 0 | 0 | 0 | 0 | 0
2040-02-14 | 24 | 40.69 | -17788 | -2197 | -636 | 222 | 1397 | 1858 | 1310 | 0 | 0 | 1423 | 53 | 341 | 6788 | 3288 | 172 | 0 | 283 | 0 | 219 | 1194 | 0 | 406 | 1200 | 0 | 465 | 0 | 0 | 0 | 0 | 0 | 0 | 0 | 0 | 0
2040-02-15 | 1 | 44.66 | -16918 | -2118 | -563 | 0 | 0 | 0 | 1369 | 0 | 0 | 1362 | 53 | 341 | 8837 | 3288 | 243 | 0 | 297 | 0 | 219 | 1187 | 0 | 739 | 1200 | 0 | 465 | 0 | 0 | 0 | 0 | 0 | 0 | 0 | 0 | 0
2040-02-15 | 2 | 42.91 | -16397 | -2118 | -509 | 0 | 0 | 0 | 956 | 0 | 0 | 1362 | 53 | 341 | 8387 | 3288 | 435 | 0 | 400 | 0 | 218 | 1188 | 0 | 732 | 1200 | 0 | 465 | 0 | 0 | 0 | 0 | 0 | 0 | 0 | 0 | 0
2040-02-15 | 3 | 42 | -16163 | -2118 | -436 | 0 | 0 | 0 | 771 | 0 | 0 | 1166 | 53 | 341 | 7852 | 3288 | 879 | 0 | 586 | 0 | 219 | 1185 | 0 | 713 | 1200 | 0 | 465 | 0 | 0 | 0 | 0 | 0 | 0 | 0 | 0 | 0
2040-02-15 | 4 | 41.87 | -16162 | -2197 | -418 | 0 | 0 | 0 | 771 | 0 | 0 | 1133 | 53 | 341 | 7708 | 3288 | 1384 | 0 | 658 | 0 | 219 | 1187 | 0 | 370 | 1200 | 0 | 465 | 0 | 0 | 0 | 0 | 0 | 0 | 0 | 0 | 0
2040-02-15 | 5 | 41.09 | -16642 | -2197 | -418 | 0 | 0 | 0 | 1152 | 0 | 0 | 1093 | 53 | 341 | 7141 | 3288 | 1854 | 0 | 924 | 0 | 219 | 1188 | 0 | 340 | 1200 | 0 | 465 | 0 | 0 | 0 | 0 | 0 | 0 | 0 | 0 | 0
2040-02-15 | 6 | 39.22 | -17958 | -2118 | -436 | 0 | 0 | 0 | 2188 | 0 | 0 | 944 | 53 | 341 | 6125 | 3288 | 3035 | 0 | 1190 | 0 | 219 | 1188 | 0 | 278 | 1200 | 0 | 465 | 0 | 0 | 0 | 0 | 0 | 0 | 0 | 0 | 0
2040-02-15 | 7 | 34.28 | -20140 | -2040 | -545 | 0 | 0 | 0 | 3905 | 0 | 0 | 745 | 53 | 341 | 4810 | 3288 | 4802 | 0 | 1483 | 0 | 219 | 1188 | 0 | 226 | 1200 | 0 | 465 | 0 | 0 | 0 | 0 | 0 | 0 | 0 | 0 | 0
2040-02-15 | 8 | 27.7 | -21314 | -1966 | -672 | 0 | 0 | -200 | 4830 | 0 | 0 | 646 | 53 | 341 | 3474 | 3288 | 6286 | 0 | 1616 | 303 | 219 | 1191 | 0 | 242 | 1200 | 0 | 465 | 0 | 0 | 0 | 0 | 0 | 0 | 0 | 0 | 0
2040-02-15 | 9 | 27.7 | -21660 | -1820 | -800 | 0 | 0 | -499 | 5104 | 0 | 0 | 627 | 53 | 341 | 1835 | 3288 | 7071 | 0 | 1765 | 1344 | 219 | 1200 | 0 | 266 | 1200 | 0 | 465 | 0 | 0 | 0 | 0 | 0 | 0 | 0 | 0 | 0
2040-02-15 | 10 | 27.7 | -21766 | -1679 | -927 | 0 | 0 | -480 | 5189 | 0 | 0 | 627 | 53 | 341 | 1367 | 3288 | 7102 | 0 | 1665 | 1832 | 219 | 1223 | 0 | 282 | 1200 | 0 | 465 | 0 | 0 | 0 | 0 | 0 | 0 | 0 | 0 | 0
2040-02-15 | 11 | 27.7 | -21887 | -1548 | -909 | 0 | 0 | -432 | 5284 | 0 | 0 | 627 | 53 | 341 | 1367 | 3288 | 7090 | 0 | 1814 | 1517 | 219 | 1238 | 0 | 273 | 1200 | 0 | 465 | 0 | 0 | 0 | 0 | 0 | 0 | 0 | 0 | 0
2040-02-15 | 12 | 27.7 | -21813 | -1417 | -781 | 0 | 0 | -377 | 5226 | 0 | 0 | 627 | 53 | 341 | 671 | 3288 | 7095 | 0 | 1898 | 1783 | 219 | 1239 | 0 | 283 | 1200 | 0 | 465 | 0 | 0 | 0 | 0 | 0 | 0 | 0 | 0 | 0
2040-02-15 | 13 | 27.7 | -21587 | -1355 | -1018 | 0 | 0 | -366 | 5046 | 0 | 0 | 627 | 53 | 341 | 621 | 3288 | 7118 | 0 | 1820 | 1981 | 219 | 1242 | 0 | 304 | 1200 | 0 | 465 | 0 | 0 | 0 | 0 | 0 | 0 | 0 | 0 | 0
2040-02-15 | 14 | 27.7 | -21367 | -1297 | -999 | 0 | 0 | -232 | 4872 | 0 | 0 | 627 | 53 | 341 | 0 | 3288 | 7116 | 0 | 1906 | 2243 | 219 | 1244 | 0 | 322 | 1200 | 0 | 465 | 0 | 0 | 0 | 0 | 0 | 0 | 0 | 0 | 0
2040-02-15 | 15 | 27.7 | -20998 | -1240 | -890 | 0 | 0 | -10 | 4581 | 0 | 0 | 627 | 53 | 341 | 0 | 3288 | 6855 | 0 | 1863 | 2089 | 219 | 1241 | 0 | 317 | 1200 | 0 | 465 | 0 | 0 | 0 | 0 | 0 | 0 | 0 | 0 | 0
2040-02-15 | 16 | 37.43 | -20776 | -1124 | -1181 | 0 | 0 | 399 | 4407 | 0 | 0 | 627 | 53 | 341 | 28 | 3288 | 7115 | 0 | 1827 | 1579 | 219 | 1244 | 0 | 290 | 1200 | 0 | 465 | 0 | 0 | 0 | 0 | 0 | 0 | 0 | 0 | 0
2040-02-15 | 17 | 37.43 | -21033 | -1015 | -1508 | 0 | 0 | 255 | 4613 | 0 | 0 | 634 | 53 | 341 | 1611 | 3288 | 7111 | 0 | 1782 | 459 | 219 | 1235 | 0 | 290 | 1200 | 0 | 465 | 0 | 0 | 0 | 0 | 0 | 0 | 0 | 0 | 0
2040-02-15 | 18 | 37.43 | -21851 | -1072 | -1817 | 0 | 0 | 818 | 5258 | 0 | 0 | 646 | 53 | 341 | 2191 | 3288 | 7138 | 0 | 1576 | 18 | 219 | 1229 | 0 | 302 | 1200 | 0 | 465 | 0 | 0 | 0 | 0 | 0 | 0 | 0 | 0 | 0
2040-02-15 | 19 | 37.43 | -21818 | -1072 | -1745 | 0 | 0 | 449 | 5231 | 0 | 0 | 646 | 53 | 335 | 2631 | 3288 | 7138 | 0 | 1431 | 0 | 219 | 1227 | 0 | 322 | 1200 | 0 | 465 | 0 | 0 | 0 | 0 | 0 | 0 | 0 | 0 | 0
2040-02-15 | 20 | 23.36 | -21101 | -1072 | -1236 | 0 | 0 | 0 | 4666 | 0 | 0 | 634 | 53 | 188 | 2906 | 3288 | 7126 | 0 | 1102 | 0 | 219 | 1221 | 0 | 342 | 1200 | 0 | 465 | 0 | 0 | 0 | 0 | 0 | 0 | 0 | 0 | 0
2040-02-15 | 21 | 11.84 | -20274 | -1182 | -1127 | 0 | 0 | 0 | 4011 | 0 | 0 | 634 | 53 | 160 | 2782 | 3288 | 7144 | 0 | 1054 | 0 | 219 | 1211 | 0 | 362 | 1200 | 0 | 465 | 0 | 0 | 0 | 0 | 0 | 0 | 0 | 0 | 0
2040-02-15 | 22 | 0 | -19182 | -1182 | -945 | 0 | 0 | -6 | 3155 | 0 | 0 | 286 | 48 | 160 | 2782 | 3288 | 7152 | 0 | 1077 | 0 | 219 | 1214 | 0 | 403 | 1200 | 0 | 332 | 0 | 0 | 0 | 0 | 0 | 0 | 0 | 0 | 0
2040-02-15 | 23 | 0 | -17841 | -1240 | -781 | 0 | 0 | -225 | 2092 | 0 | 0 | 286 | 48 | 160 | 2614 | 3288 | 7146 | 0 | 1101 | 0 | 219 | 1208 | 0 | 436 | 1200 | 0 | 289 | 0 | 0 | 0 | 0 | 0 | 0 | 0 | 0 | 0
2040-02-15 | 24 | 0 | -16587 | -1297 | -636 | 0 | 0 | -889 | 1104 | 0 | 0 | 286 | 48 | 160 | 2714 | 3288 | 7167 | 0 | 1343 | 0 | 219 | 1194 | 0 | 406 | 1200 | 0 | 280 | 0 | 0 | 0 | 0 | 0 | 0 | 0 | 0 | 0
2040-02-16 | 1 | 20.31 | -15664 | -1355 | -563 | 0 | -529 | -1859 | 893 | 0 | 0 | 627 | 53 | 160 | 2323 | 3288 | 7167 | 0 | 1701 | 0 | 219 | 1187 | 0 | 739 | 1200 | 0 | 414 | 0 | 0 | 0 | 0 | 0 | 0 | 0 | 0 | 0
2040-02-16 | 2 | 22.27 | -15152 | -1417 | -509 | 0 | 0 | -1780 | 528 | 0 | 0 | 627 | 53 | 173 | 1861 | 3288 | 6723 | 0 | 1810 | 0 | 218 | 1188 | 0 | 732 | 1200 | 0 | 456 | 0 | 0 | 0 | 0 | 0 | 0 | 0 | 0 | 0
2040-02-16 | 3 | 22.27 | -14901 | -1548 | -436 | 0 | 0 | -516 | 528 | 0 | 0 | 627 | 53 | 188 | 1541 | 3288 | 5667 | 0 | 1727 | 0 | 219 | 1185 | 0 | 713 | 1200 | 0 | 465 | 0 | 0 | 0 | 0 | 0 | 0 | 0 | 0 | 0
2040-02-16 | 4 | 30.1 | -14886 | -1679 | -418 | 0 | 0 | 647 | 528 | 0 | 0 | 634 | 53 | 341 | 1806 | 3288 | 4574 | 0 | 1671 | 0 | 219 | 1187 | 0 | 370 | 1200 | 0 | 465 | 0 | 0 | 0 | 0 | 0 | 0 | 0 | 0 | 0
2040-02-16 | 5 | 30.1 | -15129 | -1752 | -418 | 0 | 0 | 989 | 528 | 0 | 0 | 646 | 53 | 341 | 2130 | 3288 | 4264 | 0 | 1650 | 0 | 219 | 1188 | 0 | 340 | 1200 | 0 | 465 | 0 | 0 | 0 | 0 | 0 | 0 | 0 | 0 | 0
2040-02-16 | 6 | 30.1 | -15786 | -1820 | -436 | 0 | 0 | 689 | 993 | 0 | 0 | 658 | 53 | 341 | 2640 | 3288 | 4394 | 0 | 1638 | 0 | 219 | 1188 | 0 | 278 | 1200 | 0 | 465 | 0 | 0 | 0 | 0 | 0 | 0 | 0 | 0 | 0
2040-02-16 | 7 | 30.1 | -16867 | -1966 | -545 | 0 | 0 | 653 | 1881 | 0 | 0 | 681 | 53 | 341 | 3193 | 3288 | 4453 | 0 | 1540 | 0 | 219 | 1188 | 0 | 226 | 1200 | 0 | 465 | 0 | 0 | 0 | 0 | 0 | 0 | 0 | 0 | 0
2040-02-16 | 8 | 30.1 | -17916 | -1966 | -672 | 0 | 0 | 377 | 2742 | 0 | 0 | 692 | 53 | 341 | 3773 | 3288 | 4227 | 0 | 1206 | 539 | 219 | 1191 | 0 | 242 | 1200 | 0 | 465 | 0 | 0 | 0 | 0 | 0 | 0 | 0 | 0 | 0
2040-02-16 | 9 | 22.27 | -18899 | -1966 | -800 | 0 | 0 | -1229 | 3551 | 0 | 0 | 634 | 53 | 187 | 3828 | 3288 | 4366 | 0 | 1043 | 2595 | 219 | 1200 | 0 | 266 | 1200 | 0 | 465 | 0 | 0 | 0 | 0 | 0 | 0 | 0 | 0 | 0
2040-02-16 | 10 | 20.31 | -19389 | -1820 | -927 | 0 | -240 | -1859 | 3952 | 0 | 0 | 627 | 53 | 166 | 2427 | 3288 | 3800 | 0 | 980 | 5553 | 219 | 1223 | 0 | 282 | 1200 | 0 | 465 | 0 | 0 | 0 | 0 | 0 | 0 | 0 | 0 | 0
2040-02-16 | 11 | 20.31 | -19679 | -1752 | -909 | 0 | -1393 | -1859 | 4190 | 0 | 0 | 627 | 53 | 160 | 1924 | 3288 | 3008 | 0 | 1200 | 7746 | 219 | 1238 | 0 | 273 | 1200 | 0 | 465 | 0 | 0 | 0 | 0 | 0 | 0 | 0 | 0 | 0
2040-02-16 | 12 | 20.31 | -19663 | -1611 | -781 | 0 | -1332 | -1859 | 4174 | 0 | 0 | 627 | 53 | 160 | 1825 | 3288 | 2491 | 0 | 1391 | 7832 | 219 | 1239 | 0 | 283 | 1200 | 0 | 465 | 0 | 0 | 0 | 0 | 0 | 0 | 0 | 0 | 0
2040-02-16 | 13 | 20.31 | -19392 | -1611 | -1018 | 0 | -805 | -1859 | 3952 | 0 | 0 | 627 | 53 | 160 | 1657 | 3288 | 1860 | 0 | 1481 | 8177 | 219 | 1242 | 0 | 304 | 1200 | 0 | 465 | 0 | 0 | 0 | 0 | 0 | 0 | 0 | 0 | 0
2040-02-16 | 14 | 20.31 | -18925 | -1548 | -999 | 0 | -917 | -1859 | 3572 | 0 | 0 | 627 | 53 | 166 | 1657 | 3288 | 1506 | 0 | 1562 | 8367 | 219 | 1244 | 0 | 322 | 1200 | 0 | 465 | 0 | 0 | 0 | 0 | 0 | 0 | 0 | 0 | 0
2040-02-16 | 15 | 22.27 | -18501 | -1480 | -890 | 0 | 0 | -1418 | 3223 | 0 | 0 | 627 | 53 | 187 | 1323 | 3288 | 1656 | 0 | 1731 | 6759 | 219 | 1241 | 0 | 317 | 1200 | 0 | 465 | 0 | 0 | 0 | 0 | 0 | 0 | 0 | 0 | 0
2040-02-16 | 16 | 30.1 | -18449 | -1480 | -1181 | 0 | 423 | 441 | 3181 | 0 | 0 | 634 | 53 | 341 | 1703 | 3288 | 1661 | 0 | 1824 | 4142 | 219 | 1244 | 0 | 290 | 1200 | 0 | 465 | 0 | 0 | 0 | 0 | 0 | 0 | 0 | 0 | 0
2040-02-16 | 17 | 30.1 | -19061 | -1548 | -1508 | 0 | 1341 | 1617 | 3683 | 0 | 0 | 936 | 53 | 341 | 2698 | 3288 | 1594 | 0 | 1959 | 1199 | 219 | 1235 | 0 | 290 | 1200 | 0 | 465 | 0 | 0 | 0 | 0 | 0 | 0 | 0 | 0 | 0
2040-02-16 | 18 | 30.1 | -20417 | -1611 | -1817 | 0 | 1667 | 1821 | 4793 | 0 | 0 | 1060 | 53 | 341 | 3261 | 3288 | 2087 | 0 | 2027 | 33 | 219 | 1229 | 0 | 302 | 1200 | 0 | 465 | 0 | 0 | 0 | 0 | 0 | 0 | 0 | 0 | 0
2040-02-16 | 19 | 30.1 | -21012 | -1820 | -1745 | 0 | 851 | 1606 | 5284 | 0 | 0 | 978 | 53 | 341 | 3871 | 3288 | 2788 | 0 | 2085 | 0 | 219 | 1227 | 0 | 322 | 1200 | 0 | 465 | 0 | 0 | 0 | 0 | 0 | 0 | 0 | 0 | 0
2040-02-16 | 20 | 30.1 | -20606 | -1966 | -1236 | 0 | 0 | 1538 | 4951 | 0 | 0 | 916 | 53 | 341 | 3971 | 3288 | 3173 | 0 | 2131 | 0 | 219 | 1221 | 0 | 342 | 1200 | 0 | 465 | 0 | 0 | 0 | 0 | 0 | 0 | 0 | 0 | 0
2040-02-16 | 21 | 30.1 | -20076 | -2040 | -1127 | 0 | 0 | 774 | 4513 | 0 | 0 | 794 | 53 | 341 | 4356 | 3288 | 3560 | 0 | 2108 | 0 | 219 | 1211 | 0 | 362 | 1200 | 0 | 465 | 0 | 0 | 0 | 0 | 0 | 0 | 0 | 0 | 0
2040-02-16 | 22 | 30.1 | -19308 | -2118 | -945 | 0 | 0 | 698 | 3884 | 0 | 0 | 794 | 53 | 341 | 4356 | 3288 | 3358 | 0 | 2100 | 0 | 219 | 1214 | 0 | 403 | 1200 | 0 | 465 | 0 | 0 | 0 | 0 | 0 | 0 | 0 | 0 | 0
2040-02-16 | 23 | 30.1 | -18300 | -2197 | -781 | 0 | 38 | 586 | 3059 | 0 | 0 | 794 | 53 | 341 | 4256 | 3288 | 3250 | 0 | 2085 | 0 | 219 | 1208 | 0 | 436 | 1200 | 0 | 465 | 0 | 0 | 0 | 0 | 0 | 0 | 0 | 0 | 0
2040-02-16 | 24 | 30.1 | -17325 | -2359 | -636 | 0 | 165 | 305 | 2256 | 0 | 0 | 786 | 53 | 341 | 4328 | 3288 | 3311 | 0 | 2002 | 0 | 219 | 1194 | 0 | 406 | 1200 | 0 | 465 | 0 | 0 | 0 | 0 | 0 | 0 | 0 | 0 | 0
2040-02-17 | 1 | 35.65 | -16584 | -2442 | -745 | 0 | 0 | 0 | 1173 | 0 | 0 | 822 | 53 | 341 | 4986 | 3288 | 3343 | 0 | 1956 | 0 | 219 | 1187 | 0 | 739 | 1200 | 0 | 465 | 0 | 0 | 0 | 0 | 0 | 0 | 0 | 0 | 0
2040-02-17 | 2 | 37.4 | -16187 | -2526 | -636 | 0 | 0 | 0 | 861 | 0 | 0 | 883 | 53 | 341 | 5105 | 3288 | 3057 | 0 | 1959 | 0 | 218 | 1188 | 0 | 732 | 1200 | 0 | 465 | 0 | 0 | 0 | 0 | 0 | 0 | 0 | 0 | 0
2040-02-17 | 3 | 39.11 | -16015 | -2610 | -563 | 0 | 0 | 0 | 724 | 0 | 0 | 944 | 53 | 341 | 5439 | 3288 | 2779 | 0 | 1839 | 0 | 219 | 1185 | 0 | 713 | 1200 | 0 | 465 | 0 | 0 | 0 | 0 | 0 | 0 | 0 | 0 | 0
2040-02-17 | 4 | 39.89 | -16023 | -2699 | -527 | 0 | 0 | 0 | 729 | 0 | 0 | 975 | 53 | 341 | 6229 | 3288 | 2457 | 0 | 1736 | 0 | 219 | 1187 | 0 | 370 | 1200 | 0 | 465 | 0 | 0 | 0 | 0 | 0 | 0 | 0 | 0 | 0
2040-02-17 | 5 | 41.05 | -16209 | -2788 | -509 | 0 | 0 | 0 | 877 | 0 | 0 | 1069 | 53 | 341 | 6953 | 3288 | 1818 | 0 | 1694 | 0 | 219 | 1188 | 0 | 340 | 1200 | 0 | 465 | 0 | 0 | 0 | 0 | 0 | 0 | 0 | 0 | 0
2040-02-17 | 6 | 41.87 | -16711 | -2876 | -527 | 0 | 0 | 0 | 1273 | 0 | 0 | 1093 | 53 | 341 | 7296 | 3288 | 1698 | 0 | 1723 | 0 | 219 | 1188 | 0 | 278 | 1200 | 0 | 465 | 0 | 0 | 0 | 0 | 0 | 0 | 0 | 0 | 0
2040-02-17 | 7 | 42.96 | -17503 | -2965 | -600 | 0 | 0 | 0 | 1902 | 0 | 0 | 1165 | 53 | 341 | 7883 | 3288 | 1332 | 0 | 1801 | 5 | 219 | 1188 | 0 | 226 | 1200 | 0 | 465 | 0 | 0 | 0 | 0 | 0 | 0 | 0 | 0 | 0
2040-02-17 | 8 | 41.9 | -18221 | -2965 | -691 | 0 | 0 | 0 | 2473 | 0 | 0 | 1093 | 53 | 341 | 7317 | 3288 | 1493 | 0 | 1754 | 750 | 219 | 1191 | 0 | 242 | 1200 | 0 | 465 | 0 | 0 | 0 | 0 | 0 | 0 | 0 | 0 | 0
2040-02-17 | 9 | 37.4 | -18964 | -2788 | -854 | 0 | 0 | 0 | 3059 | 0 | 0 | 912 | 53 | 341 | 5594 | 3288 | 1294 | 0 | 1529 | 3184 | 219 | 1200 | 0 | 266 | 1200 | 0 | 465 | 0 | 0 | 0 | 0 | 0 | 0 | 0 | 0 | 0
2040-02-17 | 10 | 32.34 | -19560 | -2610 | -999 | 0 | 0 | -872 | 3535 | 0 | 0 | 678 | 53 | 341 | 4360 | 3288 | 1040 | 0 | 1366 | 5992 | 219 | 1223 | 0 | 282 | 1200 | 0 | 465 | 0 | 0 | 0 | 0 | 0 | 0 | 0 | 0 | 0
2040-02-17 | 11 | 32.01 | -19875 | -2359 | -909 | 0 | -678 | -1859 | 3783 | 0 | 0 | 627 | 53 | 341 | 3562 | 3288 | 683 | 0 | 1151 | 8796 | 219 | 1238 | 0 | 273 | 1200 | 0 | 465 | 0 | 0 | 0 | 0 | 0 | 0 | 0 | 0 | 0
2040-02-17 | 12 | 32.01 | -19886 | -2197 | -999 | 0 | -630 | -1859 | 3789 | 0 | 0 | 627 | 53 | 341 | 3423 | 3288 | 432 | 0 | 1021 | 9191 | 219 | 1239 | 0 | 283 | 1200 | 0 | 465 | 0 | 0 | 0 | 0 | 0 | 0 | 0 | 0 | 0
2040-02-17 | 13 | 32.01 | -19656 | -2040 | -1090 | 0 | -527 | -1859 | 3609 | 0 | 0 | 627 | 53 | 341 | 3423 | 3288 | 255 | 0 | 741 | 9404 | 219 | 1242 | 0 | 304 | 1200 | 0 | 465 | 0 | 0 | 0 | 0 | 0 | 0 | 0 | 0 | 0
2040-02-17 | 14 | 32.34 | -19267 | -1966 | -1127 | 0 | 0 | -1451 | 3303 | 0 | 0 | 634 | 53 | 341 | 3423 | 3288 | 106 | 0 | 691 | 8524 | 219 | 1244 | 0 | 322 | 1200 | 0 | 465 | 0 | 0 | 0 | 0 | 0 | 0 | 0 | 0 | 0
2040-02-17 | 15 | 41.61 | -18951 | -1893 | -1163 | 0 | 0 | 0 | 3049 | 0 | 0 | 730 | 53 | 341 | 4505 | 3288 | 20 | 0 | 599 | 5981 | 219 | 1241 | 0 | 317 | 1200 | 0 | 465 | 0 | 0 | 0 | 0 | 0 | 0 | 0 | 0 | 0
2040-02-17 | 16 | 43.71 | -18996 | -1893 | -1109 | 0 | 118 | 560 | 3086 | 0 | 0 | 978 | 53 | 341 | 5856 | 3288 | 4 | 0 | 633 | 3665 | 219 | 1244 | 0 | 290 | 1200 | 0 | 465 | 0 | 0 | 0 | 0 | 0 | 0 | 0 | 0 | 0
2040-02-17 | 17 | 43.71 | -19687 | -1893 | -1090 | 0 | 277 | 1191 | 3635 | 0 | 0 | 1362 | 53 | 341 | 7306 | 3288 | 13 | 0 | 734 | 1061 | 219 | 1235 | 0 | 290 | 1200 | 0 | 465 | 0 | 0 | 0 | 0 | 0 | 0 | 0 | 0 | 0
2040-02-17 | 18 | 43.71 | -21206 | -1966 | -1127 | 0 | 391 | 1526 | 4835 | 0 | 0 | 1423 | 53 | 341 | 8177 | 3288 | 23 | 0 | 788 | 40 | 219 | 1229 | 0 | 302 | 1200 | 0 | 465 | 0 | 0 | 0 | 0 | 0 | 0 | 0 | 0 | 0
2040-02-17 | 19 | 43.71 | -21770 | -2118 | -1163 | 0 | 342 | 1266 | 5284 | 0 | 0 | 1423 | 53 | 341 | 8691 | 3288 | 73 | 0 | 857 | 0 | 219 | 1227 | 0 | 322 | 1200 | 0 | 465 | 0 | 0 | 0 | 0 | 0 | 0 | 0 | 0 | 0
2040-02-17 | 20 | 43.71 | -21263 | -2118 | -1090 | 0 | 125 | 748 | 4882 | 0 | 0 | 1423 | 53 | 341 | 9124 | 3288 | 89 | 0 | 951 | 0 | 219 | 1221 | 0 | 342 | 1200 | 0 | 465 | 0 | 0 | 0 | 0 | 0 | 0 | 0 | 0 | 0
2040-02-17 | 21 | 43.71 | -20535 | -2118 | -1018 | 0 | 194 | 445 | 4306 | 0 | 0 | 1423 | 53 | 341 | 9081 | 3288 | 215 | 0 | 869 | 0 | 219 | 1211 | 0 | 362 | 1200 | 0 | 465 | 0 | 0 | 0 | 0 | 0 | 0 | 0 | 0 | 0
2040-02-17 | 22 | 43.71 | -19492 | -2118 | -927 | 0 | 132 | 111 | 3477 | 0 | 0 | 1405 | 53 | 341 | 9035 | 3288 | 416 | 0 | 780 | 0 | 219 | 1214 | 0 | 403 | 1200 | 0 | 465 | 0 | 0 | 0 | 0 | 0 | 0 | 0 | 0 | 0
2040-02-17 | 23 | 43.49 | -18221 | -2118 | -927 | 0 | 0 | 0 | 2473 | 0 | 0 | 1362 | 53 | 341 | 8834 | 3288 | 631 | 0 | 756 | 0 | 219 | 1208 | 0 | 436 | 1200 | 0 | 465 | 0 | 0 | 0 | 0 | 0 | 0 | 0 | 0 | 0
2040-02-17 | 24 | 43.59 | -17134 | -2197 | -836 | 0 | 0 | 0 | 1612 | 0 | 0 | 1327 | 53 | 341 | 8699 | 3288 | 692 | 0 | 671 | 0 | 219 | 1194 | 0 | 406 | 1200 | 0 | 465 | 0 | 0 | 0 | 0 | 0 | 0 | 0 | 0 | 0
2040-02-18 | 1 | 42.69 | -16390 | -2275 | -745 | 0 | 0 | 0 | 528 | 0 | 0 | 1284 | 53 | 341 | 8237 | 3288 | 1021 | 0 | 848 | 0 | 219 | 1187 | 0 | 739 | 1200 | 0 | 465 | 0 | 0 | 0 | 0 | 0 | 0 | 0 | 0 | 0
2040-02-18 | 2 | 41.82 | -15980 | -2359 | -636 | 0 | 0 | 0 | 528 | 0 | 0 | 1119 | 53 | 341 | 7258 | 3288 | 1862 | 0 | 723 | 0 | 218 | 1188 | 0 | 732 | 1200 | 0 | 465 | 0 | 0 | 0 | 0 | 0 | 0 | 0 | 0 | 0
2040-02-18 | 3 | 39.89 | -15818 | -2359 | -563 | 0 | 0 | 0 | 528 | 0 | 0 | 978 | 53 | 341 | 6117 | 3288 | 2943 | 0 | 710 | 0 | 219 | 1185 | 0 | 713 | 1200 | 0 | 465 | 0 | 0 | 0 | 0 | 0 | 0 | 0 | 0 | 0
2040-02-18 | 4 | 40.06 | -15883 | -2359 | -527 | 0 | 0 | 0 | 528 | 0 | 0 | 978 | 53 | 341 | 6277 | 3288 | 3146 | 0 | 717 | 0 | 219 | 1187 | 0 | 370 | 1200 | 0 | 465 | 0 | 0 | 0 | 0 | 0 | 0 | 0 | 0 | 0
2040-02-18 | 5 | 38.14 | -16307 | -2359 | -509 | 0 | 0 | 0 | 528 | 0 | 0 | 883 | 53 | 341 | 5465 | 3288 | 4557 | 0 | 648 | 0 | 219 | 1188 | 0 | 340 | 1200 | 0 | 465 | 0 | 0 | 0 | 0 | 0 | 0 | 0 | 0 | 0
2040-02-18 | 6 | 38.05 | -17361 | -2442 | -527 | 0 | 0 | 0 | 550 | 0 | 0 | 860 | 53 | 341 | 5449 | 3288 | 5932 | 0 | 508 | 0 | 219 | 1188 | 0 | 278 | 1200 | 0 | 465 | 0 | 0 | 0 | 0 | 0 | 0 | 0 | 0 | 0
2040-02-18 | 7 | 39.11 | -18879 | -2359 | -600 | 0 | 0 | 0 | 1643 | 0 | 0 | 883 | 53 | 341 | 5597 | 3288 | 6318 | 0 | 414 | 2 | 219 | 1188 | 0 | 226 | 1200 | 0 | 465 | 0 | 0 | 0 | 0 | 0 | 0 | 0 | 0 | 0
2040-02-18 | 8 | 39.94 | -20093 | -2359 | -691 | 0 | 0 | 0 | 2520 | 0 | 0 | 944 | 53 | 341 | 5987 | 3288 | 6129 | 0 | 320 | 244 | 219 | 1191 | 0 | 242 | 1200 | 0 | 465 | 0 | 0 | 0 | 0 | 0 | 0 | 0 | 0 | 0
2040-02-18 | 9 | 41.01 | -21184 | -2359 | -854 | 0 | 0 | 0 | 3303 | 0 | 0 | 978 | 53 | 341 | 6551 | 3288 | 5448 | 0 | 250 | 837 | 219 | 1200 | 0 | 266 | 1200 | 0 | 465 | 0 | 0 | 0 | 0 | 0 | 0 | 0 | 0 | 0
2040-02-18 | 10 | 42.06 | -22012 | -2359 | -999 | 0 | 0 | 0 | 3900 | 0 | 0 | 1060 | 53 | 341 | 6942 | 3288 | 4134 | 0 | 193 | 2071 | 219 | 1223 | 0 | 282 | 1200 | 0 | 465 | 0 | 0 | 0 | 0 | 0 | 0 | 0 | 0 | 0
2040-02-18 | 11 | 41.61 | -22559 | -2275 | -909 | 0 | 0 | 0 | 4296 | 0 | 0 | 1015 | 53 | 341 | 6669 | 3288 | 3582 | 0 | 156 | 2948 | 219 | 1238 | 0 | 273 | 1200 | 0 | 465 | 0 | 0 | 0 | 0 | 0 | 0 | 0 | 0 | 0
2040-02-18 | 12 | 42.02 | -22772 | -2275 | -999 | 0 | 0 | 0 | 4449 | 0 | 0 | 1093 | 53 | 341 | 6977 | 3288 | 3203 | 0 | 153 | 3085 | 219 | 1239 | 0 | 283 | 1200 | 0 | 465 | 0 | 0 | 0 | 0 | 0 | 0 | 0 | 0 | 0
2040-02-18 | 13 | 42.02 | -22706 | -2275 | -1090 | 0 | 0 | 0 | 4402 | 0 | 0 | 1107 | 53 | 341 | 7410 | 3288 | 2860 | 0 | 208 | 2974 | 219 | 1242 | 0 | 304 | 1200 | 0 | 465 | 0 | 0 | 0 | 0 | 0 | 0 | 0 | 0 | 0
2040-02-18 | 14 | 42.96 | -22520 | -2275 | -1127 | 0 | 0 | 0 | 4269 | 0 | 0 | 1165 | 53 | 341 | 7912 | 3288 | 2269 | 0 | 299 | 2876 | 219 | 1244 | 0 | 322 | 1200 | 0 | 465 | 0 | 0 | 0 | 0 | 0 | 0 | 0 | 0 | 0
2040-02-18 | 15 | 42 | -22222 | -2197 | -1163 | 0 | 0 | 0 | 4053 | 0 | 0 | 1165 | 53 | 341 | 7731 | 3288 | 1942 | 0 | 539 | 3028 | 219 | 1241 | 0 | 317 | 1200 | 0 | 465 | 0 | 0 | 0 | 0 | 0 | 0 | 0 | 0 | 0
2040-02-18 | 16 | 42.91 | -22162 | -2197 | -1109 | 0 | 0 | 0 | 4011 | 0 | 0 | 1170 | 53 | 341 | 8319 | 3288 | 2095 | 0 | 847 | 1927 | 219 | 1244 | 0 | 290 | 1200 | 0 | 465 | 0 | 0 | 0 | 0 | 0 | 0 | 0 | 0 | 0
2040-02-18 | 17 | 43.34 | -22550 | -2118 | -1090 | 0 | 0 | 0 | 4291 | 0 | 0 | 1209 | 53 | 341 | 8540 | 3288 | 2724 | 0 | 1106 | 800 | 219 | 1235 | 0 | 290 | 1200 | 0 | 465 | 0 | 0 | 0 | 0 | 0 | 0 | 0 | 0 | 0
2040-02-18 | 18 | 42.53 | -23625 | -2275 | -1127 | 0 | 0 | 0 | 5062 | 0 | 0 | 1165 | 53 | 341 | 7942 | 3288 | 4288 | 0 | 1428 | 45 | 219 | 1229 | 0 | 302 | 1200 | 0 | 465 | 0 | 0 | 0 | 0 | 0 | 0 | 0 | 0 | 0
2040-02-18 | 19 | 39.87 | -23930 | -2359 | -1163 | 0 | 0 | 0 | 5284 | 0 | 0 | 978 | 53 | 341 | 6344 | 3288 | 5987 | 0 | 1745 | 0 | 219 | 1227 | 0 | 322 | 1200 | 0 | 465 | 0 | 0 | 0 | 0 | 0 | 0 | 0 | 0 | 0
2040-02-18 | 20 | 34.28 | -23269 | -2359 | -1090 | 0 | 0 | 0 | 4808 | 0 | 0 | 794 | 53 | 341 | 4991 | 3288 | 7021 | 0 | 1975 | 0 | 219 | 1221 | 0 | 342 | 1200 | 0 | 465 | 0 | 0 | 0 | 0 | 0 | 0 | 0 | 0 | 0
2040-02-18 | 21 | 33.82 | -22416 | -2526 | -1018 | 0 | 0 | 0 | 4190 | 0 | 0 | 755 | 53 | 341 | 4666 | 3288 | 7130 | 0 | 2081 | 0 | 219 | 1211 | 0 | 362 | 1200 | 0 | 465 | 0 | 0 | 0 | 0 | 0 | 0 | 0 | 0 | 0
2040-02-18 | 22 | 27.7 | -21234 | -2610 | -927 | 0 | 0 | 0 | 3339 | 0 | 0 | 709 | 53 | 341 | 4258 | 3288 | 7098 | 0 | 2184 | 0 | 219 | 1214 | 0 | 403 | 1200 | 0 | 465 | 0 | 0 | 0 | 0 | 0 | 0 | 0 | 0 | 0
2040-02-18 | 23 | 33.57 | -19791 | -2788 | -927 | 0 | 0 | 0 | 2299 | 0 | 0 | 742 | 53 | 341 | 4486 | 3288 | 6536 | 0 | 2233 | 0 | 219 | 1208 | 0 | 436 | 1200 | 0 | 465 | 0 | 0 | 0 | 0 | 0 | 0 | 0 | 0 | 0
2040-02-18 | 24 | 33.57 | -18644 | -2876 | -836 | 0 | 0 | 0 | 1474 | 0 | 0 | 730 | 53 | 341 | 4456 | 3288 | 6328 | 0 | 2203 | 0 | 219 | 1194 | 0 | 406 | 1200 | 0 | 465 | 0 | 0 | 0 | 0 | 0 | 0 | 0 | 0 | 0
2040-02-19 | 1 | 32.34 | -17910 | -3060 | -563 | 0 | 0 | -550 | 671 | 0 | 0 | 709 | 53 | 341 | 4471 | 3288 | 6565 | 0 | 2175 | 0 | 219 | 1187 | 0 | 739 | 1200 | 0 | 465 | 0 | 0 | 0 | 0 | 0 | 0 | 0 | 0 | 0
2040-02-19 | 2 | 32.34 | -17523 | -3248 | -509 | 0 | 0 | -355 | 528 | 0 | 0 | 709 | 53 | 341 | 4443 | 3288 | 6353 | 0 | 2116 | 0 | 218 | 1188 | 0 | 732 | 1200 | 0 | 465 | 0 | 0 | 0 | 0 | 0 | 0 | 0 | 0 | 0
2040-02-19 | 3 | 32.34 | -17411 | -3248 | -436 | 0 | 0 | -438 | 528 | 0 | 0 | 709 | 53 | 341 | 4344 | 3288 | 6465 | 0 | 2024 | 0 | 219 | 1185 | 0 | 713 | 1200 | 0 | 465 | 0 | 0 | 0 | 0 | 0 | 0 | 0 | 0 | 0
2040-02-19 | 4 | 32.34 | -17554 | -3347 | -418 | 0 | 0 | -3 | 528 | 0 | 0 | 709 | 53 | 341 | 4371 | 3288 | 6539 | 0 | 2053 | 0 | 219 | 1187 | 0 | 370 | 1200 | 0 | 465 | 0 | 0 | 0 | 0 | 0 | 0 | 0 | 0 | 0
2040-02-19 | 5 | 33.82 | -18161 | -3447 | -418 | 0 | 0 | 0 | 845 | 0 | 0 | 755 | 53 | 341 | 4776 | 3288 | 6490 | 0 | 2066 | 0 | 219 | 1188 | 0 | 340 | 1200 | 0 | 465 | 0 | 0 | 0 | 0 | 0 | 0 | 0 | 0 | 0
2040-02-19 | 6 | 39.11 | -19586 | -3447 | -436 | 0 | 0 | 0 | 1855 | 0 | 0 | 900 | 53 | 341 | 5590 | 3288 | 6123 | 0 | 1969 | 0 | 219 | 1188 | 0 | 278 | 1200 | 0 | 465 | 0 | 0 | 0 | 0 | 0 | 0 | 0 | 0 | 0
2040-02-19 | 7 | 40.68 | -21683 | -3447 | -545 | 0 | 0 | 0 | 3334 | 0 | 0 | 944 | 53 | 341 | 6364 | 3288 | 6030 | 0 | 2010 | 13 | 219 | 1188 | 0 | 226 | 1200 | 0 | 465 | 0 | 0 | 0 | 0 | 0 | 0 | 0 | 0 | 0
2040-02-19 | 8 | 41.44 | -22984 | -3645 | -672 | 0 | 0 | 0 | 4254 | 0 | 0 | 994 | 53 | 341 | 6663 | 3288 | 5755 | 0 | 2004 | 632 | 219 | 1191 | 0 | 242 | 1200 | 0 | 465 | 0 | 0 | 0 | 0 | 0 | 0 | 0 | 0 | 0
2040-02-19 | 9 | 35.65 | -23400 | -3447 | -800 | 0 | 0 | 0 | 4544 | 0 | 0 | 794 | 53 | 341 | 5149 | 3288 | 5376 | 0 | 2004 | 2748 | 219 | 1200 | 0 | 266 | 1200 | 0 | 465 | 0 | 0 | 0 | 0 | 0 | 0 | 0 | 0 | 0
2040-02-19 | 10 | 32.34 | -23509 | -3154 | -927 | 0 | 0 | -1130 | 4624 | 0 | 0 | 678 | 53 | 341 | 4552 | 3288 | 4650 | 0 | 1980 | 5166 | 219 | 1223 | 0 | 282 | 1200 | 0 | 465 | 0 | 0 | 0 | 0 | 0 | 0 | 0 | 0 | 0
2040-02-19 | 11 | 32.01 | -23578 | -2876 | -909 | 0 | -175 | -1859 | 4671 | 0 | 0 | 627 | 53 | 341 | 3595 | 3288 | 3753 | 0 | 1980 | 7695 | 219 | 1238 | 0 | 273 | 1200 | 0 | 465 | 0 | 0 | 0 | 0 | 0 | 0 | 0 | 0 | 0
2040-02-19 | 12 | 32.01 | -23413 | -2699 | -781 | 0 | -811 | -1859 | 4555 | 0 | 0 | 627 | 53 | 341 | 3395 | 3288 | 2922 | 0 | 1984 | 8993 | 219 | 1239 | 0 | 283 | 1200 | 0 | 465 | 0 | 0 | 0 | 0 | 0 | 0 | 0 | 0 | 0
2040-02-19 | 13 | 32.01 | -23071 | -2442 | -1018 | 0 | -1012 | -1859 | 4312 | 0 | 0 | 627 | 53 | 341 | 3260 | 3288 | 2475 | 0 | 1972 | 9645 | 219 | 1242 | 0 | 304 | 1200 | 0 | 465 | 0 | 0 | 0 | 0 | 0 | 0 | 0 | 0 | 0
2040-02-19 | 14 | 32.34 | -22727 | -2275 | -999 | 0 | 0 | -1610 | 4069 | 0 | 0 | 627 | 53 | 341 | 3255 | 3288 | 2139 | 0 | 2001 | 8389 | 219 | 1244 | 0 | 322 | 1200 | 0 | 465 | 0 | 0 | 0 | 0 | 0 | 0 | 0 | 0 | 0
2040-02-19 | 15 | 36.31 | -22245 | -2197 | -890 | 0 | 0 | 0 | 3731 | 0 | 0 | 678 | 53 | 341 | 3464 | 3288 | 1853 | 0 | 2036 | 6448 | 219 | 1241 | 0 | 317 | 1200 | 0 | 465 | 0 | 0 | 0 | 0 | 0 | 0 | 0 | 0 | 0
2040-02-19 | 16 | 43.71 | -21978 | -2197 | -1181 | 0 | 0 | 520 | 3540 | 0 | 0 | 978 | 53 | 341 | 5806 | 3288 | 1721 | 0 | 2033 | 3658 | 219 | 1244 | 0 | 290 | 1200 | 0 | 465 | 0 | 0 | 0 | 0 | 0 | 0 | 0 | 0 | 0
2040-02-19 | 17 | 43.71 | -22398 | -2197 | -1508 | 0 | 587 | 1804 | 3836 | 0 | 0 | 1362 | 53 | 341 | 6475 | 3288 | 1770 | 0 | 1978 | 1201 | 219 | 1235 | 0 | 290 | 1200 | 0 | 465 | 0 | 0 | 0 | 0 | 0 | 0 | 0 | 0 | 0
2040-02-19 | 18 | 43.71 | -23817 | -2359 | -1817 | 0 | 572 | 1859 | 4840 | 0 | 0 | 1423 | 53 | 341 | 7641 | 3288 | 2524 | 0 | 1983 | 54 | 219 | 1229 | 0 | 302 | 1200 | 0 | 465 | 0 | 0 | 0 | 0 | 0 | 0 | 0 | 0 | 0
2040-02-19 | 19 | 43.71 | -24448 | -2526 | -1745 | 0 | 454 | 1786 | 5284 | 0 | 0 | 1423 | 53 | 341 | 8068 | 3288 | 2628 | 0 | 1961 | 0 | 219 | 1227 | 0 | 322 | 1200 | 0 | 465 | 0 | 0 | 0 | 0 | 0 | 0 | 0 | 0 | 0
2040-02-19 | 20 | 43.71 | -23968 | -2610 | -1236 | 0 | 105 | 1181 | 4946 | 0 | 0 | 1405 | 53 | 341 | 8066 | 3288 | 2998 | 0 | 1985 | 0 | 219 | 1221 | 0 | 342 | 1200 | 0 | 465 | 0 | 0 | 0 | 0 | 0 | 0 | 0 | 0 | 0
2040-02-19 | 21 | 42.69 | -23175 | -2788 | -1127 | 0 | 0 | 0 | 4386 | 0 | 0 | 1166 | 53 | 341 | 8175 | 3288 | 4179 | 0 | 2046 | 0 | 219 | 1211 | 0 | 362 | 1200 | 0 | 465 | 0 | 0 | 0 | 0 | 0 | 0 | 0 | 0 | 0
2040-02-19 | 22 | 41.09 | -21947 | -2876 | -945 | 0 | 0 | 0 | 3519 | 0 | 0 | 1102 | 53 | 341 | 7221 | 3288 | 4686 | 0 | 2059 | 0 | 219 | 1214 | 0 | 403 | 1200 | 0 | 465 | 0 | 0 | 0 | 0 | 0 | 0 | 0 | 0 | 0
2040-02-19 | 23 | 39.94 | -20378 | -2965 | -781 | 0 | 0 | 0 | 2410 | 0 | 0 | 1051 | 53 | 341 | 6566 | 3288 | 4871 | 0 | 2018 | 0 | 219 | 1208 | 0 | 436 | 1200 | 0 | 465 | 0 | 0 | 0 | 0 | 0 | 0 | 0 | 0 | 0
2040-02-19 | 24 | 39.94 | -19080 | -3060 | -636 | 0 | 0 | 0 | 1495 | 0 | 0 | 944 | 53 | 341 | 6153 | 3288 | 4940 | 0 | 2078 | 0 | 219 | 1194 | 0 | 406 | 1200 | 0 | 465 | 0 | 0 | 0 | 0 | 0 | 0 | 0 | 0 | 0
2040-02-20 | 1 | 39.94 | -18272 | -3154 | -563 | 0 | -384 | 0 | 814 | 0 | 0 | 991 | 53 | 341 | 6554 | 3288 | 4464 | 0 | 2059 | 0 | 219 | 1187 | 0 | 739 | 1200 | 0 | 465 | 0 | 0 | 0 | 0 | 0 | 0 | 0 | 0 | 0
2040-02-20 | 2 | 39.94 | -17841 | -3248 | -509 | 0 | -149 | 0 | 528 | 0 | 0 | 1055 | 53 | 341 | 6440 | 3288 | 4178 | 0 | 2060 | 0 | 218 | 1188 | 0 | 732 | 1200 | 0 | 465 | 0 | 0 | 0 | 0 | 0 | 0 | 0 | 0 | 0
2040-02-20 | 3 | 41.44 | -17707 | -3447 | -436 | 0 | 0 | 0 | 528 | 0 | 0 | 1107 | 53 | 341 | 6994 | 3288 | 3482 | 0 | 2016 | 0 | 219 | 1185 | 0 | 713 | 1200 | 0 | 465 | 0 | 0 | 0 | 0 | 0 | 0 | 0 | 0 | 0
2040-02-20 | 4 | 42.69 | -17813 | -3447 | -418 | 0 | 0 | 0 | 528 | 0 | 0 | 1166 | 53 | 341 | 8013 | 3288 | 2913 | 0 | 1935 | 0 | 219 | 1187 | 0 | 370 | 1200 | 0 | 465 | 0 | 0 | 0 | 0 | 0 | 0 | 0 | 0 | 0
2040-02-20 | 5 | 44.72 | -18379 | -3447 | -418 | 0 | 0 | 0 | 888 | 0 | 0 | 1362 | 53 | 341 | 9057 | 3288 | 2006 | 0 | 1837 | 0 | 219 | 1188 | 0 | 340 | 1200 | 0 | 465 | 0 | 0 | 0 | 0 | 0 | 0 | 0 | 0 | 0
2040-02-20 | 6 | 46.04 | -19784 | -3447 | -436 | 0 | 0 | 0 | 1871 | 0 | 0 | 1423 | 53 | 341 | 10094 | 3288 | 1561 | 0 | 1686 | 0 | 219 | 1188 | 0 | 278 | 1200 | 0 | 465 | 0 | 0 | 0 | 0 | 0 | 0 | 0 | 0 | 0
2040-02-20 | 7 | 50 | -21886 | -3447 | -545 | 0 | 0 | 0 | 3345 | 69 | 0 | 1423 | 53 | 388 | 11430 | 3288 | 1280 | 0 | 1289 | 15 | 219 | 1188 | 0 | 226 | 1200 | 0 | 465 | 0 | 0 | 0 | 0 | 0 | 0 | 0 | 0 | 0
2040-02-20 | 8 | 49.4 | -23152 | -3447 | -672 | 0 | 0 | 0 | 4227 | 0 | 0 | 1423 | 53 | 358 | 11781 | 3288 | 1032 | 0 | 995 | 797 | 219 | 1191 | 0 | 242 | 1200 | 0 | 465 | 0 | 0 | 0 | 0 | 0 | 0 | 0 | 0 | 0
2040-02-20 | 9 | 44.54 | -23656 | -3248 | -800 | 0 | 0 | 0 | 4581 | 0 | 0 | 1423 | 53 | 341 | 9804 | 3288 | 648 | 0 | 740 | 3476 | 219 | 1200 | 0 | 266 | 1200 | 0 | 465 | 0 | 0 | 0 | 0 | 0 | 0 | 0 | 0 | 0
2040-02-20 | 10 | 41.94 | -23756 | -3060 | -927 | 0 | 0 | 0 | 4650 | 0 | 0 | 1166 | 53 | 341 | 8065 | 3288 | 255 | 0 | 592 | 5945 | 219 | 1223 | 0 | 282 | 1200 | 0 | 465 | 0 | 0 | 0 | 0 | 0 | 0 | 0 | 0 | 0
2040-02-20 | 11 | 39.94 | -23708 | -2788 | -909 | 0 | -558 | 0 | 4618 | 0 | 0 | 978 | 53 | 341 | 6883 | 3288 | 101 | 0 | 456 | 7850 | 219 | 1238 | 0 | 273 | 1200 | 0 | 465 | 0 | 0 | 0 | 0 | 0 | 0 | 0 | 0 | 0
2040-02-20 | 12 | 39.94 | -23573 | -2610 | -781 | 0 | -1434 | 0 | 4523 | 0 | 0 | 846 | 53 | 341 | 6827 | 3288 | 69 | 0 | 425 | 8620 | 219 | 1239 | 0 | 283 | 1200 | 0 | 465 | 0 | 0 | 0 | 0 | 0 | 0 | 0 | 0 | 0
2040-02-20 | 13 | 39.94 | -23374 | -2526 | -1018 | 0 | -1294 | 0 | 4386 | 0 | 0 | 916 | 53 | 341 | 6827 | 3288 | 45 | 0 | 374 | 8552 | 219 | 1242 | 0 | 304 | 1200 | 0 | 465 | 0 | 0 | 0 | 0 | 0 | 0 | 0 | 0 | 0
2040-02-20 | 14 | 39.94 | -23234 | -2442 | -999 | 0 | -82 | 0 | 4285 | 0 | 0 | 1060 | 53 | 341 | 6765 | 3288 | 40 | 0 | 343 | 7133 | 219 | 1244 | 0 | 322 | 1200 | 0 | 465 | 0 | 0 | 0 | 0 | 0 | 0 | 0 | 0 | 0
2040-02-20 | 15 | 42.02 | -23000 | -2442 | -890 | 0 | 0 | 0 | 4122 | 0 | 0 | 1166 | 53 | 341 | 7982 | 3288 | 56 | 0 | 312 | 5573 | 219 | 1241 | 0 | 317 | 1200 | 0 | 465 | 0 | 0 | 0 | 0 | 0 | 0 | 0 | 0 | 0
2040-02-20 | 16 | 45.13 | -22921 | -2359 | -1181 | 0 | 0 | 0 | 4069 | 0 | 0 | 1423 | 53 | 341 | 9902 | 3288 | 94 | 0 | 213 | 3660 | 219 | 1244 | 0 | 290 | 1200 | 0 | 465 | 0 | 0 | 0 | 0 | 0 | 0 | 0 | 0 | 0
2040-02-20 | 17 | 52.77 | -23279 | -2275 | -1508 | 0 | 0 | 0 | 4317 | 100 | 0 | 1423 | 53 | 388 | 12508 | 3288 | 129 | 0 | 177 | 1271 | 219 | 1235 | 0 | 290 | 1200 | 0 | 465 | 0 | 0 | 0 | 0 | 0 | 0 | 0 | 0 | 0
2040-02-20 | 18 | 52.93 | -24393 | -2359 | -1817 | 0 | 1392 | 0 | 5099 | 100 | 0 | 1423 | 53 | 388 | 12976 | 3288 | 184 | 0 | 203 | 49 | 219 | 1229 | 0 | 302 | 1200 | 0 | 465 | 0 | 0 | 0 | 0 | 0 | 0 | 0 | 0 | 0
2040-02-20 | 19 | 52.93 | -24660 | -2442 | -1745 | 0 | 1445 | 0 | 5284 | 100 | 0 | 1423 | 53 | 388 | 12886 | 3288 | 282 | 0 | 266 | 0 | 219 | 1227 | 0 | 322 | 1200 | 0 | 465 | 0 | 0 | 0 | 0 | 0 | 0 | 0 | 0 | 0
2040-02-20 | 20 | 52.93 | -23998 | -2442 | -1236 | 0 | 518 | 0 | 4819 | 100 | 0 | 1423 | 53 | 388 | 12886 | 3288 | 395 | 0 | 360 | 0 | 219 | 1221 | 0 | 342 | 1200 | 0 | 465 | 0 | 0 | 0 | 0 | 0 | 0 | 0 | 0 | 0
2040-02-20 | 21 | 50.87 | -23027 | -2442 | -1127 | 0 | 0 | 0 | 4143 | 100 | 0 | 1423 | 53 | 388 | 12588 | 3288 | 718 | 0 | 439 | 0 | 219 | 1211 | 0 | 362 | 1200 | 0 | 465 | 0 | 0 | 0 | 0 | 0 | 0 | 0 | 0 | 0
2040-02-20 | 22 | 46.04 | -21653 | -2526 | -945 | 0 | 0 | 0 | 3181 | 0 | 0 | 1423 | 53 | 341 | 10708 | 3288 | 2138 | 0 | 492 | 0 | 219 | 1214 | 0 | 403 | 1200 | 0 | 465 | 0 | 0 | 0 | 0 | 0 | 0 | 0 | 0 | 0
2040-02-20 | 23 | 41.44 | -19984 | -2526 | -781 | 0 | 0 | 0 | 2013 | 0 | 0 | 1165 | 53 | 341 | 7702 | 3288 | 4711 | 0 | 491 | 0 | 219 | 1208 | 0 | 436 | 1200 | 0 | 465 | 0 | 0 | 0 | 0 | 0 | 0 | 0 | 0 | 0
2040-02-20 | 24 | 38.14 | -18581 | -2526 | -636 | 0 | 0 | 0 | 1030 | 0 | 0 | 814 | 53 | 341 | 5215 | 3288 | 7005 | 0 | 514 | 0 | 219 | 1194 | 0 | 406 | 1200 | 0 | 465 | 0 | 0 | 0 | 0 | 0 | 0 | 0 | 0 | 0
2040-02-21 | 1 | 24.84 | -17668 | -2526 | -563 | 0 | 0 | -434 | 1532 | 0 | 0 | 681 | 53 | 341 | 3722 | 3288 | 7166 | 0 | 600 | 0 | 219 | 1187 | 0 | 739 | 1200 | 0 | 465 | 0 | 0 | 0 | 0 | 0 | 0 | 0 | 0 | 0
2040-02-21 | 2 | 24.84 | -17130 | -2526 | -509 | 0 | 0 | -109 | 1125 | 0 | 0 | 678 | 53 | 341 | 3181 | 3288 | 7174 | 0 | 632 | 0 | 218 | 1188 | 0 | 732 | 1200 | 0 | 465 | 0 | 0 | 0 | 0 | 0 | 0 | 0 | 0 | 0
2040-02-21 | 3 | 24.84 | -16865 | -2442 | -436 | 0 | 0 | -319 | 919 | 0 | 0 | 646 | 53 | 341 | 2961 | 3288 | 7186 | 0 | 888 | 0 | 219 | 1185 | 0 | 713 | 1200 | 0 | 465 | 0 | 0 | 0 | 0 | 0 | 0 | 0 | 0 | 0
2040-02-21 | 4 | 24.84 | -16807 | -2359 | -418 | 0 | 0 | -33 | 877 | 0 | 0 | 634 | 53 | 341 | 2753 | 3288 | 7186 | 0 | 1044 | 0 | 219 | 1187 | 0 | 370 | 1200 | 0 | 465 | 0 | 0 | 0 | 0 | 0 | 0 | 0 | 0 | 0
2040-02-21 | 5 | 24.84 | -17181 | -2275 | -418 | 0 | 0 | -101 | 1162 | 0 | 0 | 634 | 53 | 341 | 2753 | 3288 | 7197 | 0 | 1136 | 0 | 219 | 1188 | 0 | 340 | 1200 | 0 | 465 | 0 | 0 | 0 | 0 | 0 | 0 | 0 | 0 | 0
2040-02-21 | 6 | 27.7 | -18394 | -2197 | -436 | 0 | 0 | 0 | 2092 | 0 | 0 | 634 | 53 | 341 | 2852 | 3288 | 7197 | 0 | 1220 | 0 | 219 | 1188 | 0 | 278 | 1200 | 0 | 465 | 0 | 0 | 0 | 0 | 0 | 0 | 0 | 0 | 0
2040-02-21 | 7 | 33.57 | -20200 | -2197 | -545 | 0 | 0 | 465 | 3472 | 0 | 0 | 678 | 53 | 341 | 3017 | 3288 | 7203 | 0 | 1107 | 20 | 219 | 1188 | 0 | 226 | 1200 | 0 | 465 | 0 | 0 | 0 | 0 | 0 | 0 | 0 | 0 | 0
2040-02-21 | 8 | 33.57 | -21531 | -2197 | -672 | 0 | 0 | 272 | 4486 | 0 | 0 | 658 | 53 | 341 | 3089 | 3288 | 7183 | 0 | 1048 | 666 | 219 | 1191 | 0 | 242 | 1200 | 0 | 465 | 0 | 0 | 0 | 0 | 0 | 0 | 0 | 0 | 0
2040-02-21 | 9 | 24.2 | -22179 | -2197 | -800 | 0 | 0 | 0 | 4983 | 0 | 0 | 627 | 53 | 242 | 1740 | 3288 | 7184 | 0 | 1057 | 2652 | 219 | 1200 | 0 | 266 | 1200 | 0 | 465 | 0 | 0 | 0 | 0 | 0 | 0 | 0 | 0 | 0
2040-02-21 | 10 | 17.91 | -22307 | -2118 | -927 | 0 | 0 | -377 | 5083 | 0 | 0 | 627 | 53 | 166 | 110 | 3288 | 7201 | 0 | 956 | 4856 | 219 | 1223 | 0 | 282 | 1200 | 0 | 465 | 0 | 0 | 0 | 0 | 0 | 0 | 0 | 0 | 0
2040-02-21 | 11 | 15.23 | -22219 | -2040 | -909 | 0 | -936 | -1859 | 5015 | 0 | 0 | 627 | 53 | 160 | 110 | 3288 | 7210 | 0 | 732 | 7373 | 219 | 1238 | 0 | 273 | 1200 | 0 | 465 | 0 | 0 | 0 | 0 | 0 | 0 | 0 | 0 | 0
2040-02-21 | 12 | 15.23 | -22025 | -1820 | -781 | 0 | -1899 | -1859 | 4867 | 0 | 0 | 627 | 53 | 160 | 0 | 3288 | 7176 | 0 | 564 | 8245 | 219 | 1239 | 0 | 283 | 1200 | 0 | 465 | 0 | 0 | 0 | 0 | 0 | 0 | 0 | 0 | 0
2040-02-21 | 13 | 15.23 | -21571 | -1611 | -1018 | 0 | -1235 | -1859 | 4518 | 0 | 0 | 627 | 53 | 160 | 0 | 3288 | 7110 | 0 | 483 | 7625 | 219 | 1242 | 0 | 304 | 1200 | 0 | 465 | 0 | 0 | 0 | 0 | 0 | 0 | 0 | 0 | 0
2040-02-21 | 14 | 15.23 | -21289 | -1355 | -999 | 0 | -507 | -1859 | 4301 | 0 | 0 | 627 | 53 | 160 | 0 | 3288 | 6897 | 0 | 559 | 6674 | 219 | 1244 | 0 | 322 | 1200 | 0 | 465 | 0 | 0 | 0 | 0 | 0 | 0 | 0 | 0 | 0
2040-02-21 | 15 | 15.23 | -20771 | -1182 | -890 | 0 | -255 | -1859 | 3905 | 0 | 0 | 627 | 53 | 160 | 0 | 3288 | 6756 | 0 | 865 | 5863 | 219 | 1241 | 0 | 317 | 1200 | 0 | 465 | 0 | 0 | 0 | 0 | 0 | 0 | 0 | 0 | 0
2040-02-21 | 16 | 24.2 | -20527 | -1072 | -1181 | 0 | 140 | 0 | 3720 | 0 | 0 | 627 | 53 | 225 | 0 | 3288 | 6656 | 0 | 1244 | 3410 | 219 | 1244 | 0 | 290 | 1200 | 0 | 465 | 0 | 0 | 0 | 0 | 0 | 0 | 0 | 0 | 0
2040-02-21 | 17 | 24.2 | -20860 | -1124 | -1508 | 0 | 257 | 1102 | 3974 | 0 | 0 | 634 | 53 | 225 | 1022 | 3288 | 6646 | 0 | 1635 | 1250 | 219 | 1235 | 0 | 290 | 1200 | 0 | 465 | 0 | 0 | 0 | 0 | 0 | 0 | 0 | 0 | 0
2040-02-21 | 18 | 24.2 | -21956 | -1182 | -1817 | 0 | 1338 | 1544 | 4814 | 0 | 0 | 681 | 53 | 223 | 1022 | 3288 | 6621 | 0 | 1886 | 72 | 219 | 1229 | 0 | 302 | 1200 | 0 | 465 | 0 | 0 | 0 | 0 | 0 | 0 | 0 | 0 | 0
2040-02-21 | 19 | 24.2 | -22573 | -1297 | -1745 | 0 | 896 | 1549 | 5284 | 0 | 0 | 681 | 53 | 219 | 1462 | 3288 | 6803 | 0 | 1947 | 0 | 219 | 1227 | 0 | 322 | 1200 | 0 | 465 | 0 | 0 | 0 | 0 | 0 | 0 | 0 | 0 | 0
2040-02-21 | 20 | 24.2 | -22073 | -1417 | -1236 | 0 | 421 | 1290 | 4904 | 0 | 0 | 646 | 53 | 219 | 1462 | 3288 | 6993 | 0 | 2005 | 0 | 219 | 1221 | 0 | 342 | 1200 | 0 | 465 | 0 | 0 | 0 | 0 | 0 | 0 | 0 | 0 | 0
2040-02-21 | 21 | 24.2 | -21265 | -1417 | -1127 | 0 | 828 | 576 | 4285 | 0 | 0 | 634 | 53 | 219 | 1462 | 3288 | 7009 | 0 | 1999 | 0 | 219 | 1211 | 0 | 362 | 1200 | 0 | 465 | 0 | 0 | 0 | 0 | 0 | 0 | 0 | 0 | 0
2040-02-21 | 22 | 24.2 | -20069 | -1480 | -945 | 0 | 102 | 791 | 3371 | 0 | 0 | 634 | 53 | 219 | 1462 | 3288 | 7044 | 0 | 2031 | 0 | 219 | 1214 | 0 | 403 | 1200 | 0 | 465 | 0 | 0 | 0 | 0 | 0 | 0 | 0 | 0 | 0
2040-02-21 | 23 | 24.2 | -18528 | -1480 | -781 | 0 | 175 | 305 | 2193 | 0 | 0 | 634 | 53 | 219 | 1462 | 3288 | 6950 | 0 | 1984 | 0 | 219 | 1208 | 0 | 436 | 1200 | 0 | 465 | 0 | 0 | 0 | 0 | 0 | 0 | 0 | 0 | 0
2040-02-21 | 24 | 0 | -17186 | -1548 | -636 | 0 | 0 | 0 | 1168 | 0 | 0 | 617 | 48 | 160 | 1819 | 3288 | 6926 | 0 | 1995 | 0 | 219 | 1194 | 0 | 406 | 1200 | 0 | 332 | 0 | 0 | 0 | 0 | 0 | 0 | 0 | 0 | 0
2040-02-22 | 1 | 29.62 | -16300 | -1548 | -563 | 0 | -484 | -1236 | 935 | 0 | 0 | 627 | 53 | 319 | 2463 | 3288 | 6679 | 0 | 1956 | 0 | 219 | 1187 | 0 | 739 | 1200 | 0 | 465 | 0 | 0 | 0 | 0 | 0 | 0 | 0 | 0 | 0
2040-02-22 | 2 | 29.62 | -15747 | -1548 | -509 | 0 | -241 | -990 | 528 | 0 | 0 | 627 | 53 | 335 | 2463 | 3288 | 6022 | 0 | 1916 | 0 | 218 | 1188 | 0 | 732 | 1200 | 0 | 465 | 0 | 0 | 0 | 0 | 0 | 0 | 0 | 0 | 0
2040-02-22 | 3 | 29.62 | -15518 | -1611 | -436 | 0 | -600 | -742 | 528 | 0 | 0 | 634 | 53 | 341 | 2843 | 3288 | 5543 | 0 | 1895 | 0 | 219 | 1185 | 0 | 713 | 1200 | 0 | 465 | 0 | 0 | 0 | 0 | 0 | 0 | 0 | 0 | 0
2040-02-22 | 4 | 29.62 | -15528 | -1611 | -418 | 0 | 0 | -789 | 528 | 0 | 0 | 634 | 53 | 341 | 2976 | 3288 | 5221 | 0 | 1864 | 0 | 219 | 1187 | 0 | 370 | 1200 | 0 | 465 | 0 | 0 | 0 | 0 | 0 | 0 | 0 | 0 | 0
2040-02-22 | 5 | 29.62 | -16021 | -1679 | -418 | 0 | -70 | -655 | 713 | 0 | 0 | 634 | 53 | 341 | 3567 | 3288 | 5065 | 0 | 1770 | 0 | 219 | 1188 | 0 | 340 | 1200 | 0 | 465 | 0 | 0 | 0 | 0 | 0 | 0 | 0 | 0 | 0
2040-02-22 | 6 | 29.62 | -17319 | -1679 | -436 | 0 | 0 | -527 | 1738 | 0 | 0 | 678 | 53 | 341 | 4027 | 3288 | 4831 | 0 | 1655 | 0 | 219 | 1188 | 0 | 278 | 1200 | 0 | 465 | 0 | 0 | 0 | 0 | 0 | 0 | 0 | 0 | 0
2040-02-22 | 7 | 29.8 | -19348 | -1679 | -545 | 0 | 0 | 0 | 3345 | 0 | 0 | 692 | 53 | 341 | 4035 | 3288 | 4844 | 0 | 1651 | 26 | 219 | 1188 | 0 | 226 | 1200 | 0 | 465 | 0 | 0 | 0 | 0 | 0 | 0 | 0 | 0 | 0
2040-02-22 | 8 | 30.84 | -20601 | -1752 | -672 | 0 | 0 | 0 | 4338 | 0 | 0 | 709 | 53 | 341 | 4377 | 3288 | 4206 | 0 | 1592 | 804 | 219 | 1191 | 0 | 242 | 1200 | 0 | 465 | 0 | 0 | 0 | 0 | 0 | 0 | 0 | 0 | 0
2040-02-22 | 9 | 29.62 | -21098 | -1752 | -800 | 0 | -150 | -978 | 4734 | 0 | 0 | 646 | 53 | 341 | 4226 | 3288 | 3740 | 0 | 1544 | 2857 | 219 | 1200 | 0 | 266 | 1200 | 0 | 465 | 0 | 0 | 0 | 0 | 0 | 0 | 0 | 0 | 0
2040-02-22 | 10 | 29.62 | -21241 | -1611 | -927 | 0 | -300 | -1703 | 4845 | 0 | 0 | 631 | 53 | 341 | 3728 | 3288 | 2945 | 0 | 1612 | 4951 | 219 | 1223 | 0 | 282 | 1200 | 0 | 465 | 0 | 0 | 0 | 0 | 0 | 0 | 0 | 0 | 0
2040-02-22 | 11 | 29.62 | -21258 | -1548 | -909 | 0 | -1057 | -1859 | 4861 | 0 | 0 | 627 | 53 | 341 | 3214 | 3288 | 2217 | 0 | 1554 | 7080 | 219 | 1238 | 0 | 273 | 1200 | 0 | 465 | 0 | 0 | 0 | 0 | 0 | 0 | 0 | 0 | 0
2040-02-22 | 12 | 26.83 | -21088 | -1480 | -781 | -284 | -2000 | -1859 | 4724 | 0 | 0 | 627 | 53 | 341 | 2563 | 3288 | 1577 | 0 | 1543 | 9371 | 219 | 1239 | 0 | 283 | 1200 | 0 | 465 | 0 | 0 | 0 | 0 | 0 | 0 | 0 | 0 | 0
2040-02-22 | 13 | 29.62 | -20673 | -1417 | -1018 | 0 | -1443 | -1859 | 4396 | 0 | 0 | 627 | 53 | 341 | 2244 | 3288 | 1311 | 0 | 1546 | 9175 | 219 | 1242 | 0 | 304 | 1200 | 0 | 465 | 0 | 0 | 0 | 0 | 0 | 0 | 0 | 0 | 0
2040-02-22 | 14 | 29.62 | -20331 | -1355 | -999 | 0 | -688 | -1831 | 4127 | 0 | 0 | 627 | 53 | 341 | 2244 | 3288 | 991 | 0 | 1433 | 8651 | 219 | 1244 | 0 | 322 | 1200 | 0 | 465 | 0 | 0 | 0 | 0 | 0 | 0 | 0 | 0 | 0
2040-02-22 | 15 | 29.8 | -19938 | -1355 | -890 | 0 | 0 | 0 | 3815 | 0 | 0 | 634 | 53 | 341 | 1879 | 3288 | 822 | 0 | 1406 | 6505 | 219 | 1241 | 0 | 317 | 1200 | 0 | 465 | 0 | 0 | 0 | 0 | 0 | 0 | 0 | 0 | 0
2040-02-22 | 16 | 40.93 | -19815 | -1297 | -1181 | 0 | 263 | 1071 | 3715 | 0 | 0 | 755 | 53 | 341 | 3478 | 3288 | 742 | 0 | 1478 | 3693 | 219 | 1244 | 0 | 290 | 1200 | 0 | 465 | 0 | 0 | 0 | 0 | 0 | 0 | 0 | 0 | 0
2040-02-22 | 17 | 40.93 | -20231 | -1355 | -1508 | 0 | 870 | 1670 | 4048 | 0 | 0 | 1119 | 53 | 341 | 5120 | 3288 | 541 | 0 | 1539 | 1097 | 219 | 1235 | 0 | 290 | 1200 | 0 | 465 | 0 | 0 | 0 | 0 | 0 | 0 | 0 | 0 | 0
2040-02-22 | 18 | 40.93 | -21286 | -1480 | -1817 | 241 | 1825 | 1824 | 4882 | 0 | 0 | 1362 | 53 | 341 | 5286 | 3288 | 424 | 0 | 1580 | 62 | 219 | 1229 | 0 | 302 | 1200 | 0 | 465 | 0 | 0 | 0 | 0 | 0 | 0 | 0 | 0 | 0
2040-02-22 | 19 | 40.93 | -21795 | -1611 | -1745 | 0 | 1620 | 1654 | 5284 | 0 | 0 | 1405 | 53 | 341 | 5960 | 3288 | 442 | 0 | 1670 | 0 | 219 | 1227 | 0 | 322 | 1200 | 0 | 465 | 0 | 0 | 0 | 0 | 0 | 0 | 0 | 0 | 0
2040-02-22 | 20 | 40.93 | -21286 | -1611 | -1236 | 0 | 1078 | 1654 | 4882 | 0 | 0 | 1293 | 53 | 341 | 5960 | 3288 | 451 | 0 | 1686 | 0 | 219 | 1221 | 0 | 342 | 1200 | 0 | 465 | 0 | 0 | 0 | 0 | 0 | 0 | 0 | 0 | 0
2040-02-22 | 21 | 40.93 | -20630 | -1752 | -1127 | 0 | 120 | 1593 | 4365 | 0 | 0 | 1209 | 53 | 341 | 6838 | 3288 | 639 | 0 | 1607 | 0 | 219 | 1211 | 0 | 362 | 1200 | 0 | 465 | 0 | 0 | 0 | 0 | 0 | 0 | 0 | 0 | 0
2040-02-22 | 22 | 40.93 | -19709 | -1820 | -945 | 4 | 122 | 1146 | 3635 | 0 | 0 | 1166 | 53 | 341 | 6821 | 3288 | 821 | 0 | 1577 | 0 | 219 | 1214 | 0 | 403 | 1200 | 0 | 465 | 0 | 0 | 0 | 0 | 0 | 0 | 0 | 0 | 0
2040-02-22 | 23 | 40.93 | -18500 | -1966 | -781 | 0 | 150 | 507 | 2674 | 0 | 0 | 1119 | 53 | 341 | 6814 | 3288 | 1155 | 0 | 1620 | 0 | 219 | 1208 | 0 | 436 | 1200 | 0 | 465 | 0 | 0 | 0 | 0 | 0 | 0 | 0 | 0 | 0
2040-02-22 | 24 | 40.68 | -17325 | -2040 | -636 | 0 | 0 | 0 | 1744 | 0 | 0 | 1060 | 53 | 341 | 6747 | 3288 | 1694 | 0 | 1591 | 0 | 219 | 1194 | 0 | 406 | 1200 | 0 | 465 | 0 | 0 | 0 | 0 | 0 | 0 | 0 | 0 | 0
2040-02-23 | 1 | 36.31 | -16479 | -2040 | -563 | 0 | 0 | 0 | 1548 | 0 | 0 | 944 | 53 | 341 | 5744 | 3288 | 2012 | 0 | 1343 | 0 | 219 | 1187 | 0 | 739 | 1200 | 0 | 465 | 0 | 0 | 0 | 0 | 0 | 0 | 0 | 0 | 0
2040-02-23 | 2 | 37.4 | -15989 | -2118 | -509 | 0 | 0 | 0 | 1147 | 0 | 0 | 944 | 53 | 341 | 5788 | 3288 | 2164 | 0 | 1090 | 0 | 218 | 1188 | 0 | 732 | 1200 | 0 | 465 | 0 | 0 | 0 | 0 | 0 | 0 | 0 | 0 | 0
2040-02-23 | 3 | 38.05 | -15794 | -2197 | -436 | 0 | 0 | 0 | 983 | 0 | 0 | 944 | 53 | 341 | 5810 | 3288 | 2255 | 0 | 971 | 0 | 219 | 1185 | 0 | 713 | 1200 | 0 | 465 | 0 | 0 | 0 | 0 | 0 | 0 | 0 | 0 | 0
2040-02-23 | 4 | 40.08 | -15776 | -2275 | -418 | 0 | 0 | 0 | 967 | 0 | 0 | 1025 | 53 | 341 | 6653 | 3288 | 1838 | 0 | 863 | 0 | 219 | 1187 | 0 | 370 | 1200 | 0 | 465 | 0 | 0 | 0 | 0 | 0 | 0 | 0 | 0 | 0
2040-02-23 | 5 | 42.44 | -16032 | -2442 | -418 | 0 | 0 | 0 | 1178 | 0 | 0 | 1107 | 53 | 341 | 7575 | 3288 | 1178 | 0 | 761 | 0 | 219 | 1188 | 0 | 340 | 1200 | 0 | 465 | 0 | 0 | 0 | 0 | 0 | 0 | 0 | 0 | 0
2040-02-23 | 6 | 42.13 | -16704 | -2442 | -436 | 0 | 0 | 0 | 1733 | 0 | 0 | 1165 | 53 | 341 | 7885 | 3288 | 785 | 0 | 982 | 0 | 219 | 1188 | 0 | 278 | 1200 | 0 | 465 | 0 | 0 | 0 | 0 | 0 | 0 | 0 | 0 | 0
2040-02-23 | 7 | 42.91 | -17684 | -2526 | -545 | 0 | 0 | 0 | 2536 | 0 | 0 | 1209 | 53 | 341 | 8483 | 3288 | 539 | 0 | 973 | 36 | 219 | 1188 | 0 | 226 | 1200 | 0 | 465 | 0 | 0 | 0 | 0 | 0 | 0 | 0 | 0 | 0
2040-02-23 | 8 | 42.6 | -18632 | -2610 | -672 | 0 | 0 | 0 | 3313 | 0 | 0 | 1166 | 53 | 341 | 8370 | 3288 | 334 | 0 | 891 | 842 | 219 | 1191 | 0 | 242 | 1200 | 0 | 465 | 0 | 0 | 0 | 0 | 0 | 0 | 0 | 0 | 0
2040-02-23 | 9 | 40.34 | -19552 | -2359 | -800 | 0 | 0 | 0 | 4063 | 0 | 0 | 1093 | 53 | 341 | 7058 | 3288 | 123 | 0 | 777 | 2565 | 219 | 1200 | 0 | 266 | 1200 | 0 | 465 | 0 | 0 | 0 | 0 | 0 | 0 | 0 | 0 | 0
2040-02-23 | 10 | 34.28 | -19990 | -2118 | -927 | 0 | 0 | 0 | 4423 | 0 | 0 | 794 | 53 | 341 | 5046 | 3288 | 41 | 0 | 659 | 5003 | 219 | 1223 | 0 | 282 | 1200 | 0 | 465 | 0 | 0 | 0 | 0 | 0 | 0 | 0 | 0 | 0
2040-02-23 | 11 | 34.22 | -20052 | -1893 | -909 | 0 | 0 | -1050 | 4476 | 0 | 0 | 646 | 53 | 341 | 4244 | 3288 | 18 | 0 | 562 | 6882 | 219 | 1238 | 0 | 273 | 1200 | 0 | 465 | 0 | 0 | 0 | 0 | 0 | 0 | 0 | 0 | 0
2040-02-23 | 12 | 34.22 | -19923 | -1820 | -781 | 0 | 0 | -1577 | 4370 | 0 | 0 | 634 | 53 | 341 | 4244 | 3288 | 12 | 0 | 578 | 7175 | 219 | 1239 | 0 | 283 | 1200 | 0 | 465 | 0 | 0 | 0 | 0 | 0 | 0 | 0 | 0 | 0
2040-02-23 | 13 | 34.22 | -19578 | -1752 | -1018 | 0 | 0 | -416 | 4085 | 0 | 0 | 684 | 53 | 341 | 4244 | 3288 | 15 | 0 | 650 | 5975 | 219 | 1242 | 0 | 304 | 1200 | 0 | 465 | 0 | 0 | 0 | 0 | 0 | 0 | 0 | 0 | 0
2040-02-23 | 14 | 34.22 | -19192 | -1679 | -999 | 0 | 0 | -384 | 3773 | 0 | 0 | 692 | 53 | 341 | 4216 | 3288 | 8 | 0 | 638 | 5795 | 219 | 1244 | 0 | 322 | 1200 | 0 | 465 | 0 | 0 | 0 | 0 | 0 | 0 | 0 | 0 | 0
2040-02-23 | 15 | 41.94 | -18949 | -1611 | -890 | 0 | 0 | 0 | 3572 | 0 | 0 | 794 | 53 | 341 | 5239 | 3288 | 6 | 0 | 542 | 4174 | 219 | 1241 | 0 | 317 | 1200 | 0 | 465 | 0 | 0 | 0 | 0 | 0 | 0 | 0 | 0 | 0
2040-02-23 | 16 | 46.24 | -18968 | -1611 | -1181 | 0 | 0 | 234 | 3588 | 0 | 0 | 1093 | 53 | 341 | 7064 | 3288 | 9 | 0 | 460 | 2213 | 219 | 1244 | 0 | 290 | 1200 | 0 | 465 | 0 | 0 | 0 | 0 | 0 | 0 | 0 | 0 | 0
2040-02-23 | 17 | 46.24 | -19449 | -1611 | -1508 | 0 | 0 | 1061 | 3984 | 0 | 0 | 1362 | 53 | 341 | 8061 | 3288 | 16 | 0 | 388 | 604 | 219 | 1235 | 0 | 290 | 1200 | 0 | 465 | 0 | 0 | 0 | 0 | 0 | 0 | 0 | 0 | 0
2040-02-23 | 18 | 46.24 | -20523 | -1679 | -1817 | 0 | 0 | 975 | 4861 | 0 | 0 | 1423 | 53 | 341 | 9139 | 3288 | 19 | 0 | 451 | 55 | 219 | 1229 | 0 | 302 | 1200 | 0 | 465 | 0 | 0 | 0 | 0 | 0 | 0 | 0 | 0 | 0
2040-02-23 | 19 | 46.24 | -21037 | -1752 | -1745 | 0 | 0 | 266 | 5284 | 0 | 0 | 1423 | 53 | 341 | 9875 | 3288 | 43 | 0 | 528 | 0 | 219 | 1227 | 0 | 322 | 1200 | 0 | 465 | 0 | 0 | 0 | 0 | 0 | 0 | 0 | 0 | 0
2040-02-23 | 20 | 43.89 | -20561 | -1820 | -1236 | 0 | 0 | 0 | 4893 | 0 | 0 | 1423 | 53 | 341 | 9623 | 3288 | 103 | 0 | 446 | 0 | 219 | 1221 | 0 | 342 | 1200 | 0 | 465 | 0 | 0 | 0 | 0 | 0 | 0 | 0 | 0 | 0
2040-02-23 | 21 | 43.71 | -19904 | -1893 | -1127 | 0 | 0 | 0 | 4354 | 0 | 0 | 1411 | 53 | 341 | 9496 | 3288 | 214 | 0 | 310 | 0 | 219 | 1211 | 0 | 362 | 1200 | 0 | 465 | 0 | 0 | 0 | 0 | 0 | 0 | 0 | 0 | 0
2040-02-23 | 22 | 43.26 | -19027 | -1820 | -945 | 0 | 0 | 0 | 3635 | 0 | 0 | 1362 | 53 | 341 | 9030 | 3288 | 337 | 0 | 245 | 0 | 219 | 1214 | 0 | 403 | 1200 | 0 | 465 | 0 | 0 | 0 | 0 | 0 | 0 | 0 | 0 | 0
2040-02-23 | 23 | 42.58 | -17919 | -1893 | -781 | 0 | 0 | 0 | 2727 | 0 | 0 | 1230 | 53 | 341 | 8519 | 3288 | 656 | 0 | 253 | 0 | 219 | 1208 | 0 | 436 | 1200 | 0 | 465 | 0 | 0 | 0 | 0 | 0 | 0 | 0 | 0 | 0
2040-02-23 | 24 | 40.34 | -16833 | -1966 | -636 | 0 | 0 | 0 | 1834 | 0 | 0 | 1093 | 53 | 341 | 7162 | 3288 | 1902 | 0 | 280 | 0 | 219 | 1194 | 0 | 406 | 1200 | 0 | 465 | 0 | 0 | 0 | 0 | 0 | 0 | 0 | 0 | 0
2040-02-24 | 1 | 37.61 | -16009 | -1893 | -745 | 0 | 0 | 0 | 861 | 0 | 0 | 944 | 53 | 341 | 5702 | 3288 | 3298 | 0 | 351 | 0 | 219 | 1187 | 0 | 739 | 1200 | 0 | 465 | 0 | 0 | 0 | 0 | 0 | 0 | 0 | 0 | 0
2040-02-24 | 2 | 30.24 | -15476 | -1966 | -636 | 0 | 0 | 0 | 528 | 0 | 0 | 742 | 53 | 341 | 4211 | 3288 | 4532 | 0 | 580 | 0 | 218 | 1188 | 0 | 732 | 1200 | 0 | 465 | 0 | 0 | 0 | 0 | 0 | 0 | 0 | 0 | 0
2040-02-24 | 3 | 22.05 | -15178 | -1893 | -563 | 0 | 0 | -14 | 528 | 0 | 0 | 634 | 53 | 181 | 2129 | 3288 | 6334 | 0 | 719 | 0 | 219 | 1185 | 0 | 713 | 1200 | 0 | 465 | 0 | 0 | 0 | 0 | 0 | 0 | 0 | 0 | 0
2040-02-24 | 4 | 22.05 | -15068 | -1893 | -527 | 0 | 0 | -109 | 528 | 0 | 0 | 627 | 53 | 166 | 1594 | 3288 | 7170 | 0 | 730 | 0 | 219 | 1187 | 0 | 370 | 1200 | 0 | 465 | 0 | 0 | 0 | 0 | 0 | 0 | 0 | 0 | 0
2040-02-24 | 5 | 22.05 | -15146 | -1893 | -509 | 0 | 0 | -290 | 528 | 0 | 0 | 627 | 53 | 160 | 1594 | 3288 | 7259 | 0 | 916 | 0 | 219 | 1188 | 0 | 340 | 1200 | 0 | 465 | 0 | 0 | 0 | 0 | 0 | 0 | 0 | 0 | 0
2040-02-24 | 6 | 22.05 | -15528 | -1820 | -527 | 0 | 0 | -169 | 528 | 0 | 0 | 627 | 53 | 160 | 1594 | 3288 | 7271 | 0 | 1172 | 0 | 219 | 1188 | 0 | 278 | 1200 | 0 | 465 | 0 | 0 | 0 | 0 | 0 | 0 | 0 | 0 | 0
2040-02-24 | 7 | 23.36 | -16223 | -1820 | -600 | 0 | 0 | 0 | 1030 | 0 | 0 | 627 | 53 | 190 | 1395 | 3288 | 7316 | 0 | 1440 | 4 | 219 | 1188 | 0 | 226 | 1200 | 0 | 465 | 0 | 0 | 0 | 0 | 0 | 0 | 0 | 0 | 0
2040-02-24 | 8 | 24.2 | -17158 | -1820 | -691 | 0 | 0 | 0 | 1781 | 0 | 0 | 627 | 53 | 234 | 1462 | 3288 | 7258 | 0 | 1506 | 143 | 219 | 1191 | 0 | 242 | 1200 | 0 | 465 | 0 | 0 | 0 | 0 | 0 | 0 | 0 | 0 | 0
2040-02-24 | 9 | 24.21 | -18415 | -1820 | -854 | 0 | 0 | 0 | 2785 | 0 | 0 | 627 | 53 | 304 | 1462 | 3288 | 7273 | 0 | 1589 | 359 | 219 | 1200 | 0 | 266 | 1200 | 0 | 465 | 0 | 0 | 0 | 0 | 0 | 0 | 0 | 0 | 0
2040-02-24 | 10 | 24.2 | -19465 | -1752 | -999 | 0 | 0 | 0 | 3630 | 0 | 0 | 627 | 53 | 212 | 1462 | 3288 | 7260 | 0 | 1671 | 625 | 219 | 1223 | 0 | 282 | 1200 | 0 | 465 | 0 | 0 | 0 | 0 | 0 | 0 | 0 | 0 | 0
2040-02-24 | 11 | 24.21 | -20136 | -1679 | -909 | 0 | 0 | 0 | 4164 | 0 | 0 | 627 | 53 | 277 | 587 | 3288 | 7260 | 0 | 1882 | 1191 | 219 | 1238 | 0 | 273 | 1200 | 0 | 465 | 0 | 0 | 0 | 0 | 0 | 0 | 0 | 0 | 0
2040-02-24 | 12 | 22.05 | -20468 | -1679 | -999 | 0 | 0 | -51 | 4433 | 0 | 0 | 627 | 53 | 160 | 0 | 3288 | 7260 | 0 | 1946 | 2024 | 219 | 1239 | 0 | 283 | 1200 | 0 | 465 | 0 | 0 | 0 | 0 | 0 | 0 | 0 | 0 | 0
2040-02-24 | 13 | 22.05 | -20467 | -1548 | -1090 | 0 | 0 | -411 | 4433 | 0 | 0 | 627 | 53 | 160 | 0 | 3288 | 7248 | 0 | 2016 | 2262 | 219 | 1242 | 0 | 304 | 1200 | 0 | 465 | 0 | 0 | 0 | 0 | 0 | 0 | 0 | 0 | 0
2040-02-24 | 14 | 22.05 | -20240 | -1480 | -1127 | 0 | 0 | -817 | 4248 | 0 | 0 | 627 | 53 | 160 | 0 | 3288 | 7248 | 0 | 2104 | 2486 | 219 | 1244 | 0 | 322 | 1200 | 0 | 465 | 0 | 0 | 0 | 0 | 0 | 0 | 0 | 0 | 0
2040-02-24 | 15 | 22.05 | -20035 | -1417 | -1163 | 0 | 0 | -679 | 4085 | 0 | 0 | 627 | 53 | 166 | 0 | 3288 | 7270 | 0 | 2098 | 2266 | 219 | 1241 | 0 | 317 | 1200 | 0 | 465 | 0 | 0 | 0 | 0 | 0 | 0 | 0 | 0 | 0
2040-02-24 | 16 | 22.05 | -20021 | -1417 | -1109 | 0 | 0 | -757 | 4074 | 0 | 0 | 627 | 53 | 181 | 0 | 3288 | 7276 | 0 | 2096 | 2291 | 219 | 1244 | 0 | 290 | 1200 | 0 | 465 | 0 | 0 | 0 | 0 | 0 | 0 | 0 | 0 | 0
2040-02-24 | 17 | 29.8 | -20425 | -1417 | -1090 | 0 | 0 | 328 | 4396 | 0 | 0 | 627 | 53 | 341 | 145 | 3288 | 7281 | 0 | 1974 | 1090 | 219 | 1235 | 0 | 290 | 1200 | 0 | 465 | 0 | 0 | 0 | 0 | 0 | 0 | 0 | 0 | 0
2040-02-24 | 18 | 29.8 | -21286 | -1417 | -1127 | 0 | 0 | 961 | 5088 | 0 | 0 | 634 | 53 | 341 | 819 | 3288 | 7287 | 0 | 1855 | 90 | 219 | 1229 | 0 | 302 | 1200 | 0 | 465 | 0 | 0 | 0 | 0 | 0 | 0 | 0 | 0 | 0
2040-02-24 | 19 | 29.8 | -21531 | -1417 | -1163 | 0 | 0 | 737 | 5284 | 0 | 0 | 634 | 53 | 341 | 1201 | 3288 | 7291 | 0 | 1850 | 0 | 219 | 1227 | 0 | 322 | 1200 | 0 | 465 | 0 | 0 | 0 | 0 | 0 | 0 | 0 | 0 | 0
2040-02-24 | 20 | 29.8 | -20845 | -1417 | -1090 | 0 | 0 | 278 | 4734 | 0 | 0 | 634 | 53 | 341 | 1594 | 3288 | 7276 | 0 | 1708 | 0 | 219 | 1221 | 0 | 342 | 1200 | 0 | 465 | 0 | 0 | 0 | 0 | 0 | 0 | 0 | 0 | 0
2040-02-24 | 21 | 29.8 | -19899 | -1417 | -1018 | 0 | 0 | 136 | 3974 | 0 | 0 | 634 | 53 | 341 | 1594 | 3288 | 7256 | 0 | 1602 | 0 | 219 | 1211 | 0 | 362 | 1200 | 0 | 465 | 0 | 0 | 0 | 0 | 0 | 0 | 0 | 0 | 0
2040-02-24 | 22 | 23.49 | -18669 | -1355 | -927 | 0 | 0 | 0 | 2991 | 0 | 0 | 627 | 53 | 233 | 1426 | 3288 | 7259 | 0 | 1572 | 0 | 219 | 1214 | 0 | 403 | 1200 | 0 | 465 | 0 | 0 | 0 | 0 | 0 | 0 | 0 | 0 | 0
2040-02-24 | 23 | 23.37 | -17301 | -1417 | -927 | 0 | 0 | 0 | 1897 | 0 | 0 | 627 | 53 | 211 | 1395 | 3288 | 7255 | 0 | 1390 | 0 | 219 | 1208 | 0 | 436 | 1200 | 0 | 465 | 0 | 0 | 0 | 0 | 0 | 0 | 0 | 0 | 0
2040-02-24 | 24 | 0 | -16206 | -1480 | -836 | 0 | 0 | 0 | 1015 | 0 | 0 | 461 | 48 | 160 | 1759 | 3288 | 7256 | 0 | 1185 | 0 | 219 | 1194 | 0 | 406 | 1200 | 0 | 332 | 0 | 0 | 0 | 0 | 0 | 0 | 0 | 0 | 0
2040-02-25 | 1 | 0.12 | -15453 | -1548 | -745 | 0 | 0 | -1170 | 528 | 0 | 0 | 627 | 53 | 160 | 2079 | 3288 | 7259 | 0 | 1232 | 0 | 219 | 1187 | 0 | 739 | 1200 | 0 | 345 | 0 | 0 | 0 | 0 | 0 | 0 | 0 | 0 | 0
2040-02-25 | 2 | 0.12 | -15068 | -1480 | -636 | 0 | 0 | -1372 | 528 | 0 | 0 | 627 | 53 | 160 | 1260 | 3288 | 7260 | 0 | 1706 | 0 | 218 | 1188 | 0 | 732 | 1200 | 0 | 336 | 0 | 0 | 0 | 0 | 0 | 0 | 0 | 0 | 0
2040-02-25 | 3 | 0.12 | -14934 | -1480 | -563 | 0 | 0 | -1848 | 528 | 0 | 0 | 627 | 53 | 160 | 1256 | 3288 | 7259 | 0 | 2001 | 0 | 219 | 1185 | 0 | 713 | 1200 | 0 | 336 | 0 | 0 | 0 | 0 | 0 | 0 | 0 | 0 | 0
2040-02-25 | 4 | 0.12 | -15116 | -1611 | -527 | 0 | 0 | -1255 | 528 | 0 | 0 | 627 | 53 | 160 | 1256 | 3288 | 7272 | 0 | 2013 | 0 | 219 | 1187 | 0 | 370 | 1200 | 0 | 336 | 0 | 0 | 0 | 0 | 0 | 0 | 0 | 0 | 0
2040-02-25 | 5 | 0.12 | -15770 | -1679 | -509 | 0 | 0 | -809 | 528 | 0 | 0 | 627 | 53 | 160 | 1546 | 3288 | 7285 | 0 | 1988 | 0 | 219 | 1188 | 0 | 340 | 1200 | 0 | 345 | 0 | 0 | 0 | 0 | 0 | 0 | 0 | 0 | 0
2040-02-25 | 6 | 0.16 | -17351 | -1752 | -527 | 0 | 0 | 692 | 539 | 0 | 0 | 634 | 53 | 160 | 1679 | 3288 | 7274 | 0 | 1994 | 0 | 219 | 1188 | 0 | 278 | 1200 | 0 | 434 | 0 | 0 | 0 | 0 | 0 | 0 | 0 | 0 | 0
2040-02-25 | 7 | 0.16 | -19669 | -1752 | -600 | 0 | 0 | 1398 | 2209 | 0 | 0 | 634 | 53 | 160 | 1679 | 3288 | 7274 | 0 | 1999 | 37 | 219 | 1188 | 0 | 226 | 1200 | 0 | 457 | 0 | 0 | 0 | 0 | 0 | 0 | 0 | 0 | 0
2040-02-25 | 8 | 0.16 | -20862 | -1893 | -691 | 0 | 0 | 132 | 3070 | 0 | 0 | 634 | 53 | 160 | 2817 | 3288 | 7285 | 0 | 2001 | 720 | 219 | 1191 | 0 | 242 | 1200 | 0 | 434 | 0 | 0 | 0 | 0 | 0 | 0 | 0 | 0 | 0
2040-02-25 | 9 | 0.12 | -21297 | -1820 | -854 | 0 | 0 | -1107 | 3382 | 0 | 0 | 627 | 53 | 160 | 2649 | 3288 | 7288 | 0 | 2113 | 2288 | 219 | 1200 | 0 | 266 | 1200 | 0 | 345 | 0 | 0 | 0 | 0 | 0 | 0 | 0 | 0 | 0
2040-02-25 | 10 | 0.12 | -21568 | -1893 | -999 | 0 | 0 | -1231 | 3577 | 0 | 0 | 627 | 53 | 160 | 2046 | 3288 | 7293 | 0 | 2155 | 3239 | 219 | 1223 | 0 | 282 | 1200 | 0 | 330 | 0 | 0 | 0 | 0 | 0 | 0 | 0 | 0 | 0
2040-02-25 | 11 | -3 | -21774 | -1820 | -909 | 0 | -1984 | -1859 | 3725 | 0 | 0 | 286 | 48 | 160 | 1726 | 3288 | 7286 | 0 | 2115 | 6503 | 219 | 1238 | 0 | 273 | 1200 | 0 | 280 | 0 | 0 | 0 | 0 | 0 | 0 | 0 | 0 | 0
2040-02-25 | 12 | -3 | -21803 | -1752 | -999 | 0 | -1292 | -1859 | 3746 | 0 | 0 | 286 | 48 | 160 | 1626 | 3288 | 7266 | 0 | 2090 | 5974 | 219 | 1239 | 0 | 283 | 1200 | 0 | 280 | 0 | 0 | 0 | 0 | 0 | 0 | 0 | 0 | 0
2040-02-25 | 13 | -3 | -21677 | -1820 | -1090 | 0 | -1914 | -1859 | 3657 | 0 | 0 | 286 | 48 | 160 | 1336 | 3288 | 7250 | 0 | 2032 | 7058 | 219 | 1242 | 0 | 304 | 1200 | 0 | 280 | 0 | 0 | 0 | 0 | 0 | 0 | 0 | 0 | 0
2040-02-25 | 14 | -3 | -21568 | -1820 | -1127 | 0 | -626 | -1859 | 3577 | 0 | 0 | 286 | 48 | 160 | 1336 | 3288 | 7220 | 0 | 1961 | 5858 | 219 | 1244 | 0 | 322 | 1200 | 0 | 280 | 0 | 0 | 0 | 0 | 0 | 0 | 0 | 0 | 0
2040-02-25 | 15 | 0.12 | -21350 | -1820 | -1163 | 0 | 0 | -1794 | 3419 | 0 | 0 | 627 | 53 | 160 | 1336 | 3288 | 7225 | 0 | 1914 | 4790 | 219 | 1241 | 0 | 317 | 1200 | 0 | 339 | 0 | 0 | 0 | 0 | 0 | 0 | 0 | 0 | 0
2040-02-25 | 16 | 0.12 | -21368 | -1893 | -1109 | 0 | 0 | -8 | 3435 | 0 | 0 | 627 | 53 | 160 | 1191 | 3288 | 7234 | 0 | 1889 | 3181 | 219 | 1244 | 0 | 290 | 1200 | 0 | 368 | 0 | 0 | 0 | 0 | 0 | 0 | 0 | 0 | 0
2040-02-25 | 17 | 3 | -21948 | -1893 | -1090 | 0 | 145 | 1121 | 3852 | 0 | 0 | 634 | 53 | 160 | 1847 | 3288 | 7236 | 0 | 1915 | 1272 | 219 | 1235 | 0 | 290 | 1200 | 0 | 465 | 0 | 0 | 0 | 0 | 0 | 0 | 0 | 0 | 0
2040-02-25 | 18 | 3 | -23240 | -1966 | -1127 | 0 | 1186 | 1628 | 4782 | 0 | 0 | 716 | 53 | 160 | 1847 | 3288 | 7242 | 0 | 1931 | 86 | 219 | 1229 | 0 | 302 | 1200 | 0 | 465 | 0 | 0 | 0 | 0 | 0 | 0 | 0 | 0 | 0
2040-02-25 | 19 | 3 | -23934 | -2118 | -1163 | 0 | 799 | 1615 | 5284 | 0 | 0 | 755 | 53 | 160 | 2577 | 3288 | 7265 | 0 | 1987 | 0 | 219 | 1227 | 0 | 322 | 1200 | 0 | 465 | 0 | 0 | 0 | 0 | 0 | 0 | 0 | 0 | 0
2040-02-25 | 20 | 3 | -23451 | -2197 | -1090 | 0 | 741 | 1612 | 4935 | 0 | 0 | 755 | 53 | 160 | 2577 | 3288 | 7216 | 0 | 1954 | 0 | 219 | 1221 | 0 | 342 | 1200 | 0 | 465 | 0 | 0 | 0 | 0 | 0 | 0 | 0 | 0 | 0
2040-02-25 | 21 | 3 | -22599 | -2275 | -1018 | 0 | 555 | 1615 | 4322 | 0 | 0 | 742 | 53 | 160 | 2577 | 3288 | 7206 | 0 | 1916 | 0 | 219 | 1211 | 0 | 362 | 1200 | 0 | 465 | 0 | 0 | 0 | 0 | 0 | 0 | 0 | 0 | 0
2040-02-25 | 22 | 3 | -21350 | -2275 | -927 | 0 | 0 | 1556 | 3419 | 0 | 0 | 709 | 53 | 160 | 2722 | 3288 | 7207 | 0 | 1937 | 0 | 219 | 1214 | 0 | 403 | 1200 | 0 | 465 | 0 | 0 | 0 | 0 | 0 | 0 | 0 | 0 | 0
2040-02-25 | 23 | 3 | -19746 | -2359 | -927 | 0 | 0 | 1179 | 2267 | 0 | 0 | 681 | 53 | 160 | 2722 | 3288 | 7217 | 0 | 1938 | 0 | 219 | 1208 | 0 | 436 | 1200 | 0 | 465 | 0 | 0 | 0 | 0 | 0 | 0 | 0 | 0 | 0
2040-02-25 | 24 | 3 | -18445 | -2442 | -836 | 0 | 0 | 794 | 1326 | 0 | 0 | 678 | 53 | 160 | 2782 | 3288 | 7203 | 0 | 1956 | 0 | 219 | 1194 | 0 | 406 | 1200 | 0 | 465 | 0 | 0 | 0 | 0 | 0 | 0 | 0 | 0 | 0
2040-02-26 | 1 | 22.05 | -17615 | -2442 | -563 | 0 | 0 | -276 | 528 | 0 | 0 | 646 | 53 | 160 | 3222 | 3288 | 7186 | 0 | 2004 | 0 | 219 | 1187 | 0 | 739 | 1200 | 0 | 465 | 0 | 0 | 0 | 0 | 0 | 0 | 0 | 0 | 0
2040-02-26 | 2 | 22.05 | -17215 | -2526 | -509 | 0 | 0 | -612 | 528 | 0 | 0 | 634 | 53 | 160 | 3222 | 3288 | 7181 | 0 | 1993 | 0 | 218 | 1188 | 0 | 732 | 1200 | 0 | 465 | 0 | 0 | 0 | 0 | 0 | 0 | 0 | 0 | 0
2040-02-26 | 3 | 22.05 | -17072 | -2610 | -436 | 0 | 0 | -531 | 528 | 0 | 0 | 634 | 53 | 160 | 3054 | 3288 | 7169 | 0 | 1980 | 0 | 219 | 1185 | 0 | 713 | 1200 | 0 | 465 | 0 | 0 | 0 | 0 | 0 | 0 | 0 | 0 | 0
2040-02-26 | 4 | 22.05 | -17172 | -2699 | -418 | 0 | 0 | -5 | 528 | 0 | 0 | 634 | 53 | 166 | 3054 | 3288 | 7172 | 0 | 1956 | 0 | 219 | 1187 | 0 | 370 | 1200 | 0 | 465 | 0 | 0 | 0 | 0 | 0 | 0 | 0 | 0 | 0
2040-02-26 | 5 | 24.21 | -17761 | -2788 | -418 | 0 | 0 | 0 | 528 | 0 | 0 | 681 | 53 | 309 | 3581 | 3288 | 7183 | 0 | 1933 | 0 | 219 | 1188 | 0 | 340 | 1200 | 0 | 465 | 0 | 0 | 0 | 0 | 0 | 0 | 0 | 0 | 0
2040-02-26 | 6 | 29.8 | -19261 | -2876 | -436 | 0 | 398 | 0 | 1416 | 0 | 0 | 709 | 53 | 341 | 3925 | 3288 | 7153 | 0 | 1941 | 0 | 219 | 1188 | 0 | 278 | 1200 | 0 | 465 | 0 | 0 | 0 | 0 | 0 | 0 | 0 | 0 | 0
2040-02-26 | 7 | 29.8 | -21507 | -2876 | -545 | 0 | 682 | 409 | 2980 | 0 | 0 | 793 | 53 | 341 | 3925 | 3288 | 7161 | 0 | 1939 | 60 | 219 | 1188 | 0 | 226 | 1200 | 0 | 465 | 0 | 0 | 0 | 0 | 0 | 0 | 0 | 0 | 0
2040-02-26 | 8 | 29.8 | -22536 | -2965 | -672 | 0 | 479 | 0 | 3694 | 0 | 0 | 709 | 53 | 341 | 3825 | 3288 | 7146 | 0 | 1928 | 1394 | 219 | 1191 | 0 | 242 | 1200 | 0 | 465 | 0 | 0 | 0 | 0 | 0 | 0 | 0 | 0 | 0
2040-02-26 | 9 | 22.05 | -22625 | -2876 | -800 | 0 | 0 | -579 | 3757 | 0 | 0 | 627 | 53 | 181 | 2154 | 3288 | 7145 | 0 | 1883 | 4442 | 219 | 1200 | 0 | 266 | 1200 | 0 | 465 | 0 | 0 | 0 | 0 | 0 | 0 | 0 | 0 | 0
2040-02-26 | 10 | 22.05 | -22686 | -2788 | -927 | 0 | 0 | -1316 | 3799 | 0 | 0 | 627 | 53 | 166 | 431 | 3288 | 7142 | 0 | 1918 | 6904 | 219 | 1223 | 0 | 282 | 1200 | 0 | 465 | 0 | 0 | 0 | 0 | 0 | 0 | 0 | 0 | 0
2040-02-26 | 11 | 17.26 | -22824 | -2610 | -909 | -4 | -1562 | -1859 | 3894 | 0 | 0 | 627 | 53 | 160 | 431 | 3288 | 7147 | 0 | 1936 | 8879 | 219 | 1238 | 0 | 273 | 1200 | 0 | 422 | 0 | 0 | 0 | 0 | 0 | 0 | 0 | 0 | 0
2040-02-26 | 12 | -30 | -22820 | -2526 | -781 | -908 | -2000 | -1859 | 3894 | 0 | 0 | 80 | 48 | 160 | 405 | 3288 | 7175 | 0 | 2005 | 10611 | 219 | 1239 | 0 | 283 | 1200 | 0 | 289 | 0 | 0 | 0 | 0 | 0 | 0 | 0 | 0 | 0
2040-02-26 | 13 | -35 | -22596 | -2442 | -1018 | -908 | -2000 | -1859 | 3736 | 0 | 0 | 0 | 48 | 160 | 405 | 3288 | 7167 | 0 | 1220 | 11554 | 219 | 1242 | 0 | 304 | 1200 | 0 | 280 | 0 | 779 | 0 | 0 | 0 | 0 | 0 | 0 | 0
2040-02-26 | 14 | 0.11 | -22298 | -2359 | -999 | -908 | -2000 | -1859 | 3530 | 0 | 0 | 627 | 48 | 160 | 310 | 3288 | 7171 | 0 | 2003 | 9961 | 219 | 1244 | 0 | 322 | 1200 | 0 | 341 | 0 | 0 | 0 | 0 | 0 | 0 | 0 | 0 | 0
2040-02-26 | 15 | 17.26 | -21858 | -2359 | -890 | -60 | -1421 | -1859 | 3223 | 0 | 0 | 627 | 53 | 160 | 130 | 3288 | 7169 | 0 | 1996 | 8368 | 219 | 1241 | 0 | 317 | 1200 | 0 | 456 | 0 | 0 | 0 | 0 | 0 | 0 | 0 | 0 | 0
2040-02-26 | 16 | 24.2 | -21770 | -2442 | -1181 | 0 | 0 | 0 | 3160 | 0 | 0 | 627 | 53 | 232 | 130 | 3288 | 7156 | 0 | 2024 | 5306 | 219 | 1244 | 0 | 290 | 1200 | 0 | 465 | 0 | 0 | 0 | 0 | 0 | 0 | 0 | 0 | 0
2040-02-26 | 17 | 29.8 | -22429 | -2526 | -1508 | 43 | 336 | 543 | 3620 | 0 | 0 | 692 | 53 | 335 | 3009 | 3288 | 7169 | 0 | 2020 | 1947 | 219 | 1235 | 0 | 290 | 1200 | 0 | 465 | 0 | 0 | 0 | 0 | 0 | 0 | 0 | 0 | 0
2040-02-26 | 18 | 29.8 | -23882 | -2699 | -1817 | 547 | 1231 | 1549 | 4629 | 0 | 0 | 978 | 53 | 341 | 3009 | 3288 | 7200 | 0 | 2012 | 148 | 219 | 1229 | 0 | 302 | 1200 | 0 | 465 | 0 | 0 | 0 | 0 | 0 | 0 | 0 | 0 | 0
2040-02-26 | 19 | 29.8 | -24823 | -2876 | -1745 | 243 | 1542 | 1549 | 5284 | 0 | 0 | 1060 | 53 | 341 | 3449 | 3288 | 7205 | 0 | 1997 | 0 | 219 | 1227 | 0 | 322 | 1200 | 0 | 465 | 0 | 0 | 0 | 0 | 0 | 0 | 0 | 0 | 0
2040-02-26 | 20 | 29.8 | -24481 | -2965 | -1236 | 378 | 1200 | 1283 | 5046 | 0 | 0 | 978 | 53 | 341 | 3449 | 3288 | 7208 | 0 | 2013 | 0 | 219 | 1221 | 0 | 342 | 1200 | 0 | 465 | 0 | 0 | 0 | 0 | 0 | 0 | 0 | 0 | 0
2040-02-26 | 21 | 29.8 | -23738 | -3060 | -1127 | 364 | 995 | 1306 | 4528 | 0 | 0 | 944 | 53 | 341 | 3449 | 3288 | 7207 | 0 | 1992 | 0 | 219 | 1211 | 0 | 362 | 1200 | 0 | 465 | 0 | 0 | 0 | 0 | 0 | 0 | 0 | 0 | 0
2040-02-26 | 22 | 29.8 | -22479 | -3154 | -945 | 470 | 1278 | 817 | 3657 | 0 | 0 | 940 | 53 | 341 | 3106 | 3288 | 7164 | 0 | 1963 | 0 | 219 | 1214 | 0 | 403 | 1200 | 0 | 465 | 0 | 0 | 0 | 0 | 0 | 0 | 0 | 0 | 0
2040-02-26 | 23 | 29.8 | -20831 | -3248 | -781 | 264 | 720 | 968 | 2510 | 0 | 0 | 822 | 53 | 341 | 3233 | 3288 | 7168 | 0 | 1967 | 0 | 219 | 1208 | 0 | 436 | 1200 | 0 | 465 | 0 | 0 | 0 | 0 | 0 | 0 | 0 | 0 | 0
2040-02-26 | 24 | 29.8 | -19473 | -3347 | -636 | 90 | 439 | 911 | 1564 | 0 | 0 | 794 | 53 | 341 | 3446 | 3288 | 7162 | 0 | 1885 | 0 | 219 | 1194 | 0 | 406 | 1200 | 0 | 465 | 0 | 0 | 0 | 0 | 0 | 0 | 0 | 0 | 0
2040-02-27 | 1 | 39.2 | -18695 | -3347 | -563 | 0 | -1265 | 0 | 893 | 0 | 0 | 780 | 53 | 341 | 5737 | 3288 | 7139 | 0 | 1830 | 0 | 219 | 1187 | 0 | 739 | 1200 | 0 | 465 | 0 | 0 | 0 | 0 | 0 | 0 | 0 | 0 | 0
2040-02-27 | 2 | 39.2 | -18274 | -3447 | -509 | 0 | -1357 | 0 | 602 | 0 | 0 | 755 | 53 | 341 | 5737 | 3288 | 7053 | 0 | 1954 | 0 | 218 | 1188 | 0 | 732 | 1200 | 0 | 465 | 0 | 0 | 0 | 0 | 0 | 0 | 0 | 0 | 0
2040-02-27 | 3 | 39.2 | -18116 | -3447 | -436 | 0 | -1347 | 0 | 528 | 0 | 0 | 778 | 53 | 341 | 5847 | 3288 | 6819 | 0 | 1910 | 0 | 219 | 1185 | 0 | 713 | 1200 | 0 | 465 | 0 | 0 | 0 | 0 | 0 | 0 | 0 | 0 | 0
2040-02-27 | 4 | 39.2 | -18221 | -3546 | -418 | 0 | -740 | 0 | 565 | 0 | 0 | 822 | 53 | 341 | 6067 | 3288 | 6453 | 0 | 1894 | 0 | 219 | 1187 | 0 | 370 | 1200 | 0 | 465 | 0 | 0 | 0 | 0 | 0 | 0 | 0 | 0 | 0
2040-02-27 | 5 | 39.2 | -18784 | -3645 | -418 | 0 | -239 | 0 | 956 | 0 | 0 | 944 | 53 | 341 | 6067 | 3288 | 6248 | 0 | 1777 | 0 | 219 | 1188 | 0 | 340 | 1200 | 0 | 465 | 0 | 0 | 0 | 0 | 0 | 0 | 0 | 0 | 0
2040-02-27 | 6 | 40.06 | -20311 | -3750 | -436 | 0 | 0 | 0 | 2008 | 0 | 0 | 1060 | 53 | 341 | 6941 | 3288 | 5718 | 0 | 1739 | 0 | 219 | 1188 | 0 | 278 | 1200 | 0 | 465 | 0 | 0 | 0 | 0 | 0 | 0 | 0 | 0 | 0
2040-02-27 | 7 | 42.54 | -22598 | -3855 | -545 | 0 | 0 | 0 | 3577 | 0 | 0 | 1209 | 53 | 341 | 8483 | 3288 | 4979 | 0 | 1699 | 72 | 219 | 1188 | 0 | 226 | 1200 | 0 | 465 | 0 | 0 | 0 | 0 | 0 | 0 | 0 | 0 | 0
2040-02-27 | 8 | 42.69 | -23583 | -3855 | -672 | 0 | 0 | 0 | 4259 | 0 | 0 | 1209 | 53 | 341 | 8657 | 3288 | 4175 | 0 | 1783 | 1029 | 219 | 1191 | 0 | 242 | 1200 | 0 | 465 | 0 | 0 | 0 | 0 | 0 | 0 | 0 | 0 | 0
2040-02-27 | 9 | 40.98 | -23851 | -3750 | -800 | 0 | 0 | 0 | 4439 | 0 | 0 | 1094 | 53 | 341 | 7372 | 3288 | 3448 | 0 | 1856 | 3162 | 219 | 1200 | 0 | 266 | 1200 | 0 | 465 | 0 | 0 | 0 | 0 | 0 | 0 | 0 | 0 | 0
2040-02-27 | 10 | 39.9 | -23967 | -3645 | -927 | 0 | 0 | 0 | 4523 | 0 | 0 | 1060 | 53 | 341 | 6754 | 3288 | 2742 | 0 | 1818 | 4571 | 219 | 1223 | 0 | 282 | 1200 | 0 | 465 | 0 | 0 | 0 | 0 | 0 | 0 | 0 | 0 | 0
2040-02-27 | 11 | 39.2 | -23852 | -3447 | -909 | 0 | -715 | 0 | 4444 | 0 | 0 | 936 | 53 | 341 | 6431 | 3288 | 1912 | 0 | 1789 | 6335 | 219 | 1238 | 0 | 273 | 1200 | 0 | 465 | 0 | 0 | 0 | 0 | 0 | 0 | 0 | 0 | 0
2040-02-27 | 12 | 39.2 | -23635 | -3248 | -781 | 0 | -1430 | 0 | 4291 | 0 | 0 | 794 | 53 | 341 | 6431 | 3288 | 1419 | 0 | 1703 | 7369 | 219 | 1239 | 0 | 283 | 1200 | 0 | 465 | 0 | 0 | 0 | 0 | 0 | 0 | 0 | 0 | 0
2040-02-27 | 13 | 39.87 | -23400 | -3060 | -1018 | 0 | 0 | 0 | 4132 | 0 | 0 | 1018 | 53 | 341 | 6661 | 3288 | 885 | 0 | 1612 | 6057 | 219 | 1242 | 0 | 304 | 1200 | 0 | 465 | 0 | 0 | 0 | 0 | 0 | 0 | 0 | 0 | 0
2040-02-27 | 14 | 42 | -23235 | -2965 | -999 | 0 | 0 | 0 | 4016 | 0 | 0 | 1166 | 53 | 341 | 8126 | 3288 | 525 | 0 | 1483 | 4753 | 219 | 1244 | 0 | 322 | 1200 | 0 | 465 | 0 | 0 | 0 | 0 | 0 | 0 | 0 | 0 | 0
2040-02-27 | 15 | 43.82 | -23045 | -2876 | -890 | 0 | 0 | 0 | 3889 | 0 | 0 | 1423 | 53 | 341 | 9647 | 3288 | 138 | 0 | 1247 | 3345 | 219 | 1241 | 0 | 317 | 1200 | 0 | 465 | 0 | 0 | 0 | 0 | 0 | 0 | 0 | 0 | 0
2040-02-27 | 16 | 49.04 | -23160 | -2788 | -1181 | 0 | 0 | 0 | 3968 | 0 | 0 | 1423 | 53 | 358 | 11780 | 3288 | 21 | 0 | 1264 | 1556 | 219 | 1244 | 0 | 290 | 1200 | 0 | 465 | 0 | 0 | 0 | 0 | 0 | 0 | 0 | 0 | 0
2040-02-27 | 17 | 52.07 | -23688 | -2788 | -1508 | 0 | 507 | 0 | 4328 | 100 | 0 | 1423 | 53 | 388 | 12712 | 3288 | 38 | 0 | 1199 | 541 | 219 | 1235 | 0 | 290 | 1200 | 0 | 465 | 0 | 0 | 0 | 0 | 0 | 0 | 0 | 0 | 0
2040-02-27 | 18 | 52.07 | -24706 | -2876 | -1817 | 0 | 1767 | 0 | 5030 | 100 | 0 | 1423 | 53 | 388 | 12712 | 3288 | 46 | 0 | 1117 | 62 | 219 | 1229 | 0 | 302 | 1200 | 0 | 465 | 0 | 0 | 0 | 0 | 0 | 0 | 0 | 0 | 0
2040-02-27 | 19 | 52.07 | -25076 | -2876 | -1745 | 0 | 1846 | 0 | 5284 | 100 | 0 | 1423 | 53 | 388 | 12773 | 3288 | 48 | 0 | 1062 | 0 | 219 | 1227 | 0 | 322 | 1200 | 0 | 465 | 0 | 0 | 0 | 0 | 0 | 0 | 0 | 0 | 0
2040-02-27 | 20 | 52.07 | -24524 | -2876 | -1236 | 0 | 1250 | 0 | 4904 | 100 | 0 | 1423 | 53 | 388 | 12773 | 3288 | 75 | 0 | 936 | 0 | 219 | 1221 | 0 | 342 | 1200 | 0 | 465 | 0 | 0 | 0 | 0 | 0 | 0 | 0 | 0 | 0
2040-02-27 | 21 | 52.07 | -23581 | -2965 | -1127 | 0 | 729 | 0 | 4254 | 100 | 0 | 1423 | 53 | 388 | 12765 | 3288 | 226 | 0 | 992 | 0 | 219 | 1211 | 0 | 362 | 1200 | 0 | 465 | 0 | 0 | 0 | 0 | 0 | 0 | 0 | 0 | 0
2040-02-27 | 22 | 52.07 | -22206 | -2965 | -945 | 0 | 2 | 0 | 3308 | 100 | 0 | 1423 | 53 | 388 | 12717 | 3288 | 496 | 0 | 841 | 0 | 219 | 1214 | 0 | 403 | 1200 | 0 | 465 | 0 | 0 | 0 | 0 | 0 | 0 | 0 | 0 | 0
2040-02-27 | 23 | 50.01 | -20509 | -3060 | -781 | 0 | 0 | 0 | 2140 | 0 | 0 | 1423 | 53 | 388 | 12053 | 3288 | 718 | 0 | 759 | 0 | 219 | 1208 | 0 | 436 | 1200 | 0 | 465 | 0 | 0 | 0 | 0 | 0 | 0 | 0 | 0 | 0
2040-02-27 | 24 | 47.08 | -19065 | -3060 | -636 | 0 | 0 | 0 | 1147 | 0 | 0 | 1423 | 53 | 341 | 11119 | 3288 | 1157 | 0 | 750 | 0 | 219 | 1194 | 0 | 406 | 1200 | 0 | 465 | 0 | 0 | 0 | 0 | 0 | 0 | 0 | 0 | 0
2040-02-28 | 1 | 43.89 | -18230 | -3060 | -563 | 0 | 0 | 0 | 1115 | 0 | 0 | 1423 | 53 | 341 | 9792 | 3288 | 1388 | 0 | 643 | 0 | 219 | 1187 | 0 | 739 | 1200 | 0 | 465 | 0 | 0 | 0 | 0 | 0 | 0 | 0 | 0 | 0
2040-02-28 | 2 | 43.61 | -17770 | -3154 | -509 | 0 | 0 | 0 | 782 | 0 | 0 | 1362 | 53 | 341 | 8795 | 3288 | 2199 | 0 | 810 | 0 | 218 | 1188 | 0 | 732 | 1200 | 0 | 465 | 0 | 0 | 0 | 0 | 0 | 0 | 0 | 0 | 0
2040-02-28 | 3 | 42.69 | -17569 | -3154 | -436 | 0 | 0 | 0 | 639 | 0 | 0 | 1209 | 53 | 341 | 8172 | 3288 | 2910 | 0 | 765 | 0 | 219 | 1185 | 0 | 713 | 1200 | 0 | 465 | 0 | 0 | 0 | 0 | 0 | 0 | 0 | 0 | 0
2040-02-28 | 4 | 42.96 | -17634 | -3154 | -418 | 0 | 0 | 0 | 687 | 0 | 0 | 1209 | 53 | 341 | 8330 | 3288 | 3028 | 0 | 831 | 0 | 219 | 1187 | 0 | 370 | 1200 | 0 | 465 | 0 | 0 | 0 | 0 | 0 | 0 | 0 | 0 | 0
2040-02-28 | 5 | 42.58 | -18142 | -3248 | -418 | 0 | 0 | 0 | 1052 | 0 | 0 | 1166 | 53 | 341 | 8016 | 3288 | 3635 | 0 | 846 | 0 | 219 | 1188 | 0 | 340 | 1200 | 0 | 465 | 0 | 0 | 0 | 0 | 0 | 0 | 0 | 0 | 0
2040-02-28 | 6 | 43.34 | -19500 | -3248 | -436 | 0 | 0 | 0 | 2024 | 0 | 0 | 1209 | 53 | 341 | 8553 | 3288 | 3457 | 0 | 910 | 0 | 219 | 1188 | 0 | 278 | 1200 | 0 | 465 | 0 | 0 | 0 | 0 | 0 | 0 | 0 | 0 | 0
2040-02-28 | 7 | 43.71 | -21522 | -3248 | -545 | 0 | 0 | 0 | 3477 | 0 | 0 | 1362 | 53 | 341 | 9060 | 3288 | 3260 | 0 | 1118 | 58 | 219 | 1188 | 0 | 226 | 1200 | 0 | 465 | 0 | 0 | 0 | 0 | 0 | 0 | 0 | 0 | 0
2040-02-28 | 8 | 43.34 | -22834 | -3248 | -672 | 0 | 0 | 0 | 4417 | 0 | 0 | 1222 | 53 | 341 | 8730 | 3288 | 3212 | 0 | 1187 | 987 | 219 | 1191 | 0 | 242 | 1200 | 0 | 465 | 0 | 0 | 0 | 0 | 0 | 0 | 0 | 0 | 0
2040-02-28 | 9 | 40.69 | -23298 | -3248 | -800 | 0 | 0 | 0 | 4750 | 0 | 0 | 1060 | 53 | 341 | 6879 | 3288 | 3152 | 0 | 1219 | 3253 | 219 | 1200 | 0 | 266 | 1200 | 0 | 465 | 0 | 0 | 0 | 0 | 0 | 0 | 0 | 0 | 0
2040-02-28 | 10 | 31.88 | -23226 | -3060 | -927 | 0 | 0 | -533 | 4697 | 0 | 0 | 692 | 53 | 341 | 4495 | 3288 | 3278 | 0 | 1108 | 6405 | 219 | 1223 | 0 | 282 | 1200 | 0 | 465 | 0 | 0 | 0 | 0 | 0 | 0 | 0 | 0 | 0
2040-02-28 | 11 | 31.47 | -23197 | -2788 | -909 | 0 | -270 | -1859 | 4676 | 0 | 0 | 627 | 53 | 341 | 3640 | 3288 | 3271 | 0 | 1221 | 8509 | 219 | 1238 | 0 | 273 | 1200 | 0 | 465 | 0 | 0 | 0 | 0 | 0 | 0 | 0 | 0 | 0
2040-02-28 | 12 | 31.47 | -23087 | -2610 | -781 | 0 | -963 | -1859 | 4597 | 0 | 0 | 627 | 53 | 341 | 2622 | 3288 | 3369 | 0 | 1386 | 9611 | 219 | 1239 | 0 | 283 | 1200 | 0 | 465 | 0 | 0 | 0 | 0 | 0 | 0 | 0 | 0 | 0
2040-02-28 | 13 | 31.47 | -22813 | -2526 | -1018 | 0 | -751 | -1859 | 4402 | 0 | 0 | 627 | 53 | 341 | 1949 | 3288 | 3391 | 0 | 1472 | 10013 | 219 | 1242 | 0 | 304 | 1200 | 0 | 465 | 0 | 0 | 0 | 0 | 0 | 0 | 0 | 0 | 0
2040-02-28 | 14 | 31.47 | -22532 | -2359 | -999 | 0 | -529 | -1859 | 4201 | 0 | 0 | 627 | 53 | 341 | 1949 | 3288 | 3470 | 0 | 1598 | 9300 | 219 | 1244 | 0 | 322 | 1200 | 0 | 465 | 0 | 0 | 0 | 0 | 0 | 0 | 0 | 0 | 0
2040-02-28 | 15 | 31.47 | -22073 | -2275 | -890 | 0 | -399 | -1859 | 3873 | 0 | 0 | 627 | 53 | 341 | 1949 | 3288 | 4012 | 0 | 1549 | 8361 | 219 | 1241 | 0 | 317 | 1200 | 0 | 465 | 0 | 0 | 0 | 0 | 0 | 0 | 0 | 0 | 0
2040-02-28 | 16 | 43.09 | -21756 | -2118 | -1181 | 0 | 244 | 0 | 3646 | 0 | 0 | 646 | 53 | 341 | 2709 | 3288 | 4061 | 0 | 1542 | 5108 | 219 | 1244 | 0 | 290 | 1200 | 0 | 465 | 0 | 0 | 0 | 0 | 0 | 0 | 0 | 0 | 0
2040-02-28 | 17 | 43.09 | -22038 | -2118 | -1508 | 0 | 258 | 1506 | 3847 | 0 | 0 | 959 | 53 | 341 | 4497 | 3288 | 4194 | 0 | 1389 | 1926 | 219 | 1235 | 0 | 290 | 1200 | 0 | 465 | 0 | 0 | 0 | 0 | 0 | 0 | 0 | 0 | 0
2040-02-28 | 18 | 43.09 | -23152 | -2197 | -1817 | 0 | 729 | 1549 | 4645 | 0 | 0 | 1284 | 53 | 341 | 6440 | 3288 | 3869 | 0 | 1405 | 147 | 219 | 1229 | 0 | 302 | 1200 | 0 | 465 | 0 | 0 | 0 | 0 | 0 | 0 | 0 | 0 | 0
2040-02-28 | 19 | 43.09 | -24041 | -2359 | -1745 | 0 | 125 | 1430 | 5284 | 0 | 0 | 1423 | 53 | 341 | 8115 | 3288 | 3082 | 0 | 1571 | 0 | 219 | 1227 | 0 | 322 | 1200 | 0 | 465 | 0 | 0 | 0 | 0 | 0 | 0 | 0 | 0 | 0
2040-02-28 | 20 | 43.09 | -23679 | -2442 | -1236 | 0 | 0 | 1035 | 5025 | 0 | 0 | 1405 | 53 | 341 | 8256 | 3288 | 2824 | 0 | 1684 | 0 | 219 | 1221 | 0 | 342 | 1200 | 0 | 465 | 0 | 0 | 0 | 0 | 0 | 0 | 0 | 0 | 0
2040-02-28 | 21 | 43.09 | -22965 | -2610 | -1127 | 0 | 274 | 1144 | 4513 | 0 | 0 | 1423 | 53 | 341 | 8417 | 3288 | 2101 | 0 | 1691 | 0 | 219 | 1211 | 0 | 362 | 1200 | 0 | 465 | 0 | 0 | 0 | 0 | 0 | 0 | 0 | 0 | 0
2040-02-28 | 22 | 43.09 | -21805 | -2699 | -945 | 0 | 722 | 361 | 3678 | 0 | 0 | 1423 | 53 | 341 | 8417 | 3288 | 2016 | 0 | 1649 | 0 | 219 | 1214 | 0 | 403 | 1200 | 0 | 465 | 0 | 0 | 0 | 0 | 0 | 0 | 0 | 0 | 0
2040-02-28 | 23 | 43.09 | -20240 | -2788 | -781 | 0 | 74 | 248 | 2557 | 0 | 0 | 1362 | 53 | 341 | 8417 | 3288 | 2318 | 0 | 1622 | 0 | 219 | 1208 | 0 | 436 | 1200 | 0 | 465 | 0 | 0 | 0 | 0 | 0 | 0 | 0 | 0 | 0
2040-02-28 | 24 | 43.09 | -18890 | -2876 | -636 | 0 | 76 | 0 | 1590 | 0 | 0 | 1209 | 53 | 341 | 8367 | 3288 | 2433 | 0 | 1563 | 0 | 219 | 1194 | 0 | 406 | 1200 | 0 | 465 | 0 | 0 | 0 | 0 | 0 | 0 | 0 | 0 | 0
2040-03-01 | 1 | 38.77 | -18067 | -2876 | -563 | 0 | 0 | 0 | 1411 | 0 | 0 | 1395 | 53 | 341 | 7439 | 3288 | 2226 | 0 | 1520 | 0 | 216 | 1205 | 0 | 750 | 1200 | 0 | 465 | 0 | 0 | 0 | 0 | 0 | 0 | 0 | 0 | 0
2040-03-01 | 2 | 39.5 | -17598 | -2965 | -509 | 0 | 0 | 0 | 1094 | 0 | 0 | 1432 | 53 | 341 | 7867 | 3288 | 1731 | 0 | 1467 | 0 | 214 | 1196 | 0 | 726 | 1200 | 0 | 465 | 0 | 0 | 0 | 0 | 0 | 0 | 0 | 0 | 0
2040-03-01 | 3 | 39.69 | -17403 | -2965 | -436 | 0 | 0 | 0 | 962 | 0 | 0 | 1432 | 53 | 341 | 8098 | 3288 | 1535 | 0 | 1336 | 0 | 211 | 1184 | 0 | 700 | 1200 | 0 | 465 | 0 | 0 | 0 | 0 | 0 | 0 | 0 | 0 | 0
2040-03-01 | 4 | 40.76 | -17443 | -3060 | -418 | 0 | 0 | 0 | 988 | 0 | 0 | 1450 | 53 | 341 | 8934 | 3288 | 1282 | 0 | 1154 | 0 | 206 | 1197 | 0 | 363 | 1200 | 0 | 465 | 0 | 0 | 0 | 0 | 0 | 0 | 0 | 0 | 0
2040-03-01 | 5 | 41.82 | -17966 | -3060 | -418 | 0 | 0 | 0 | 1342 | 0 | 0 | 1450 | 53 | 341 | 9783 | 3288 | 802 | 0 | 981 | 0 | 211 | 1205 | 0 | 323 | 1200 | 0 | 465 | 0 | 0 | 0 | 0 | 0 | 0 | 0 | 0 | 0
2040-03-01 | 6 | 43.55 | -19369 | -3060 | -436 | 0 | 0 | 0 | 2288 | 0 | 0 | 1450 | 53 | 341 | 10705 | 3288 | 511 | 0 | 880 | 0 | 216 | 1208 | 0 | 260 | 1200 | 0 | 465 | 0 | 0 | 0 | 0 | 0 | 0 | 0 | 0 | 0
2040-03-01 | 7 | 46.71 | -21490 | -3060 | -545 | 0 | 0 | 0 | 3715 | 0 | 0 | 1450 | 53 | 341 | 11841 | 3288 | 381 | 0 | 626 | 51 | 219 | 1211 | 0 | 255 | 1200 | 0 | 465 | 0 | 0 | 0 | 0 | 0 | 0 | 0 | 0 | 0
2040-03-01 | 8 | 45.51 | -22784 | -2965 | -672 | 0 | 0 | 0 | 4592 | 0 | 0 | 1450 | 53 | 341 | 11562 | 3288 | 442 | 0 | 478 | 851 | 219 | 1221 | 0 | 261 | 1200 | 0 | 465 | 0 | 0 | 0 | 0 | 0 | 0 | 0 | 0 | 0
2040-03-01 | 9 | 41.13 | -23030 | -2876 | -800 | 0 | 0 | 0 | 4756 | 0 | 0 | 1450 | 53 | 341 | 9340 | 3288 | 354 | 0 | 292 | 3439 | 219 | 1217 | 0 | 292 | 1200 | 0 | 465 | 0 | 0 | 0 | 0 | 0 | 0 | 0 | 0 | 0
2040-03-01 | 10 | 35.69 | -22917 | -2699 | -927 | 0 | 0 | 0 | 4682 | 0 | 0 | 1308 | 53 | 341 | 5893 | 3288 | 315 | 0 | 186 | 7073 | 219 | 1217 | 0 | 303 | 1200 | 0 | 465 | 0 | 0 | 0 | 0 | 0 | 0 | 0 | 0 | 0
2040-03-01 | 11 | 30.7 | -22681 | -2442 | -909 | 0 | 0 | -511 | 4518 | 0 | 0 | 1009 | 53 | 341 | 4178 | 3288 | 280 | 0 | 155 | 9315 | 217 | 1233 | 0 | 291 | 1200 | 0 | 465 | 0 | 0 | 0 | 0 | 0 | 0 | 0 | 0 | 0
2040-03-01 | 12 | 30.11 | -22286 | -2197 | -781 | 0 | -797 | -1859 | 4254 | 0 | 0 | 841 | 53 | 341 | 3962 | 3288 | 252 | 0 | 191 | 11323 | 216 | 1232 | 0 | 302 | 1200 | 0 | 465 | 0 | 0 | 0 | 0 | 0 | 0 | 0 | 0 | 0
2040-03-01 | 13 | 30.11 | -21680 | -2040 | -1018 | 0 | -120 | -1859 | 3847 | 0 | 0 | 893 | 53 | 341 | 3958 | 3288 | 201 | 0 | 256 | 10452 | 216 | 1232 | 0 | 315 | 1200 | 0 | 465 | 0 | 0 | 0 | 0 | 0 | 0 | 0 | 0 | 0
2040-03-01 | 14 | 30.11 | -21207 | -1893 | -999 | 0 | -181 | -1859 | 3524 | 0 | 0 | 893 | 53 | 341 | 3958 | 3288 | 376 | 0 | 269 | 9992 | 216 | 1233 | 0 | 331 | 1200 | 0 | 465 | 0 | 0 | 0 | 0 | 0 | 0 | 0 | 0 | 0
2040-03-01 | 15 | 30.7 | -20720 | -1820 | -890 | 0 | 0 | -570 | 3197 | 0 | 0 | 995 | 53 | 341 | 3986 | 3288 | 601 | 0 | 242 | 7851 | 216 | 1227 | 0 | 340 | 1200 | 0 | 465 | 0 | 0 | 0 | 0 | 0 | 0 | 0 | 0 | 0
2040-03-01 | 16 | 41.41 | -20503 | -1752 | -1181 | 0 | 0 | 0 | 3054 | 0 | 0 | 1335 | 53 | 341 | 6397 | 3288 | 925 | 0 | 235 | 4381 | 218 | 1223 | 0 | 322 | 1200 | 0 | 465 | 0 | 0 | 0 | 0 | 0 | 0 | 0 | 0 | 0
2040-03-01 | 17 | 41.49 | -20938 | -1820 | -1508 | 0 | 16 | 1651 | 3345 | 0 | 0 | 1450 | 53 | 341 | 7709 | 3288 | 1341 | 0 | 225 | 1383 | 219 | 1221 | 0 | 359 | 1200 | 0 | 465 | 0 | 0 | 0 | 0 | 0 | 0 | 0 | 0 | 0
2040-03-01 | 18 | 41.49 | -21897 | -1820 | -1817 | 0 | 778 | 1610 | 3989 | 0 | 0 | 1450 | 53 | 341 | 8291 | 3288 | 1907 | 0 | 245 | 92 | 219 | 1221 | 0 | 386 | 1200 | 0 | 465 | 0 | 0 | 0 | 0 | 0 | 0 | 0 | 0 | 0
2040-03-01 | 19 | 41.49 | -22408 | -1893 | -1745 | 0 | 0 | 1394 | 4338 | 0 | 0 | 1450 | 53 | 341 | 9414 | 3288 | 2024 | 0 | 248 | 0 | 218 | 1236 | 0 | 377 | 1200 | 0 | 465 | 0 | 0 | 0 | 0 | 0 | 0 | 0 | 0 | 0
2040-03-01 | 20 | 41.49 | -21914 | -1966 | -1236 | 0 | 150 | 272 | 4005 | 0 | 0 | 1450 | 53 | 341 | 9715 | 3288 | 2049 | 0 | 290 | 0 | 218 | 1236 | 0 | 385 | 1200 | 0 | 465 | 0 | 0 | 0 | 0 | 0 | 0 | 0 | 0 | 0
2040-03-01 | 21 | 41.27 | -21254 | -2040 | -1127 | 0 | 0 | 0 | 3556 | 0 | 0 | 1450 | 53 | 341 | 9478 | 3288 | 2350 | 0 | 388 | 0 | 219 | 1235 | 0 | 399 | 1200 | 0 | 465 | 0 | 0 | 0 | 0 | 0 | 0 | 0 | 0 | 0
2040-03-01 | 22 | 40.63 | -20319 | -2040 | -945 | 0 | 0 | 0 | 2927 | 0 | 0 | 1450 | 53 | 341 | 8878 | 3288 | 2516 | 0 | 318 | 0 | 219 | 1239 | 0 | 410 | 1200 | 0 | 465 | 0 | 0 | 0 | 0 | 0 | 0 | 0 | 0 | 0
2040-03-01 | 23 | 39.69 | -19043 | -2118 | -781 | 0 | 0 | 0 | 2066 | 0 | 0 | 1432 | 53 | 341 | 8197 | 3288 | 2715 | 0 | 287 | 0 | 219 | 1233 | 0 | 448 | 1200 | 0 | 465 | 0 | 0 | 0 | 0 | 0 | 0 | 0 | 0 | 0
2040-03-01 | 24 | 38.48 | -17782 | -2118 | -636 | 0 | 0 | 0 | 1215 | 0 | 0 | 1395 | 53 | 341 | 7296 | 3288 | 3148 | 0 | 258 | 0 | 219 | 1221 | 0 | 438 | 1200 | 0 | 465 | 0 | 0 | 0 | 0 | 0 | 0 | 0 | 0 | 0
2040-03-02 | 1 | 33.53 | -16867 | -2118 | -563 | 0 | 0 | 0 | 1289 | 0 | 0 | 1308 | 53 | 341 | 5337 | 3288 | 3850 | 0 | 246 | 0 | 216 | 1205 | 0 | 750 | 1200 | 0 | 465 | 0 | 0 | 0 | 0 | 0 | 0 | 0 | 0 | 0
2040-03-02 | 2 | 28.67 | -16314 | -2197 | -509 | 0 | 0 | -256 | 893 | 0 | 0 | 1145 | 53 | 341 | 4549 | 3288 | 4996 | 0 | 210 | 0 | 214 | 1196 | 0 | 726 | 1200 | 0 | 465 | 0 | 0 | 0 | 0 | 0 | 0 | 0 | 0 | 0
2040-03-02 | 3 | 28.67 | -16033 | -2197 | -436 | 0 | 0 | -747 | 692 | 0 | 0 | 995 | 53 | 341 | 3966 | 3288 | 6133 | 0 | 186 | 0 | 211 | 1184 | 0 | 700 | 1200 | 0 | 465 | 0 | 0 | 0 | 0 | 0 | 0 | 0 | 0 | 0
2040-03-02 | 4 | 28.67 | -15951 | -2197 | -418 | 0 | 0 | -887 | 634 | 0 | 0 | 971 | 53 | 341 | 3661 | 3288 | 6728 | 0 | 345 | 0 | 206 | 1197 | 0 | 363 | 1200 | 0 | 465 | 0 | 0 | 0 | 0 | 0 | 0 | 0 | 0 | 0
2040-03-02 | 5 | 28.67 | -16107 | -2197 | -418 | 0 | 0 | -1290 | 745 | 0 | 0 | 958 | 53 | 341 | 3661 | 3288 | 7299 | 0 | 264 | 0 | 211 | 1205 | 0 | 323 | 1200 | 0 | 465 | 0 | 0 | 0 | 0 | 0 | 0 | 0 | 0 | 0
2040-03-02 | 6 | 28.67 | -16634 | -2197 | -436 | 0 | 0 | -1141 | 1125 | 0 | 0 | 967 | 53 | 341 | 3661 | 3288 | 7346 | 0 | 277 | 0 | 216 | 1208 | 0 | 260 | 1200 | 0 | 465 | 0 | 0 | 0 | 0 | 0 | 0 | 0 | 0 | 0
2040-03-02 | 7 | 28.67 | -17564 | -2275 | -545 | 0 | 0 | -476 | 1786 | 0 | 0 | 971 | 53 | 341 | 3462 | 3288 | 7343 | 0 | 231 | 35 | 219 | 1211 | 0 | 255 | 1200 | 0 | 465 | 0 | 0 | 0 | 0 | 0 | 0 | 0 | 0 | 0
2040-03-02 | 8 | 28.67 | -18648 | -2275 | -672 | 0 | 0 | -202 | 2563 | 0 | 0 | 971 | 53 | 341 | 3332 | 3288 | 7340 | 0 | 228 | 316 | 219 | 1221 | 0 | 261 | 1200 | 0 | 465 | 0 | 0 | 0 | 0 | 0 | 0 | 0 | 0 | 0
2040-03-02 | 9 | 28.67 | -19887 | -2275 | -800 | 0 | 0 | -351 | 3450 | 0 | 0 | 971 | 53 | 341 | 3332 | 3288 | 7348 | 0 | 222 | 914 | 219 | 1217 | 0 | 292 | 1200 | 0 | 465 | 0 | 0 | 0 | 0 | 0 | 0 | 0 | 0 | 0
2040-03-02 | 10 | 28.67 | -20701 | -2275 | -927 | 0 | 0 | -784 | 4032 | 0 | 0 | 914 | 53 | 341 | 2874 | 3288 | 7345 | 0 | 173 | 2264 | 219 | 1217 | 0 | 303 | 1200 | 0 | 465 | 0 | 0 | 0 | 0 | 0 | 0 | 0 | 0 | 0
2040-03-02 | 11 | 27.74 | -21075 | -2118 | -909 | 0 | -126 | -1859 | 4301 | 0 | 0 | 737 | 53 | 341 | 2874 | 3288 | 7352 | 0 | 149 | 3587 | 217 | 1233 | 0 | 291 | 1200 | 0 | 465 | 0 | 0 | 0 | 0 | 0 | 0 | 0 | 0 | 0
2040-03-02 | 12 | 27.74 | -21238 | -2040 | -781 | 0 | -1125 | -1859 | 4417 | 0 | 0 | 622 | 53 | 341 | 2494 | 3288 | 7361 | 0 | 144 | 4909 | 216 | 1232 | 0 | 302 | 1200 | 0 | 465 | 0 | 0 | 0 | 0 | 0 | 0 | 0 | 0 | 0
2040-03-02 | 13 | 27.74 | -21036 | -1966 | -1018 | 0 | -366 | -1859 | 4269 | 0 | 0 | 622 | 53 | 341 | 1553 | 3288 | 7373 | 0 | 122 | 5196 | 216 | 1232 | 0 | 315 | 1200 | 0 | 465 | 0 | 0 | 0 | 0 | 0 | 0 | 0 | 0 | 0
2040-03-02 | 14 | 28.67 | -20721 | -1893 | -999 | 0 | 0 | -1604 | 4048 | 0 | 0 | 622 | 53 | 341 | 1553 | 3288 | 7350 | 0 | 114 | 4404 | 216 | 1233 | 0 | 331 | 1200 | 0 | 465 | 0 | 0 | 0 | 0 | 0 | 0 | 0 | 0 | 0
2040-03-02 | 15 | 28.67 | -20491 | -1893 | -890 | 0 | 0 | -441 | 3878 | 0 | 0 | 829 | 53 | 341 | 1553 | 3288 | 7248 | 0 | 107 | 2970 | 216 | 1227 | 0 | 340 | 1200 | 0 | 465 | 0 | 0 | 0 | 0 | 0 | 0 | 0 | 0 | 0
2040-03-02 | 16 | 38.48 | -20307 | -1820 | -1181 | 0 | 0 | 0 | 3752 | 0 | 0 | 914 | 53 | 341 | 2060 | 3288 | 7187 | 0 | 122 | 2163 | 218 | 1223 | 0 | 322 | 1200 | 0 | 465 | 0 | 0 | 0 | 0 | 0 | 0 | 0 | 0 | 0
2040-03-02 | 17 | 38.75 | -20538 | -1820 | -1508 | 0 | 0 | 318 | 3915 | 0 | 0 | 1082 | 53 | 341 | 3979 | 3288 | 6074 | 0 | 114 | 1238 | 219 | 1221 | 0 | 359 | 1200 | 0 | 465 | 0 | 0 | 0 | 0 | 0 | 0 | 0 | 0 | 0
2040-03-02 | 18 | 38.75 | -21289 | -1820 | -1817 | 0 | 0 | 1357 | 4454 | 0 | 0 | 1395 | 53 | 341 | 5811 | 3288 | 4493 | 0 | 126 | 118 | 219 | 1221 | 0 | 386 | 1200 | 0 | 465 | 0 | 0 | 0 | 0 | 0 | 0 | 0 | 0 | 0
2040-03-02 | 19 | 38.75 | -21714 | -1893 | -1745 | 0 | 565 | 1571 | 4756 | 0 | 0 | 1450 | 53 | 341 | 6531 | 3288 | 3118 | 0 | 184 | 0 | 218 | 1236 | 0 | 377 | 1200 | 0 | 465 | 0 | 0 | 0 | 0 | 0 | 0 | 0 | 0 | 0
2040-03-02 | 20 | 38.75 | -21107 | -1966 | -1236 | 0 | 534 | 1568 | 4322 | 0 | 0 | 1450 | 53 | 341 | 6531 | 3288 | 2542 | 0 | 178 | 0 | 218 | 1236 | 0 | 385 | 1200 | 0 | 465 | 0 | 0 | 0 | 0 | 0 | 0 | 0 | 0 | 0
2040-03-02 | 21 | 38.75 | -20292 | -1966 | -1127 | 0 | 89 | 1568 | 3741 | 0 | 0 | 1432 | 53 | 341 | 6664 | 3288 | 2513 | 0 | 180 | 0 | 219 | 1235 | 0 | 399 | 1200 | 0 | 465 | 0 | 0 | 0 | 0 | 0 | 0 | 0 | 0 | 0
2040-03-02 | 22 | 38.75 | -19367 | -1966 | -945 | 0 | 0 | 1563 | 3075 | 0 | 0 | 1450 | 53 | 341 | 6912 | 3288 | 1897 | 0 | 166 | 0 | 219 | 1239 | 0 | 410 | 1200 | 0 | 465 | 0 | 0 | 0 | 0 | 0 | 0 | 0 | 0 | 0
2040-03-02 | 23 | 38.75 | -18227 | -1966 | -781 | 0 | 0 | 1287 | 2262 | 0 | 0 | 1432 | 53 | 341 | 6838 | 3288 | 1766 | 0 | 145 | 0 | 219 | 1233 | 0 | 448 | 1200 | 0 | 465 | 0 | 0 | 0 | 0 | 0 | 0 | 0 | 0 | 0
2040-03-02 | 24 | 38.75 | -17111 | -2040 | -636 | 0 | 203 | 947 | 1464 | 0 | 0 | 1432 | 53 | 341 | 6838 | 3288 | 1559 | 0 | 120 | 0 | 219 | 1221 | 0 | 438 | 1200 | 0 | 465 | 0 | 0 | 0 | 0 | 0 | 0 | 0 | 0 | 0
2040-03-03 | 1 | 39.83 | -16275 | -2040 | -745 | 0 | 0 | 0 | 1030 | 0 | 0 | 1446 | 53 | 341 | 8106 | 3288 | 827 | 0 | 133 | 0 | 216 | 1205 | 0 | 750 | 1200 | 0 | 465 | 0 | 0 | 0 | 0 | 0 | 0 | 0 | 0 | 0
2040-03-03 | 2 | 40.27 | -15772 | -2040 | -636 | 0 | 0 | 0 | 661 | 0 | 0 | 1450 | 53 | 341 | 8236 | 3288 | 472 | 0 | 147 | 0 | 214 | 1196 | 0 | 726 | 1200 | 0 | 465 | 0 | 0 | 0 | 0 | 0 | 0 | 0 | 0 | 0
2040-03-03 | 3 | 40.27 | -15496 | -2118 | -563 | 0 | 0 | 0 | 528 | 0 | 0 | 1450 | 53 | 341 | 8296 | 3288 | 300 | 0 | 162 | 0 | 211 | 1184 | 0 | 700 | 1200 | 0 | 465 | 0 | 0 | 0 | 0 | 0 | 0 | 0 | 0 | 0
2040-03-03 | 4 | 40.59 | -15419 | -2118 | -527 | 0 | 0 | 0 | 528 | 0 | 0 | 1432 | 53 | 341 | 8503 | 3288 | 288 | 0 | 200 | 0 | 206 | 1197 | 0 | 363 | 1200 | 0 | 465 | 0 | 0 | 0 | 0 | 0 | 0 | 0 | 0 | 0
2040-03-03 | 5 | 40.95 | -15565 | -2275 | -509 | 0 | 0 | 0 | 528 | 0 | 0 | 1450 | 53 | 341 | 8715 | 3288 | 338 | 0 | 232 | 0 | 211 | 1205 | 0 | 323 | 1200 | 0 | 465 | 0 | 0 | 0 | 0 | 0 | 0 | 0 | 0 | 0
2040-03-03 | 6 | 40.73 | -16064 | -2197 | -527 | 0 | 0 | 0 | 877 | 0 | 0 | 1450 | 53 | 341 | 8637 | 3288 | 486 | 0 | 307 | 0 | 216 | 1208 | 0 | 260 | 1200 | 0 | 465 | 0 | 0 | 0 | 0 | 0 | 0 | 0 | 0 | 0
2040-03-03 | 7 | 41.24 | -16769 | -2275 | -600 | 0 | 0 | 0 | 1384 | 0 | 0 | 1450 | 53 | 341 | 8801 | 3288 | 556 | 0 | 319 | 102 | 219 | 1211 | 0 | 255 | 1200 | 0 | 465 | 0 | 0 | 0 | 0 | 0 | 0 | 0 | 0 | 0
2040-03-03 | 8 | 38.88 | -17578 | -2197 | -691 | 0 | 0 | 0 | 1971 | 0 | 0 | 1395 | 53 | 341 | 7272 | 3288 | 729 | 0 | 427 | 1624 | 219 | 1221 | 0 | 261 | 1200 | 0 | 465 | 0 | 0 | 0 | 0 | 0 | 0 | 0 | 0 | 0
2040-03-03 | 9 | 32.43 | -18374 | -2040 | -854 | 0 | 0 | 0 | 2547 | 0 | 0 | 1225 | 53 | 341 | 4902 | 3288 | 676 | 0 | 267 | 4577 | 219 | 1217 | 0 | 292 | 1200 | 0 | 465 | 0 | 0 | 0 | 0 | 0 | 0 | 0 | 0 | 0
2040-03-03 | 10 | 30.43 | -18950 | -1820 | -999 | 0 | 0 | -1246 | 2970 | 0 | 0 | 971 | 53 | 341 | 4102 | 3288 | 484 | 0 | 162 | 7241 | 219 | 1217 | 0 | 303 | 1200 | 0 | 465 | 0 | 0 | 0 | 0 | 0 | 0 | 0 | 0 | 0
2040-03-03 | 11 | 29.79 | -19181 | -1679 | -909 | 0 | -270 | -1859 | 3133 | 0 | 0 | 868 | 53 | 341 | 3918 | 3288 | 300 | 0 | 135 | 8455 | 217 | 1233 | 0 | 291 | 1200 | 0 | 465 | 0 | 0 | 0 | 0 | 0 | 0 | 0 | 0 | 0
2040-03-03 | 12 | 30.43 | -19190 | -1548 | -999 | 0 | 0 | -1694 | 3139 | 0 | 0 | 914 | 53 | 341 | 3946 | 3288 | 226 | 0 | 119 | 7991 | 216 | 1232 | 0 | 302 | 1200 | 0 | 465 | 0 | 0 | 0 | 0 | 0 | 0 | 0 | 0 | 0
2040-03-03 | 13 | 29.79 | -19046 | -1548 | -1090 | 0 | -242 | -1859 | 3038 | 0 | 0 | 868 | 53 | 341 | 3918 | 3288 | 96 | 0 | 99 | 8656 | 216 | 1232 | 0 | 315 | 1200 | 0 | 465 | 0 | 0 | 0 | 0 | 0 | 0 | 0 | 0 | 0
2040-03-03 | 14 | 29.79 | -18734 | -1480 | -1127 | 0 | -477 | -1859 | 2811 | 0 | 0 | 841 | 53 | 341 | 3698 | 3288 | 45 | 0 | 103 | 9052 | 216 | 1233 | 0 | 331 | 1200 | 0 | 465 | 0 | 0 | 0 | 0 | 0 | 0 | 0 | 0 | 0
2040-03-03 | 15 | 35.32 | -18494 | -1480 | -1163 | 0 | 0 | 0 | 2637 | 0 | 0 | 1037 | 53 | 341 | 3854 | 3288 | 73 | 0 | 81 | 6326 | 216 | 1227 | 0 | 340 | 1200 | 0 | 465 | 0 | 0 | 0 | 0 | 0 | 0 | 0 | 0 | 0
2040-03-03 | 16 | 41.13 | -18649 | -1480 | -1109 | 0 | 0 | 0 | 2748 | 0 | 0 | 1390 | 53 | 341 | 6703 | 3288 | 138 | 0 | 76 | 3074 | 218 | 1223 | 0 | 322 | 1200 | 0 | 465 | 0 | 0 | 0 | 0 | 0 | 0 | 0 | 0 | 0
2040-03-03 | 17 | 41.13 | -19499 | -1548 | -1090 | 0 | 383 | 1549 | 3366 | 0 | 0 | 1450 | 53 | 341 | 7199 | 3288 | 324 | 0 | 107 | 614 | 219 | 1221 | 0 | 359 | 1200 | 0 | 465 | 0 | 0 | 0 | 0 | 0 | 0 | 0 | 0 | 0
2040-03-03 | 18 | 41.13 | -20793 | -1548 | -1127 | 0 | 169 | 1549 | 4301 | 0 | 0 | 1450 | 53 | 341 | 8120 | 3288 | 473 | 0 | 144 | 89 | 219 | 1221 | 0 | 386 | 1200 | 0 | 465 | 0 | 0 | 0 | 0 | 0 | 0 | 0 | 0 | 0
2040-03-03 | 19 | 41.13 | -21417 | -1611 | -1163 | 0 | 95 | 1374 | 4756 | 0 | 0 | 1450 | 53 | 341 | 8409 | 3288 | 735 | 0 | 194 | 0 | 218 | 1236 | 0 | 377 | 1200 | 0 | 465 | 0 | 0 | 0 | 0 | 0 | 0 | 0 | 0 | 0
2040-03-03 | 20 | 41.13 | -20887 | -1752 | -1090 | 0 | 0 | 1324 | 4370 | 0 | 0 | 1450 | 53 | 341 | 8667 | 3288 | 459 | 0 | 274 | 0 | 218 | 1236 | 0 | 385 | 1200 | 0 | 465 | 0 | 0 | 0 | 0 | 0 | 0 | 0 | 0 | 0
2040-03-03 | 21 | 41.13 | -20051 | -1820 | -1018 | 0 | 203 | 507 | 3767 | 0 | 0 | 1450 | 53 | 341 | 8667 | 3288 | 819 | 0 | 276 | 0 | 219 | 1235 | 0 | 399 | 1200 | 0 | 465 | 0 | 0 | 0 | 0 | 0 | 0 | 0 | 0 | 0
2040-03-03 | 22 | 40.97 | -18939 | -1893 | -927 | 0 | 0 | 0 | 2959 | 0 | 0 | 1450 | 53 | 341 | 8616 | 3288 | 1204 | 0 | 316 | 0 | 219 | 1239 | 0 | 410 | 1200 | 0 | 465 | 0 | 0 | 0 | 0 | 0 | 0 | 0 | 0 | 0
2040-03-03 | 23 | 38.45 | -17668 | -1893 | -927 | 0 | 0 | 0 | 2040 | 0 | 0 | 1395 | 53 | 341 | 6991 | 3288 | 2360 | 0 | 456 | 0 | 219 | 1233 | 0 | 448 | 1200 | 0 | 465 | 0 | 0 | 0 | 0 | 0 | 0 | 0 | 0 | 0
2040-03-03 | 24 | 34.21 | -16535 | -1966 | -836 | 0 | 0 | 0 | 1215 | 0 | 0 | 1238 | 53 | 341 | 5062 | 3288 | 4043 | 0 | 554 | 0 | 219 | 1221 | 0 | 438 | 1200 | 0 | 465 | 0 | 0 | 0 | 0 | 0 | 0 | 0 | 0 | 0
2040-03-04 | 1 | 24.22 | -15798 | -1966 | -745 | 0 | -46 | -864 | 528 | 0 | 0 | 1037 | 53 | 328 | 4242 | 3288 | 5556 | 0 | 551 | 0 | 216 | 1205 | 0 | 750 | 1200 | 0 | 465 | 0 | 0 | 0 | 0 | 0 | 0 | 0 | 0 | 0
2040-03-04 | 2 | 24.22 | -15421 | -1966 | -636 | 0 | 0 | -1444 | 528 | 0 | 0 | 914 | 53 | 326 | 3331 | 3288 | 6726 | 0 | 500 | 0 | 214 | 1196 | 0 | 726 | 1200 | 0 | 465 | 0 | 0 | 0 | 0 | 0 | 0 | 0 | 0 | 0
2040-03-04 | 3 | 24.22 | -15265 | -1966 | -563 | 0 | 0 | -1462 | 528 | 0 | 0 | 841 | 53 | 326 | 2683 | 3288 | 7297 | 0 | 480 | 0 | 211 | 1184 | 0 | 700 | 1200 | 0 | 465 | 0 | 0 | 0 | 0 | 0 | 0 | 0 | 0 | 0
2040-03-04 | 4 | 24.22 | -15357 | -2040 | -527 | 0 | 0 | -959 | 528 | 0 | 0 | 855 | 53 | 326 | 2668 | 3288 | 7269 | 0 | 464 | 0 | 206 | 1197 | 0 | 363 | 1200 | 0 | 465 | 0 | 0 | 0 | 0 | 0 | 0 | 0 | 0 | 0
2040-03-04 | 5 | 24.22 | -15818 | -1966 | -509 | 0 | -34 | -535 | 528 | 0 | 0 | 902 | 53 | 326 | 2668 | 3288 | 7239 | 0 | 454 | 0 | 211 | 1205 | 0 | 323 | 1200 | 0 | 465 | 0 | 0 | 0 | 0 | 0 | 0 | 0 | 0 | 0
2040-03-04 | 6 | 32.73 | -16944 | -1966 | -527 | 0 | 0 | 1324 | 528 | 0 | 0 | 1037 | 53 | 341 | 2674 | 3288 | 6429 | 0 | 416 | 0 | 216 | 1208 | 0 | 260 | 1200 | 0 | 465 | 0 | 0 | 0 | 0 | 0 | 0 | 0 | 0 | 0
2040-03-04 | 7 | 34.65 | -18390 | -2040 | -600 | 0 | 68 | 1859 | 1490 | 0 | 0 | 1225 | 53 | 341 | 2880 | 3288 | 6062 | 0 | 333 | 82 | 219 | 1211 | 0 | 255 | 1200 | 0 | 465 | 0 | 0 | 0 | 0 | 0 | 0 | 0 | 0 | 0
2040-03-04 | 8 | 32.73 | -19564 | -2040 | -691 | 0 | 0 | 712 | 2272 | 0 | 0 | 995 | 53 | 335 | 2874 | 3288 | 7253 | 0 | 287 | 859 | 219 | 1221 | 0 | 261 | 1200 | 0 | 465 | 0 | 0 | 0 | 0 | 0 | 0 | 0 | 0 | 0
2040-03-04 | 9 | 17.29 | -20545 | -1966 | -854 | 0 | 0 | -193 | 2927 | 0 | 0 | 958 | 53 | 175 | 2751 | 3288 | 7375 | 0 | 289 | 2349 | 219 | 1217 | 0 | 292 | 1200 | 0 | 465 | 0 | 0 | 0 | 0 | 0 | 0 | 0 | 0 | 0
2040-03-04 | 10 | 17.29 | -21176 | -1966 | -999 | 0 | 0 | -619 | 3345 | 0 | 0 | 829 | 53 | 160 | 1961 | 3288 | 7374 | 0 | 311 | 4036 | 219 | 1217 | 0 | 303 | 1200 | 0 | 465 | 0 | 0 | 0 | 0 | 0 | 0 | 0 | 0 | 0
2040-03-04 | 11 | 14.52 | -21551 | -1820 | -909 | 0 | -32 | -1859 | 3598 | 0 | 0 | 622 | 53 | 160 | 700 | 3288 | 7351 | 0 | 312 | 6681 | 217 | 1233 | 0 | 291 | 1200 | 0 | 465 | 0 | 0 | 0 | 0 | 0 | 0 | 0 | 0 | 0
2040-03-04 | 12 | 14.52 | -21697 | -1752 | -999 | 0 | -1480 | -1859 | 3694 | 0 | 0 | 622 | 53 | 160 | 480 | 3288 | 7352 | 0 | 351 | 8373 | 216 | 1232 | 0 | 302 | 1200 | 0 | 465 | 0 | 0 | 0 | 0 | 0 | 0 | 0 | 0 | 0
2040-03-04 | 13 | 14.52 | -21690 | -1679 | -1090 | 0 | -195 | -1859 | 3688 | 0 | 0 | 622 | 53 | 160 | 480 | 3288 | 7255 | 0 | 397 | 7142 | 216 | 1232 | 0 | 315 | 1200 | 0 | 465 | 0 | 0 | 0 | 0 | 0 | 0 | 0 | 0 | 0
2040-03-04 | 14 | 14.52 | -21564 | -1679 | -1127 | 0 | -115 | -1859 | 3604 | 0 | 0 | 622 | 53 | 160 | 480 | 3288 | 6708 | 0 | 770 | 7215 | 216 | 1233 | 0 | 331 | 1200 | 0 | 465 | 0 | 0 | 0 | 0 | 0 | 0 | 0 | 0 | 0
2040-03-04 | 15 | 17.29 | -21310 | -1611 | -1163 | 0 | 0 | -590 | 3435 | 0 | 0 | 622 | 53 | 160 | 480 | 3288 | 6314 | 0 | 1384 | 5491 | 216 | 1227 | 0 | 340 | 1200 | 0 | 465 | 0 | 0 | 0 | 0 | 0 | 0 | 0 | 0 | 0
2040-03-04 | 16 | 23.37 | -21217 | -1679 | -1109 | 0 | 269 | 587 | 3371 | 0 | 0 | 829 | 53 | 211 | 480 | 3288 | 6044 | 0 | 1620 | 3824 | 218 | 1223 | 0 | 322 | 1200 | 0 | 465 | 0 | 0 | 0 | 0 | 0 | 0 | 0 | 0 | 0
2040-03-04 | 17 | 23.37 | -21526 | -1752 | -1090 | 0 | 167 | 612 | 3577 | 0 | 0 | 971 | 53 | 205 | 2278 | 3288 | 6338 | 0 | 1756 | 1660 | 219 | 1221 | 0 | 359 | 1200 | 0 | 465 | 0 | 0 | 0 | 0 | 0 | 0 | 0 | 0 | 0
2040-03-04 | 18 | 23.37 | -22484 | -1820 | -1127 | 0 | 581 | 821 | 4217 | 0 | 0 | 1082 | 53 | 205 | 3057 | 3288 | 6706 | 0 | 1761 | 169 | 219 | 1221 | 0 | 386 | 1200 | 0 | 465 | 0 | 0 | 0 | 0 | 0 | 0 | 0 | 0 | 0
2040-03-04 | 19 | 23.37 | -23291 | -1966 | -1163 | 0 | 342 | 999 | 4756 | 0 | 0 | 1225 | 53 | 205 | 3497 | 3288 | 6777 | 0 | 1785 | 0 | 218 | 1236 | 0 | 377 | 1200 | 0 | 465 | 0 | 0 | 0 | 0 | 0 | 0 | 0 | 0 | 0
2040-03-04 | 20 | 23.37 | -22757 | -2040 | -1090 | 0 | 6 | 1149 | 4402 | 0 | 0 | 1087 | 53 | 205 | 3497 | 3288 | 6913 | 0 | 1784 | 0 | 218 | 1236 | 0 | 385 | 1200 | 0 | 465 | 0 | 0 | 0 | 0 | 0 | 0 | 0 | 0 | 0
2040-03-04 | 21 | 23.37 | -21906 | -2275 | -1018 | 0 | 0 | 1215 | 3831 | 0 | 0 | 1137 | 53 | 205 | 3497 | 3288 | 6626 | 0 | 1830 | 0 | 219 | 1235 | 0 | 399 | 1200 | 0 | 465 | 0 | 0 | 0 | 0 | 0 | 0 | 0 | 0 | 0
2040-03-04 | 22 | 23.37 | -20621 | -2442 | -927 | 0 | 0 | 813 | 2975 | 0 | 0 | 1082 | 53 | 205 | 3167 | 3288 | 6921 | 0 | 1953 | 0 | 219 | 1239 | 0 | 410 | 1200 | 0 | 465 | 0 | 0 | 0 | 0 | 0 | 0 | 0 | 0 | 0
2040-03-04 | 23 | 23.37 | -19136 | -2610 | -927 | 0 | 163 | 343 | 1987 | 0 | 0 | 1037 | 53 | 205 | 3167 | 3288 | 6916 | 0 | 1949 | 0 | 219 | 1233 | 0 | 448 | 1200 | 0 | 465 | 0 | 0 | 0 | 0 | 0 | 0 | 0 | 0 | 0
2040-03-04 | 24 | 23.37 | -17940 | -2788 | -836 | 0 | 40 | 0 | 1189 | 0 | 0 | 995 | 53 | 205 | 3355 | 3288 | 6928 | 0 | 1968 | 0 | 219 | 1221 | 0 | 438 | 1200 | 0 | 465 | 0 | 0 | 0 | 0 | 0 | 0 | 0 | 0 | 0
2040-03-05 | 1 | 31.3 | -17227 | -2876 | -563 | 0 | 0 | -858 | 528 | 0 | 0 | 971 | 53 | 319 | 3616 | 3288 | 7000 | 0 | 1913 | 0 | 216 | 1205 | 0 | 750 | 1200 | 0 | 465 | 0 | 0 | 0 | 0 | 0 | 0 | 0 | 0 | 0
2040-03-05 | 2 | 31.3 | -16872 | -2965 | -509 | 0 | 0 | -598 | 528 | 0 | 0 | 995 | 53 | 335 | 3616 | 3288 | 6436 | 0 | 1892 | 0 | 214 | 1196 | 0 | 726 | 1200 | 0 | 465 | 0 | 0 | 0 | 0 | 0 | 0 | 0 | 0 | 0
2040-03-05 | 3 | 31.3 | -16797 | -3060 | -436 | 0 | 0 | -570 | 528 | 0 | 0 | 1037 | 53 | 341 | 4055 | 3288 | 5913 | 0 | 1888 | 0 | 211 | 1184 | 0 | 700 | 1200 | 0 | 465 | 0 | 0 | 0 | 0 | 0 | 0 | 0 | 0 | 0
2040-03-05 | 4 | 31.3 | -16946 | -3154 | -418 | 0 | 0 | -276 | 528 | 0 | 0 | 1082 | 53 | 341 | 4765 | 3288 | 5379 | 0 | 1926 | 0 | 206 | 1197 | 0 | 363 | 1200 | 0 | 465 | 0 | 0 | 0 | 0 | 0 | 0 | 0 | 0 | 0
2040-03-05 | 5 | 35.98 | -17600 | -3248 | -418 | 0 | 0 | 0 | 761 | 0 | 0 | 1308 | 53 | 341 | 5773 | 3288 | 4434 | 0 | 1905 | 0 | 211 | 1205 | 0 | 323 | 1200 | 0 | 465 | 0 | 0 | 0 | 0 | 0 | 0 | 0 | 0 | 0
2040-03-05 | 6 | 40.15 | -19190 | -3347 | -436 | 0 | 0 | 0 | 1802 | 0 | 0 | 1395 | 53 | 341 | 7594 | 3288 | 3313 | 0 | 1839 | 0 | 216 | 1208 | 0 | 260 | 1200 | 0 | 465 | 0 | 0 | 0 | 0 | 0 | 0 | 0 | 0 | 0
2040-03-05 | 7 | 40.76 | -21472 | -3447 | -545 | 0 | 0 | 0 | 3297 | 0 | 0 | 1450 | 53 | 341 | 8828 | 3288 | 2955 | 0 | 1769 | 133 | 219 | 1211 | 0 | 255 | 1200 | 0 | 465 | 0 | 0 | 0 | 0 | 0 | 0 | 0 | 0 | 0
2040-03-05 | 8 | 39.55 | -22439 | -3546 | -672 | 0 | 0 | 0 | 3931 | 0 | 0 | 1395 | 53 | 341 | 7930 | 3288 | 2791 | 0 | 1747 | 1817 | 219 | 1221 | 0 | 261 | 1200 | 0 | 465 | 0 | 0 | 0 | 0 | 0 | 0 | 0 | 0 | 0
2040-03-05 | 9 | 31.3 | -22546 | -3248 | -800 | 0 | 0 | -458 | 4000 | 0 | 0 | 1086 | 53 | 341 | 5085 | 3288 | 2627 | 0 | 1687 | 5491 | 219 | 1217 | 0 | 292 | 1200 | 0 | 465 | 0 | 0 | 0 | 0 | 0 | 0 | 0 | 0 | 0
2040-03-05 | 10 | 30.8 | -22567 | -3060 | -927 | 0 | -863 | -1859 | 4011 | 0 | 0 | 914 | 53 | 341 | 4926 | 3288 | 2104 | 0 | 1595 | 8641 | 219 | 1217 | 0 | 303 | 1200 | 0 | 465 | 0 | 0 | 0 | 0 | 0 | 0 | 0 | 0 | 0
2040-03-05 | 11 | 29.01 | -22599 | -2788 | -909 | -25 | -2000 | -1859 | 4032 | 0 | 0 | 733 | 53 | 341 | 4656 | 3288 | 1800 | 0 | 1501 | 10369 | 217 | 1233 | 0 | 291 | 1200 | 0 | 465 | 0 | 0 | 0 | 0 | 0 | 0 | 0 | 0 | 0
2040-03-05 | 12 | 29.01 | -22391 | -2699 | -781 | -596 | -2000 | -1859 | 3900 | 0 | 0 | 622 | 53 | 341 | 4342 | 3288 | 1542 | 0 | 1200 | 11623 | 216 | 1232 | 0 | 302 | 1200 | 0 | 465 | 0 | 0 | 0 | 0 | 0 | 0 | 0 | 0 | 0
2040-03-05 | 13 | 29.01 | -22060 | -2610 | -1018 | -240 | -2000 | -1859 | 3683 | 0 | 0 | 622 | 53 | 341 | 4218 | 3288 | 1467 | 0 | 898 | 11788 | 216 | 1232 | 0 | 315 | 1200 | 0 | 465 | 0 | 0 | 0 | 0 | 0 | 0 | 0 | 0 | 0
2040-03-05 | 14 | 30.8 | -21770 | -2442 | -999 | 0 | -1238 | -1859 | 3493 | 0 | 0 | 829 | 53 | 341 | 4208 | 3288 | 1547 | 0 | 566 | 10540 | 216 | 1233 | 0 | 331 | 1200 | 0 | 465 | 0 | 0 | 0 | 0 | 0 | 0 | 0 | 0 | 0
2040-03-05 | 15 | 31.3 | -21309 | -2359 | -890 | 0 | 0 | -1521 | 3192 | 0 | 0 | 958 | 53 | 341 | 3851 | 3288 | 1606 | 0 | 568 | 8775 | 216 | 1227 | 0 | 340 | 1200 | 0 | 465 | 0 | 0 | 0 | 0 | 0 | 0 | 0 | 0 | 0
2040-03-05 | 16 | 39.79 | -21119 | -2275 | -1181 | 0 | 0 | 0 | 3065 | 0 | 0 | 1238 | 53 | 341 | 5260 | 3288 | 1753 | 0 | 470 | 5680 | 218 | 1223 | 0 | 322 | 1200 | 0 | 465 | 0 | 0 | 0 | 0 | 0 | 0 | 0 | 0 | 0
2040-03-05 | 17 | 42.3 | -21497 | -2275 | -1508 | 0 | 571 | 1744 | 3313 | 0 | 0 | 1450 | 53 | 341 | 6446 | 3288 | 1829 | 0 | 416 | 2365 | 219 | 1221 | 0 | 359 | 1200 | 0 | 465 | 0 | 0 | 0 | 0 | 0 | 0 | 0 | 0 | 0
2040-03-05 | 18 | 43.47 | -22664 | -2275 | -1817 | 295 | 2000 | 1859 | 4074 | 0 | 0 | 1450 | 53 | 341 | 7418 | 3288 | 1841 | 0 | 436 | 212 | 219 | 1221 | 0 | 386 | 1200 | 0 | 465 | 0 | 0 | 0 | 0 | 0 | 0 | 0 | 0 | 0
2040-03-05 | 19 | 43.47 | -23701 | -2442 | -1745 | 445 | 2000 | 1859 | 4756 | 0 | 0 | 1450 | 53 | 341 | 7833 | 3288 | 1902 | 0 | 465 | 0 | 218 | 1236 | 0 | 377 | 1200 | 0 | 465 | 0 | 0 | 0 | 0 | 0 | 0 | 0 | 0 | 0
2040-03-05 | 20 | 42.3 | -23362 | -2442 | -1236 | 0 | 1476 | 1702 | 4534 | 0 | 0 | 1450 | 53 | 341 | 8324 | 3288 | 1896 | 0 | 474 | 0 | 218 | 1236 | 0 | 385 | 1200 | 0 | 465 | 0 | 0 | 0 | 0 | 0 | 0 | 0 | 0 | 0
2040-03-05 | 21 | 42.3 | -22614 | -2610 | -1127 | 0 | 716 | 1575 | 4042 | 0 | 0 | 1450 | 53 | 341 | 8808 | 3288 | 2158 | 0 | 402 | 0 | 219 | 1235 | 0 | 399 | 1200 | 0 | 465 | 0 | 0 | 0 | 0 | 0 | 0 | 0 | 0 | 0
2040-03-05 | 22 | 42.3 | -21335 | -2788 | -945 | 0 | 203 | 1308 | 3207 | 0 | 0 | 1450 | 53 | 341 | 8808 | 3288 | 2537 | 0 | 339 | 0 | 219 | 1239 | 0 | 410 | 1200 | 0 | 465 | 0 | 0 | 0 | 0 | 0 | 0 | 0 | 0 | 0
2040-03-05 | 23 | 41.13 | -19729 | -2876 | -781 | 0 | 0 | 0 | 2151 | 0 | 0 | 1450 | 53 | 341 | 9180 | 3288 | 2976 | 0 | 384 | 0 | 219 | 1233 | 0 | 448 | 1200 | 0 | 465 | 0 | 0 | 0 | 0 | 0 | 0 | 0 | 0 | 0
2040-03-05 | 24 | 40.59 | -18416 | -2788 | -636 | 0 | 0 | 0 | 1295 | 0 | 0 | 1450 | 53 | 341 | 8400 | 3288 | 2992 | 0 | 479 | 0 | 219 | 1221 | 0 | 438 | 1200 | 0 | 465 | 0 | 0 | 0 | 0 | 0 | 0 | 0 | 0 | 0
2040-03-06 | 1 | 39.73 | -17652 | -2965 | -563 | 0 | 0 | 0 | 528 | 0 | 0 | 1432 | 53 | 341 | 7951 | 3288 | 3120 | 0 | 632 | 0 | 216 | 1205 | 0 | 750 | 1200 | 0 | 465 | 0 | 0 | 0 | 0 | 0 | 0 | 0 | 0 | 0
2040-03-06 | 2 | 38.7 | -17276 | -3060 | -509 | 0 | 0 | 0 | 528 | 0 | 0 | 1395 | 53 | 341 | 7030 | 3288 | 3731 | 0 | 678 | 0 | 214 | 1196 | 0 | 726 | 1200 | 0 | 465 | 0 | 0 | 0 | 0 | 0 | 0 | 0 | 0 | 0
2040-03-06 | 3 | 37.1 | -17180 | -3154 | -436 | 0 | 0 | 0 | 528 | 0 | 0 | 1308 | 53 | 341 | 6040 | 3288 | 4734 | 0 | 718 | 0 | 211 | 1184 | 0 | 700 | 1200 | 0 | 465 | 0 | 0 | 0 | 0 | 0 | 0 | 0 | 0 | 0
2040-03-06 | 4 | 35.37 | -17303 | -3248 | -418 | 0 | 0 | 0 | 528 | 0 | 0 | 1238 | 53 | 341 | 5303 | 3288 | 5957 | 0 | 830 | 0 | 206 | 1197 | 0 | 363 | 1200 | 0 | 465 | 0 | 0 | 0 | 0 | 0 | 0 | 0 | 0 | 0
2040-03-06 | 5 | 35.5 | -17920 | -3347 | -418 | 0 | 0 | 0 | 534 | 0 | 0 | 1238 | 53 | 341 | 5300 | 3288 | 6849 | 0 | 679 | 0 | 211 | 1205 | 0 | 323 | 1200 | 0 | 465 | 0 | 0 | 0 | 0 | 0 | 0 | 0 | 0 | 0
2040-03-06 | 6 | 37.1 | -19488 | -3447 | -436 | 0 | 0 | 0 | 1522 | 0 | 0 | 1299 | 53 | 341 | 5704 | 3288 | 7020 | 0 | 796 | 0 | 216 | 1208 | 0 | 260 | 1200 | 0 | 465 | 0 | 0 | 0 | 0 | 0 | 0 | 0 | 0 | 0
2040-03-06 | 7 | 39.54 | -21760 | -3645 | -545 | 0 | 0 | 0 | 2959 | 0 | 0 | 1390 | 53 | 341 | 6722 | 3288 | 7000 | 0 | 710 | 138 | 219 | 1211 | 0 | 255 | 1200 | 0 | 465 | 0 | 0 | 0 | 0 | 0 | 0 | 0 | 0 | 0
2040-03-06 | 8 | 38.75 | -22792 | -3645 | -672 | 0 | 0 | 0 | 3609 | 0 | 0 | 1308 | 53 | 341 | 6245 | 3288 | 6386 | 0 | 666 | 1848 | 219 | 1221 | 0 | 261 | 1200 | 0 | 465 | 0 | 0 | 0 | 0 | 0 | 0 | 0 | 0 | 0
2040-03-06 | 9 | 27.12 | -22887 | -3447 | -800 | 0 | 0 | -1028 | 3667 | 0 | 0 | 914 | 53 | 341 | 3203 | 3288 | 6730 | 0 | 1269 | 5304 | 219 | 1217 | 0 | 292 | 1200 | 0 | 465 | 0 | 0 | 0 | 0 | 0 | 0 | 0 | 0 | 0
2040-03-06 | 10 | 27.12 | -22983 | -3248 | -927 | 0 | 0 | -1756 | 3731 | 0 | 0 | 622 | 53 | 341 | 1082 | 3288 | 6677 | 0 | 1604 | 8113 | 219 | 1217 | 0 | 303 | 1200 | 0 | 465 | 0 | 0 | 0 | 0 | 0 | 0 | 0 | 0 | 0
2040-03-06 | 11 | 25.94 | -23118 | -3060 | -909 | 0 | -1908 | -1859 | 3815 | 0 | 0 | 622 | 53 | 341 | 687 | 3288 | 6423 | 0 | 1755 | 10464 | 217 | 1233 | 0 | 291 | 1200 | 0 | 465 | 0 | 0 | 0 | 0 | 0 | 0 | 0 | 0 | 0
2040-03-06 | 12 | 25.94 | -23092 | -2965 | -781 | 0 | -958 | -1859 | 3799 | 0 | 0 | 622 | 53 | 341 | 687 | 3288 | 5948 | 0 | 1843 | 9660 | 216 | 1232 | 0 | 302 | 1200 | 0 | 465 | 0 | 0 | 0 | 0 | 0 | 0 | 0 | 0 | 0
2040-03-06 | 13 | 27.12 | -22858 | -2788 | -1018 | 0 | 0 | -1826 | 3651 | 0 | 0 | 622 | 53 | 341 | 696 | 3288 | 5443 | 0 | 1898 | 9070 | 216 | 1232 | 0 | 315 | 1200 | 0 | 465 | 0 | 0 | 0 | 0 | 0 | 0 | 0 | 0 | 0
2040-03-06 | 14 | 27.12 | -22657 | -2788 | -999 | 0 | 0 | -1646 | 3524 | 0 | 0 | 622 | 53 | 341 | 687 | 3288 | 5916 | 0 | 1945 | 8269 | 216 | 1233 | 0 | 331 | 1200 | 0 | 465 | 0 | 0 | 0 | 0 | 0 | 0 | 0 | 0 | 0
2040-03-06 | 15 | 27.12 | -22446 | -2788 | -890 | 0 | 0 | -472 | 3392 | 0 | 0 | 622 | 53 | 341 | 687 | 3288 | 6356 | 0 | 1997 | 6412 | 216 | 1227 | 0 | 340 | 1200 | 0 | 465 | 0 | 0 | 0 | 0 | 0 | 0 | 0 | 0 | 0
2040-03-06 | 16 | 31.75 | -22422 | -2788 | -1181 | 0 | 0 | 0 | 3376 | 0 | 0 | 967 | 53 | 341 | 2532 | 3288 | 6367 | 0 | 2013 | 4026 | 218 | 1223 | 0 | 322 | 1200 | 0 | 465 | 0 | 0 | 0 | 0 | 0 | 0 | 0 | 0 | 0
2040-03-06 | 17 | 36.65 | -22813 | -2788 | -1508 | 0 | 0 | 578 | 3620 | 0 | 0 | 1225 | 53 | 341 | 4274 | 3288 | 6476 | 0 | 2001 | 1789 | 219 | 1221 | 0 | 359 | 1200 | 0 | 465 | 0 | 0 | 0 | 0 | 0 | 0 | 0 | 0 | 0
2040-03-06 | 18 | 36.65 | -23749 | -2876 | -1817 | 0 | 717 | 1549 | 4211 | 0 | 0 | 1395 | 53 | 341 | 4810 | 3288 | 6510 | 0 | 1852 | 226 | 219 | 1221 | 0 | 386 | 1200 | 0 | 465 | 0 | 0 | 0 | 0 | 0 | 0 | 0 | 0 | 0
2040-03-06 | 19 | 36.65 | -24609 | -2965 | -1745 | 0 | 666 | 1549 | 4756 | 0 | 0 | 1432 | 53 | 341 | 5872 | 3288 | 6319 | 0 | 1547 | 0 | 218 | 1236 | 0 | 377 | 1200 | 0 | 465 | 0 | 0 | 0 | 0 | 0 | 0 | 0 | 0 | 0
2040-03-06 | 20 | 36.65 | -24281 | -3154 | -1236 | 0 | 444 | 1526 | 4550 | 0 | 0 | 1395 | 53 | 341 | 5872 | 3288 | 6267 | 0 | 1432 | 0 | 218 | 1236 | 0 | 385 | 1200 | 0 | 465 | 0 | 0 | 0 | 0 | 0 | 0 | 0 | 0 | 0
2040-03-06 | 21 | 36.65 | -23622 | -3248 | -1127 | 0 | 286 | 1091 | 4132 | 0 | 0 | 1395 | 53 | 341 | 5872 | 3288 | 6474 | 0 | 1548 | 0 | 219 | 1235 | 0 | 399 | 1200 | 0 | 465 | 0 | 0 | 0 | 0 | 0 | 0 | 0 | 0 | 0
2040-03-06 | 22 | 36.65 | -22400 | -3347 | -945 | 0 | 149 | 790 | 3361 | 0 | 0 | 1390 | 53 | 341 | 5872 | 3288 | 6292 | 0 | 1624 | 0 | 219 | 1239 | 0 | 410 | 1200 | 0 | 465 | 0 | 0 | 0 | 0 | 0 | 0 | 0 | 0 | 0
2040-03-06 | 23 | 36.65 | -20793 | -3447 | -781 | 0 | 203 | 648 | 2346 | 0 | 0 | 1390 | 53 | 341 | 5872 | 3288 | 5631 | 0 | 1684 | 0 | 219 | 1233 | 0 | 448 | 1200 | 0 | 465 | 0 | 0 | 0 | 0 | 0 | 0 | 0 | 0 | 0
2040-03-06 | 24 | 35.59 | -19458 | -3546 | -636 | 0 | 0 | 0 | 1506 | 0 | 0 | 1238 | 53 | 341 | 5465 | 3288 | 6518 | 0 | 1688 | 0 | 219 | 1221 | 0 | 438 | 1200 | 0 | 465 | 0 | 0 | 0 | 0 | 0 | 0 | 0 | 0 | 0
2040-03-07 | 1 | 30.57 | -18722 | -3645 | -563 | 0 | 0 | 0 | 1136 | 0 | 0 | 1238 | 53 | 341 | 5023 | 3288 | 6404 | 0 | 1612 | 0 | 216 | 1205 | 0 | 750 | 1200 | 0 | 465 | 0 | 0 | 0 | 0 | 0 | 0 | 0 | 0 | 0
2040-03-07 | 2 | 35.37 | -18348 | -3750 | -509 | 0 | 0 | 0 | 898 | 0 | 0 | 1308 | 53 | 341 | 5456 | 3288 | 5981 | 0 | 1481 | 0 | 214 | 1196 | 0 | 726 | 1200 | 0 | 465 | 0 | 0 | 0 | 0 | 0 | 0 | 0 | 0 | 0
2040-03-07 | 3 | 37 | -18247 | -3855 | -436 | 0 | 0 | 0 | 835 | 0 | 0 | 1308 | 53 | 341 | 5832 | 3288 | 5708 | 0 | 1413 | 0 | 211 | 1184 | 0 | 700 | 1200 | 0 | 465 | 0 | 0 | 0 | 0 | 0 | 0 | 0 | 0 | 0
2040-03-07 | 4 | 37.84 | -18418 | -3959 | -418 | 0 | 0 | 0 | 946 | 0 | 0 | 1308 | 53 | 341 | 6375 | 3288 | 5655 | 0 | 1398 | 0 | 206 | 1197 | 0 | 363 | 1200 | 0 | 465 | 0 | 0 | 0 | 0 | 0 | 0 | 0 | 0 | 0
2040-03-07 | 5 | 38.88 | -18978 | -4069 | -418 | 0 | 0 | 0 | 1300 | 0 | 0 | 1390 | 53 | 341 | 6942 | 3288 | 5510 | 0 | 1238 | 0 | 211 | 1205 | 0 | 323 | 1200 | 0 | 465 | 0 | 0 | 0 | 0 | 0 | 0 | 0 | 0 | 0
2040-03-07 | 6 | 39.86 | -20527 | -4179 | -436 | 0 | 0 | 0 | 2283 | 0 | 0 | 1432 | 53 | 341 | 8169 | 3288 | 5140 | 0 | 1088 | 0 | 216 | 1208 | 0 | 260 | 1200 | 0 | 465 | 0 | 0 | 0 | 0 | 0 | 0 | 0 | 0 | 0
2040-03-07 | 7 | 41.31 | -22746 | -4179 | -545 | 0 | 0 | 0 | 3699 | 0 | 0 | 1450 | 53 | 341 | 9449 | 3288 | 4685 | 0 | 1005 | 151 | 219 | 1211 | 0 | 255 | 1200 | 0 | 465 | 0 | 0 | 0 | 0 | 0 | 0 | 0 | 0 | 0
2040-03-07 | 8 | 40.24 | -23826 | -4069 | -672 | 0 | 0 | 0 | 4380 | 0 | 0 | 1432 | 53 | 341 | 8498 | 3288 | 4612 | 0 | 1121 | 1477 | 219 | 1221 | 0 | 261 | 1200 | 0 | 465 | 0 | 0 | 0 | 0 | 0 | 0 | 0 | 0 | 0
2040-03-07 | 9 | 33.72 | -23855 | -3855 | -800 | 0 | 0 | 0 | 4402 | 0 | 0 | 1238 | 53 | 341 | 5436 | 3288 | 4431 | 0 | 1215 | 4713 | 219 | 1217 | 0 | 292 | 1200 | 0 | 465 | 0 | 0 | 0 | 0 | 0 | 0 | 0 | 0 | 0
2040-03-07 | 10 | 29.8 | -23728 | -3447 | -927 | 0 | 0 | -1340 | 4322 | 0 | 0 | 967 | 53 | 341 | 3800 | 3288 | 3996 | 0 | 1502 | 7768 | 219 | 1217 | 0 | 303 | 1200 | 0 | 465 | 0 | 0 | 0 | 0 | 0 | 0 | 0 | 0 | 0
2040-03-07 | 11 | 29.05 | -23708 | -3154 | -909 | 0 | -512 | -1859 | 4306 | 0 | 0 | 737 | 53 | 341 | 3268 | 3288 | 3764 | 0 | 1594 | 9386 | 217 | 1233 | 0 | 291 | 1200 | 0 | 465 | 0 | 0 | 0 | 0 | 0 | 0 | 0 | 0 | 0
2040-03-07 | 12 | 29.05 | -23491 | -2876 | -781 | 0 | -1103 | -1859 | 4169 | 0 | 0 | 622 | 53 | 341 | 1828 | 3288 | 4089 | 0 | 1657 | 10649 | 216 | 1232 | 0 | 302 | 1200 | 0 | 465 | 0 | 0 | 0 | 0 | 0 | 0 | 0 | 0 | 0
2040-03-07 | 13 | 29.05 | -23120 | -2699 | -1018 | 0 | -798 | -1859 | 3937 | 0 | 0 | 622 | 53 | 341 | 1239 | 3288 | 4493 | 0 | 1604 | 10488 | 216 | 1232 | 0 | 315 | 1200 | 0 | 465 | 0 | 0 | 0 | 0 | 0 | 0 | 0 | 0 | 0
2040-03-07 | 14 | 29.05 | -22836 | -2610 | -999 | 0 | -200 | -1859 | 3752 | 0 | 0 | 622 | 53 | 341 | 1211 | 3288 | 5220 | 0 | 1559 | 9013 | 216 | 1233 | 0 | 331 | 1200 | 0 | 465 | 0 | 0 | 0 | 0 | 0 | 0 | 0 | 0 | 0
2040-03-07 | 15 | 29.8 | -22494 | -2526 | -890 | 0 | 0 | -806 | 3535 | 0 | 0 | 640 | 53 | 341 | 1259 | 3288 | 5878 | 0 | 1558 | 6718 | 216 | 1227 | 0 | 340 | 1200 | 0 | 465 | 0 | 0 | 0 | 0 | 0 | 0 | 0 | 0 | 0
2040-03-07 | 16 | 40.27 | -22400 | -2442 | -1181 | 0 | 135 | 386 | 3477 | 0 | 0 | 958 | 53 | 341 | 1815 | 3288 | 5841 | 0 | 1651 | 4651 | 218 | 1223 | 0 | 322 | 1200 | 0 | 465 | 0 | 0 | 0 | 0 | 0 | 0 | 0 | 0 | 0
2040-03-07 | 17 | 40.27 | -22718 | -2442 | -1508 | 0 | 254 | 1384 | 3678 | 0 | 0 | 1238 | 53 | 341 | 3347 | 3288 | 5948 | 0 | 1519 | 2155 | 219 | 1221 | 0 | 359 | 1200 | 0 | 465 | 0 | 0 | 0 | 0 | 0 | 0 | 0 | 0 | 0
2040-03-07 | 18 | 40.27 | -23603 | -2526 | -1817 | 0 | 335 | 1188 | 4243 | 0 | 0 | 1395 | 53 | 341 | 6293 | 3288 | 5674 | 0 | 1436 | 210 | 219 | 1221 | 0 | 386 | 1200 | 0 | 465 | 0 | 0 | 0 | 0 | 0 | 0 | 0 | 0 | 0
2040-03-07 | 19 | 40.27 | -24411 | -2610 | -1745 | 0 | 415 | 1283 | 4756 | 0 | 0 | 1450 | 53 | 341 | 6940 | 3288 | 5408 | 0 | 1337 | 0 | 218 | 1236 | 0 | 377 | 1200 | 0 | 465 | 0 | 0 | 0 | 0 | 0 | 0 | 0 | 0 | 0
2040-03-07 | 20 | 40.27 | -24069 | -2699 | -1236 | 0 | 214 | 942 | 4539 | 0 | 0 | 1432 | 53 | 341 | 7101 | 3288 | 5297 | 0 | 1294 | 0 | 218 | 1236 | 0 | 385 | 1200 | 0 | 465 | 0 | 0 | 0 | 0 | 0 | 0 | 0 | 0 | 0
2040-03-07 | 21 | 40.27 | -23436 | -2788 | -1127 | 0 | 308 | 1250 | 4137 | 0 | 0 | 1450 | 53 | 341 | 7031 | 3288 | 4734 | 0 | 1241 | 0 | 219 | 1235 | 0 | 399 | 1200 | 0 | 465 | 0 | 0 | 0 | 0 | 0 | 0 | 0 | 0 | 0
2040-03-07 | 22 | 40.27 | -22195 | -2876 | -945 | 0 | 383 | 345 | 3345 | 0 | 0 | 1450 | 53 | 341 | 7708 | 3288 | 4383 | 0 | 1189 | 0 | 219 | 1239 | 0 | 410 | 1200 | 0 | 465 | 0 | 0 | 0 | 0 | 0 | 0 | 0 | 0 | 0
2040-03-07 | 23 | 40.27 | -20583 | -3060 | -781 | 0 | 203 | 314 | 2320 | 0 | 0 | 1432 | 53 | 341 | 7708 | 3288 | 4080 | 0 | 1121 | 0 | 219 | 1233 | 0 | 448 | 1200 | 0 | 465 | 0 | 0 | 0 | 0 | 0 | 0 | 0 | 0 | 0
2040-03-07 | 24 | 39.93 | -19234 | -3060 | -636 | 0 | 0 | 0 | 1464 | 0 | 0 | 1395 | 53 | 341 | 7557 | 3288 | 4200 | 0 | 1089 | 0 | 219 | 1221 | 0 | 438 | 1200 | 0 | 465 | 0 | 0 | 0 | 0 | 0 | 0 | 0 | 0 | 0
2040-03-08 | 1 | 35.98 | -18464 | -3248 | -563 | 0 | 0 | 0 | 1522 | 0 | 0 | 1364 | 53 | 341 | 6149 | 3288 | 4671 | 0 | 1052 | 0 | 216 | 1205 | 0 | 750 | 1200 | 0 | 465 | 0 | 0 | 0 | 0 | 0 | 0 | 0 | 0 | 0
2040-03-08 | 2 | 35.98 | -18078 | -3347 | -509 | 0 | 0 | 0 | 1268 | 0 | 0 | 1345 | 53 | 341 | 6089 | 3288 | 4774 | 0 | 976 | 0 | 214 | 1196 | 0 | 726 | 1200 | 0 | 465 | 0 | 0 | 0 | 0 | 0 | 0 | 0 | 0 | 0
2040-03-08 | 3 | 37.71 | -17983 | -3447 | -436 | 0 | 0 | 0 | 1205 | 0 | 0 | 1390 | 53 | 341 | 6373 | 3288 | 4498 | 0 | 959 | 0 | 211 | 1184 | 0 | 700 | 1200 | 0 | 465 | 0 | 0 | 0 | 0 | 0 | 0 | 0 | 0 | 0
2040-03-08 | 4 | 39.39 | -18123 | -3546 | -418 | 0 | 0 | 0 | 1295 | 0 | 0 | 1395 | 53 | 341 | 7577 | 3288 | 3691 | 0 | 1017 | 0 | 206 | 1197 | 0 | 363 | 1200 | 0 | 465 | 0 | 0 | 0 | 0 | 0 | 0 | 0 | 0 | 0
2040-03-08 | 5 | 40.66 | -18665 | -3546 | -418 | 0 | 0 | 0 | 1659 | 0 | 0 | 1450 | 53 | 341 | 8796 | 3288 | 2653 | 0 | 986 | 0 | 211 | 1205 | 0 | 323 | 1200 | 0 | 465 | 0 | 0 | 0 | 0 | 0 | 0 | 0 | 0 | 0
2040-03-08 | 6 | 44.28 | -20176 | -3645 | -436 | 0 | 0 | 0 | 2663 | 0 | 0 | 1450 | 53 | 341 | 10676 | 3288 | 1529 | 0 | 909 | 0 | 216 | 1208 | 0 | 260 | 1200 | 0 | 465 | 0 | 0 | 0 | 0 | 0 | 0 | 0 | 0 | 0
2040-03-08 | 7 | 47.31 | -22341 | -3750 | -545 | 0 | 0 | 0 | 4106 | 0 | 0 | 1450 | 53 | 341 | 12056 | 3288 | 1007 | 0 | 825 | 161 | 219 | 1211 | 0 | 255 | 1200 | 0 | 465 | 0 | 0 | 0 | 0 | 0 | 0 | 0 | 0 | 0
2040-03-08 | 8 | 43.67 | -23317 | -3645 | -672 | 0 | 0 | 0 | 4756 | 0 | 0 | 1450 | 53 | 341 | 10721 | 3288 | 577 | 0 | 942 | 2141 | 219 | 1221 | 0 | 261 | 1200 | 0 | 465 | 0 | 0 | 0 | 0 | 0 | 0 | 0 | 0 | 0
2040-03-08 | 9 | 39.2 | -23247 | -3347 | -800 | 0 | 0 | 0 | 4708 | 0 | 0 | 1395 | 53 | 341 | 7667 | 3288 | 266 | 0 | 926 | 5358 | 219 | 1217 | 0 | 292 | 1200 | 0 | 465 | 0 | 0 | 0 | 0 | 0 | 0 | 0 | 0 | 0
2040-03-08 | 10 | 30.7 | -23157 | -2876 | -927 | 0 | 0 | -137 | 4650 | 0 | 0 | 1117 | 53 | 341 | 4805 | 3288 | 178 | 0 | 926 | 8336 | 219 | 1217 | 0 | 303 | 1200 | 0 | 465 | 0 | 0 | 0 | 0 | 0 | 0 | 0 | 0 | 0
2040-03-08 | 11 | 30.7 | -23034 | -2610 | -909 | 0 | 0 | -1520 | 4565 | 0 | 0 | 967 | 53 | 341 | 4142 | 3288 | 144 | 0 | 890 | 10277 | 217 | 1233 | 0 | 291 | 1200 | 0 | 465 | 0 | 0 | 0 | 0 | 0 | 0 | 0 | 0 | 0
2040-03-08 | 12 | 30.11 | -22714 | -2359 | -781 | 0 | -360 | -1859 | 4354 | 0 | 0 | 868 | 53 | 341 | 4086 | 3288 | 208 | 0 | 903 | 10557 | 216 | 1232 | 0 | 302 | 1200 | 0 | 465 | 0 | 0 | 0 | 0 | 0 | 0 | 0 | 0 | 0
2040-03-08 | 13 | 30.11 | -22214 | -2197 | -1018 | 0 | -456 | -1859 | 4021 | 0 | 0 | 868 | 53 | 341 | 4078 | 3288 | 308 | 0 | 851 | 10508 | 216 | 1232 | 0 | 315 | 1200 | 0 | 465 | 0 | 0 | 0 | 0 | 0 | 0 | 0 | 0 | 0
2040-03-08 | 14 | 30.11 | -21803 | -1966 | -999 | 0 | -586 | -1859 | 3746 | 0 | 0 | 841 | 53 | 341 | 3922 | 3288 | 549 | 0 | 871 | 10157 | 216 | 1233 | 0 | 331 | 1200 | 0 | 465 | 0 | 0 | 0 | 0 | 0 | 0 | 0 | 0 | 0
2040-03-08 | 15 | 30.7 | -21341 | -1893 | -890 | 0 | 0 | -17 | 3440 | 0 | 0 | 1082 | 53 | 341 | 3946 | 3288 | 866 | 0 | 917 | 6760 | 216 | 1227 | 0 | 340 | 1200 | 0 | 465 | 0 | 0 | 0 | 0 | 0 | 0 | 0 | 0 | 0
2040-03-08 | 16 | 41.49 | -21102 | -1820 | -1181 | 0 | 0 | 125 | 3281 | 0 | 0 | 1318 | 53 | 341 | 6272 | 3288 | 1132 | 0 | 828 | 4037 | 218 | 1223 | 0 | 322 | 1200 | 0 | 465 | 0 | 0 | 0 | 0 | 0 | 0 | 0 | 0 | 0
2040-03-08 | 17 | 41.49 | -21321 | -1820 | -1508 | 0 | 0 | 1331 | 3424 | 0 | 0 | 1450 | 53 | 341 | 7200 | 3288 | 1428 | 0 | 731 | 1939 | 219 | 1221 | 0 | 359 | 1200 | 0 | 465 | 0 | 0 | 0 | 0 | 0 | 0 | 0 | 0 | 0
2040-03-08 | 18 | 41.49 | -22000 | -1820 | -1817 | 0 | 1003 | 1651 | 3878 | 0 | 0 | 1450 | 53 | 341 | 8086 | 3288 | 1418 | 0 | 739 | 239 | 219 | 1221 | 0 | 386 | 1200 | 0 | 465 | 0 | 0 | 0 | 0 | 0 | 0 | 0 | 0 | 0
2040-03-08 | 19 | 41.49 | -22803 | -1893 | -1745 | 0 | 0 | 1498 | 4412 | 0 | 0 | 1450 | 53 | 341 | 9211 | 3288 | 1784 | 0 | 907 | 0 | 218 | 1236 | 0 | 377 | 1200 | 0 | 465 | 0 | 0 | 0 | 0 | 0 | 0 | 0 | 0 | 0
2040-03-08 | 20 | 41.49 | -22396 | -2040 | -1236 | 0 | 53 | 569 | 4143 | 0 | 0 | 1450 | 53 | 341 | 9413 | 3288 | 1745 | 0 | 1112 | 0 | 218 | 1236 | 0 | 385 | 1200 | 0 | 465 | 0 | 0 | 0 | 0 | 0 | 0 | 0 | 0 | 0
2040-03-08 | 21 | 41.49 | -21702 | -2197 | -1127 | 0 | 150 | 190 | 3678 | 0 | 0 | 1450 | 53 | 341 | 9413 | 3288 | 1803 | 0 | 1143 | 0 | 219 | 1235 | 0 | 399 | 1200 | 0 | 465 | 0 | 0 | 0 | 0 | 0 | 0 | 0 | 0 | 0
2040-03-08 | 22 | 41.13 | -20734 | -2275 | -945 | 0 | 0 | 0 | 3038 | 0 | 0 | 1450 | 53 | 341 | 9247 | 3288 | 1886 | 0 | 1119 | 0 | 219 | 1239 | 0 | 410 | 1200 | 0 | 465 | 0 | 0 | 0 | 0 | 0 | 0 | 0 | 0 | 0
2040-03-08 | 23 | 40.3 | -19446 | -2275 | -781 | 0 | 0 | 0 | 2177 | 0 | 0 | 1450 | 53 | 341 | 8671 | 3288 | 1802 | 0 | 1156 | 0 | 219 | 1233 | 0 | 448 | 1200 | 0 | 465 | 0 | 0 | 0 | 0 | 0 | 0 | 0 | 0 | 0
2040-03-08 | 24 | 39.65 | -18221 | -2442 | -636 | 0 | 0 | 0 | 1363 | 0 | 0 | 1432 | 53 | 341 | 8095 | 3288 | 1691 | 0 | 1495 | 0 | 219 | 1221 | 0 | 438 | 1200 | 0 | 465 | 0 | 0 | 0 | 0 | 0 | 0 | 0 | 0 | 0
2040-03-09 | 1 | 35.37 | -17370 | -2610 | -563 | 0 | 0 | 0 | 2288 | 0 | 0 | 1308 | 53 | 341 | 5838 | 3288 | 1985 | 0 | 1607 | 0 | 216 | 1205 | 0 | 750 | 1200 | 0 | 465 | 0 | 0 | 0 | 0 | 0 | 0 | 0 | 0 | 0
2040-03-09 | 2 | 35.5 | -16931 | -2526 | -509 | 0 | 0 | 0 | 1960 | 0 | 0 | 1308 | 53 | 341 | 5724 | 3288 | 1749 | 0 | 1742 | 0 | 214 | 1196 | 0 | 726 | 1200 | 0 | 465 | 0 | 0 | 0 | 0 | 0 | 0 | 0 | 0 | 0
2040-03-09 | 3 | 37.72 | -16733 | -2788 | -436 | 0 | 0 | 0 | 1812 | 0 | 0 | 1390 | 53 | 341 | 6337 | 3288 | 1280 | 0 | 1696 | 0 | 211 | 1184 | 0 | 700 | 1200 | 0 | 465 | 0 | 0 | 0 | 0 | 0 | 0 | 0 | 0 | 0
2040-03-09 | 4 | 39.2 | -16711 | -2788 | -418 | 0 | 0 | 0 | 1791 | 0 | 0 | 1395 | 53 | 341 | 6969 | 3288 | 927 | 0 | 1722 | 0 | 206 | 1197 | 0 | 363 | 1200 | 0 | 465 | 0 | 0 | 0 | 0 | 0 | 0 | 0 | 0 | 0
2040-03-09 | 5 | 39.62 | -16953 | -2788 | -418 | 0 | 0 | 0 | 1976 | 0 | 0 | 1395 | 53 | 341 | 7300 | 3288 | 660 | 0 | 1743 | 0 | 211 | 1205 | 0 | 323 | 1200 | 0 | 465 | 0 | 0 | 0 | 0 | 0 | 0 | 0 | 0 | 0
2040-03-09 | 6 | 40.3 | -17637 | -2876 | -436 | 0 | 0 | 0 | 2489 | 0 | 0 | 1395 | 53 | 341 | 7685 | 3288 | 659 | 0 | 1692 | 0 | 216 | 1208 | 0 | 260 | 1200 | 0 | 465 | 0 | 0 | 0 | 0 | 0 | 0 | 0 | 0 | 0
2040-03-09 | 7 | 40.95 | -18530 | -2965 | -545 | 0 | 0 | 0 | 3160 | 0 | 0 | 1395 | 53 | 341 | 7900 | 3288 | 711 | 0 | 1648 | 196 | 219 | 1211 | 0 | 255 | 1200 | 0 | 465 | 0 | 0 | 0 | 0 | 0 | 0 | 0 | 0 | 0
2040-03-09 | 8 | 37.76 | -19352 | -2876 | -672 | 0 | 0 | 0 | 3778 | 0 | 0 | 1308 | 53 | 341 | 6174 | 3288 | 721 | 0 | 1626 | 2247 | 219 | 1221 | 0 | 261 | 1200 | 0 | 465 | 0 | 0 | 0 | 0 | 0 | 0 | 0 | 0 | 0
2040-03-09 | 9 | 27.94 | -20051 | -2442 | -800 | 0 | 0 | -498 | 4306 | 0 | 0 | 995 | 53 | 341 | 3752 | 3288 | 590 | 0 | 1498 | 5575 | 219 | 1217 | 0 | 292 | 1200 | 0 | 465 | 0 | 0 | 0 | 0 | 0 | 0 | 0 | 0 | 0
2040-03-09 | 10 | 27.94 | -20428 | -2040 | -927 | 0 | 0 | -1093 | 4587 | 0 | 0 | 622 | 53 | 341 | 1326 | 3288 | 546 | 0 | 1575 | 8746 | 219 | 1217 | 0 | 303 | 1200 | 0 | 465 | 0 | 0 | 0 | 0 | 0 | 0 | 0 | 0 | 0
2040-03-09 | 11 | 26.89 | -20519 | -1679 | -909 | 0 | -730 | -1859 | 4655 | 0 | 0 | 622 | 53 | 341 | 687 | 3288 | 604 | 0 | 1590 | 10449 | 217 | 1233 | 0 | 291 | 1200 | 0 | 465 | 0 | 0 | 0 | 0 | 0 | 0 | 0 | 0 | 0
2040-03-09 | 12 | 24.1 | -20237 | -1611 | -781 | -213 | -2000 | -1859 | 4444 | 0 | 0 | 622 | 53 | 233 | 621 | 3288 | 566 | 0 | 1630 | 11830 | 216 | 1232 | 0 | 302 | 1200 | 0 | 465 | 0 | 0 | 0 | 0 | 0 | 0 | 0 | 0 | 0
2040-03-09 | 13 | 24.1 | -19677 | -1417 | -1018 | -69 | -2000 | -1859 | 4021 | 0 | 0 | 622 | 53 | 233 | 382 | 3288 | 398 | 0 | 1662 | 11953 | 216 | 1232 | 0 | 315 | 1200 | 0 | 465 | 0 | 0 | 0 | 0 | 0 | 0 | 0 | 0 | 0
2040-03-09 | 14 | 26.89 | -19038 | -1297 | -999 | 0 | -1865 | -1859 | 3546 | 0 | 0 | 622 | 53 | 341 | 448 | 3288 | 235 | 0 | 1602 | 11479 | 216 | 1233 | 0 | 331 | 1200 | 0 | 465 | 0 | 0 | 0 | 0 | 0 | 0 | 0 | 0 | 0
2040-03-09 | 15 | 27.94 | -18479 | -1297 | -890 | 0 | 0 | -1699 | 3123 | 0 | 0 | 622 | 53 | 341 | 515 | 3288 | 138 | 0 | 1575 | 9264 | 216 | 1227 | 0 | 340 | 1200 | 0 | 465 | 0 | 0 | 0 | 0 | 0 | 0 | 0 | 0 | 0
2040-03-09 | 16 | 35.5 | -18275 | -1240 | -1181 | 0 | 0 | 0 | 2970 | 0 | 0 | 893 | 53 | 341 | 1957 | 3288 | 84 | 0 | 1449 | 6234 | 218 | 1223 | 0 | 322 | 1200 | 0 | 465 | 0 | 0 | 0 | 0 | 0 | 0 | 0 | 0 | 0
2040-03-09 | 17 | 37.76 | -18571 | -1297 | -1508 | 0 | 464 | 543 | 3192 | 0 | 0 | 1308 | 53 | 341 | 4887 | 3288 | 157 | 0 | 1115 | 2566 | 219 | 1221 | 0 | 359 | 1200 | 0 | 465 | 0 | 0 | 0 | 0 | 0 | 0 | 0 | 0 | 0
2040-03-09 | 18 | 37.76 | -19552 | -1355 | -1817 | 88 | 1750 | 1558 | 3931 | 0 | 0 | 1450 | 53 | 341 | 5429 | 3288 | 294 | 0 | 787 | 265 | 219 | 1221 | 0 | 386 | 1200 | 0 | 465 | 0 | 0 | 0 | 0 | 0 | 0 | 0 | 0 | 0
2040-03-09 | 19 | 37.76 | -20651 | -1480 | -1745 | 155 | 1750 | 1554 | 4756 | 0 | 0 | 1450 | 53 | 341 | 5980 | 3288 | 547 | 0 | 507 | 0 | 218 | 1236 | 0 | 377 | 1200 | 0 | 465 | 0 | 0 | 0 | 0 | 0 | 0 | 0 | 0 | 0
2040-03-09 | 20 | 37.76 | -20391 | -1752 | -1236 | 0 | 899 | 1310 | 4560 | 0 | 0 | 1450 | 53 | 341 | 6420 | 3288 | 1004 | 0 | 550 | 0 | 218 | 1236 | 0 | 385 | 1200 | 0 | 465 | 0 | 0 | 0 | 0 | 0 | 0 | 0 | 0 | 0
2040-03-09 | 21 | 37.76 | -19885 | -1966 | -1127 | 0 | 424 | 1526 | 4180 | 0 | 0 | 1432 | 53 | 341 | 6346 | 3288 | 1358 | 0 | 513 | 0 | 219 | 1235 | 0 | 399 | 1200 | 0 | 465 | 0 | 0 | 0 | 0 | 0 | 0 | 0 | 0 | 0
2040-03-09 | 22 | 37.76 | -19107 | -2040 | -945 | 0 | 181 | 1133 | 3593 | 0 | 0 | 1395 | 53 | 341 | 6331 | 3288 | 1719 | 0 | 525 | 0 | 219 | 1239 | 0 | 410 | 1200 | 0 | 465 | 0 | 0 | 0 | 0 | 0 | 0 | 0 | 0 | 0
2040-03-09 | 23 | 37.76 | -18117 | -2118 | -781 | 0 | 203 | 313 | 2848 | 0 | 0 | 1395 | 53 | 341 | 6331 | 3288 | 2096 | 0 | 584 | 0 | 219 | 1233 | 0 | 448 | 1200 | 0 | 465 | 0 | 0 | 0 | 0 | 0 | 0 | 0 | 0 | 0
2040-03-09 | 24 | 37.74 | -17099 | -2040 | -636 | 0 | 0 | 0 | 2087 | 0 | 0 | 1308 | 53 | 341 | 6197 | 3288 | 2312 | 0 | 646 | 0 | 219 | 1221 | 0 | 438 | 1200 | 0 | 465 | 0 | 0 | 0 | 0 | 0 | 0 | 0 | 0 | 0
2040-03-10 | 1 | 34.21 | -16354 | -2040 | -745 | 0 | 0 | 0 | 845 | 0 | 0 | 1308 | 53 | 341 | 5478 | 3288 | 3210 | 0 | 780 | 0 | 216 | 1205 | 0 | 750 | 1200 | 0 | 465 | 0 | 0 | 0 | 0 | 0 | 0 | 0 | 0 | 0
2040-03-10 | 2 | 34.21 | -16105 | -2040 | -636 | 0 | 0 | 0 | 671 | 0 | 0 | 1238 | 53 | 341 | 4849 | 3288 | 3698 | 0 | 841 | 0 | 214 | 1196 | 0 | 726 | 1200 | 0 | 465 | 0 | 0 | 0 | 0 | 0 | 0 | 0 | 0 | 0
2040-03-10 | 3 | 29.6 | -15859 | -2118 | -563 | 0 | 0 | 0 | 528 | 0 | 0 | 1149 | 53 | 341 | 4334 | 3288 | 4187 | 0 | 901 | 0 | 211 | 1184 | 0 | 700 | 1200 | 0 | 465 | 0 | 0 | 0 | 0 | 0 | 0 | 0 | 0 | 0
2040-03-10 | 4 | 27.12 | -15637 | -2118 | -527 | 0 | 0 | -233 | 528 | 0 | 0 | 1082 | 53 | 341 | 4207 | 3288 | 4537 | 0 | 1048 | 0 | 206 | 1197 | 0 | 363 | 1200 | 0 | 465 | 0 | 0 | 0 | 0 | 0 | 0 | 0 | 0 | 0
2040-03-10 | 5 | 27.12 | -15637 | -2040 | -509 | 0 | 0 | -182 | 528 | 0 | 0 | 981 | 53 | 341 | 3401 | 3288 | 5310 | 0 | 1063 | 0 | 211 | 1205 | 0 | 323 | 1200 | 0 | 465 | 0 | 0 | 0 | 0 | 0 | 0 | 0 | 0 | 0
2040-03-10 | 6 | 27.12 | -15873 | -1966 | -527 | 0 | 0 | -269 | 528 | 0 | 0 | 967 | 53 | 341 | 2920 | 3288 | 6012 | 0 | 1177 | 0 | 216 | 1208 | 0 | 260 | 1200 | 0 | 465 | 0 | 0 | 0 | 0 | 0 | 0 | 0 | 0 | 0
2040-03-10 | 7 | 27.12 | -16452 | -1966 | -600 | 0 | 0 | -405 | 919 | 0 | 0 | 868 | 53 | 341 | 2395 | 3288 | 6874 | 0 | 1336 | 0 | 219 | 1211 | 0 | 255 | 1200 | 0 | 465 | 0 | 0 | 0 | 0 | 0 | 0 | 0 | 0 | 0
2040-03-10 | 8 | 27.12 | -17259 | -2040 | -691 | 0 | 0 | -322 | 1490 | 0 | 0 | 859 | 53 | 341 | 2082 | 3288 | 7250 | 0 | 1519 | 64 | 219 | 1221 | 0 | 261 | 1200 | 0 | 465 | 0 | 0 | 0 | 0 | 0 | 0 | 0 | 0 | 0
2040-03-10 | 9 | 27.12 | -18433 | -2040 | -854 | 0 | 0 | -157 | 2325 | 0 | 0 | 868 | 53 | 341 | 1922 | 3288 | 7293 | 0 | 1574 | 426 | 219 | 1217 | 0 | 292 | 1200 | 0 | 465 | 0 | 0 | 0 | 0 | 0 | 0 | 0 | 0 | 0
2040-03-10 | 10 | 27.12 | -19663 | -1966 | -999 | 0 | 0 | -187 | 3197 | 0 | 0 | 841 | 53 | 341 | 1594 | 3288 | 7308 | 0 | 1559 | 1231 | 219 | 1217 | 0 | 303 | 1200 | 0 | 465 | 0 | 0 | 0 | 0 | 0 | 0 | 0 | 0 | 0
2040-03-10 | 11 | 27.12 | -20593 | -2040 | -909 | 0 | 0 | -327 | 3863 | 0 | 0 | 829 | 53 | 341 | 1374 | 3288 | 7307 | 0 | 1520 | 1888 | 217 | 1233 | 0 | 291 | 1200 | 0 | 465 | 0 | 0 | 0 | 0 | 0 | 0 | 0 | 0 | 0
2040-03-10 | 12 | 27.12 | -21224 | -1966 | -999 | 0 | 0 | -410 | 4306 | 0 | 0 | 622 | 53 | 341 | 574 | 3288 | 7296 | 0 | 1674 | 3030 | 216 | 1232 | 0 | 302 | 1200 | 0 | 465 | 0 | 0 | 0 | 0 | 0 | 0 | 0 | 0 | 0
2040-03-10 | 13 | 27.12 | -21504 | -1893 | -1090 | 0 | 0 | -569 | 4507 | 0 | 0 | 622 | 53 | 341 | 0 | 3288 | 7287 | 0 | 1749 | 3782 | 216 | 1232 | 0 | 315 | 1200 | 0 | 465 | 0 | 0 | 0 | 0 | 0 | 0 | 0 | 0 | 0
2040-03-10 | 14 | 27.12 | -21430 | -1893 | -1127 | 0 | 0 | -244 | 4454 | 0 | 0 | 622 | 53 | 341 | 0 | 3288 | 7290 | 0 | 1754 | 3447 | 216 | 1233 | 0 | 331 | 1200 | 0 | 465 | 0 | 0 | 0 | 0 | 0 | 0 | 0 | 0 | 0
2040-03-10 | 15 | 27.12 | -21188 | -1820 | -1163 | 0 | 0 | -2 | 4280 | 0 | 0 | 622 | 53 | 341 | 27 | 3288 | 7299 | 0 | 1911 | 2904 | 216 | 1227 | 0 | 340 | 1200 | 0 | 465 | 0 | 0 | 0 | 0 | 0 | 0 | 0 | 0 | 0
2040-03-10 | 16 | 36.65 | -21027 | -1820 | -1109 | 0 | 0 | 24 | 4169 | 0 | 0 | 622 | 53 | 341 | 129 | 3288 | 7302 | 0 | 2002 | 2598 | 218 | 1223 | 0 | 322 | 1200 | 0 | 465 | 0 | 0 | 0 | 0 | 0 | 0 | 0 | 0 | 0
2040-03-10 | 17 | 36.65 | -21110 | -1752 | -1090 | 0 | 0 | 1109 | 4227 | 0 | 0 | 868 | 53 | 341 | 677 | 3288 | 6433 | 0 | 2016 | 1476 | 219 | 1221 | 0 | 359 | 1200 | 0 | 465 | 0 | 0 | 0 | 0 | 0 | 0 | 0 | 0 | 0
2040-03-10 | 18 | 36.65 | -21429 | -1752 | -1127 | 0 | 0 | 600 | 4454 | 0 | 0 | 893 | 53 | 341 | 1390 | 3288 | 6758 | 0 | 1992 | 1048 | 219 | 1221 | 0 | 386 | 1200 | 0 | 465 | 0 | 0 | 0 | 0 | 0 | 0 | 0 | 0 | 0
2040-03-10 | 19 | 36.65 | -21748 | -1679 | -1163 | 0 | 0 | 682 | 4682 | 0 | 0 | 967 | 53 | 341 | 1662 | 3288 | 7316 | 0 | 1955 | 150 | 218 | 1236 | 0 | 377 | 1200 | 0 | 465 | 0 | 0 | 0 | 0 | 0 | 0 | 0 | 0 | 0
2040-03-10 | 20 | 36.65 | -21854 | -1679 | -1090 | 0 | 0 | 33 | 4756 | 0 | 0 | 967 | 53 | 341 | 2473 | 3288 | 7314 | 0 | 1895 | 0 | 218 | 1236 | 0 | 385 | 1200 | 0 | 465 | 0 | 0 | 0 | 0 | 0 | 0 | 0 | 0 | 0
2040-03-10 | 21 | 24.21 | -21061 | -1679 | -1018 | 0 | 0 | 0 | 4190 | 0 | 0 | 967 | 53 | 309 | 2339 | 3288 | 7284 | 0 | 1809 | 0 | 219 | 1235 | 0 | 399 | 1200 | 0 | 465 | 0 | 0 | 0 | 0 | 0 | 0 | 0 | 0 | 0
2040-03-10 | 22 | 19.46 | -19812 | -1679 | -927 | 0 | 0 | 0 | 3303 | 0 | 0 | 914 | 53 | 166 | 2201 | 3288 | 7260 | 0 | 1701 | 0 | 219 | 1239 | 0 | 410 | 1200 | 0 | 465 | 0 | 0 | 0 | 0 | 0 | 0 | 0 | 0 | 0
2040-03-10 | 23 | 0.23 | -18264 | -1679 | -927 | 0 | 0 | 0 | 2203 | 0 | 0 | 893 | 53 | 160 | 2074 | 3288 | 7232 | 0 | 1425 | 0 | 219 | 1233 | 0 | 448 | 1200 | 0 | 442 | 0 | 0 | 0 | 0 | 0 | 0 | 0 | 0 | 0
2040-03-10 | 24 | 0 | -16858 | -1752 | -836 | 0 | 0 | 0 | 1205 | 0 | 0 | 733 | 48 | 160 | 2302 | 3288 | 7128 | 0 | 1196 | 0 | 219 | 1221 | 0 | 438 | 1200 | 0 | 308 | 0 | 0 | 0 | 0 | 0 | 0 | 0 | 0 | 0
2040-03-11 | 1 | 15.82 | -15968 | -1752 | -745 | 0 | 0 | -793 | 724 | 0 | 0 | 868 | 53 | 160 | 2354 | 3288 | 7045 | 0 | 954 | 0 | 216 | 1205 | 0 | 750 | 1200 | 0 | 442 | 0 | 0 | 0 | 0 | 0 | 0 | 0 | 0 | 0
2040-03-11 | 2 | 15.82 | -15445 | -1752 | -636 | 0 | 0 | -808 | 528 | 0 | 0 | 841 | 53 | 160 | 1896 | 3288 | 7274 | 0 | 800 | 0 | 214 | 1196 | 0 | 726 | 1200 | 0 | 465 | 0 | 0 | 0 | 0 | 0 | 0 | 0 | 0 | 0
2040-03-11 | 3 | 15.82 | -15230 | -1752 | -563 | 0 | 0 | -730 | 528 | 0 | 0 | 768 | 53 | 160 | 1576 | 3288 | 7273 | 0 | 870 | 0 | 211 | 1184 | 0 | 700 | 1200 | 0 | 465 | 0 | 0 | 0 | 0 | 0 | 0 | 0 | 0 | 0
2040-03-11 | 4 | 15.82 | -15248 | -1752 | -527 | 0 | 0 | -679 | 528 | 0 | 0 | 636 | 53 | 160 | 1286 | 3288 | 7256 | 0 | 1568 | 0 | 206 | 1197 | 0 | 363 | 1200 | 0 | 465 | 0 | 0 | 0 | 0 | 0 | 0 | 0 | 0 | 0
2040-03-11 | 5 | 15.82 | -15733 | -1679 | -509 | 0 | 0 | -505 | 555 | 0 | 0 | 701 | 53 | 160 | 1286 | 3288 | 7154 | 0 | 1826 | 0 | 211 | 1205 | 0 | 323 | 1200 | 0 | 465 | 0 | 0 | 0 | 0 | 0 | 0 | 0 | 0 | 0
2040-03-11 | 6 | 18.15 | -17111 | -1611 | -527 | 0 | 0 | 0 | 1548 | 0 | 0 | 841 | 53 | 160 | 1564 | 3288 | 6804 | 0 | 1642 | 0 | 216 | 1208 | 0 | 260 | 1200 | 0 | 465 | 0 | 0 | 0 | 0 | 0 | 0 | 0 | 0 | 0
2040-03-11 | 7 | 21.38 | -19500 | -1679 | -600 | 0 | 0 | 601 | 3266 | 0 | 0 | 971 | 53 | 160 | 2409 | 3288 | 6224 | 0 | 1457 | 0 | 219 | 1211 | 0 | 255 | 1200 | 0 | 465 | 0 | 0 | 0 | 0 | 0 | 0 | 0 | 0 | 0
2040-03-11 | 8 | 21.38 | -20819 | -1611 | -691 | 0 | 0 | 1540 | 4217 | 0 | 0 | 1037 | 53 | 160 | 2634 | 3288 | 5182 | 0 | 1463 | 181 | 219 | 1221 | 0 | 261 | 1200 | 0 | 465 | 0 | 0 | 0 | 0 | 0 | 0 | 0 | 0 | 0
2040-03-11 | 9 | 21.38 | -20869 | -1611 | -854 | 0 | 0 | 459 | 4254 | 0 | 0 | 971 | 53 | 160 | 2932 | 3288 | 4690 | 0 | 1494 | 1649 | 219 | 1217 | 0 | 292 | 1200 | 0 | 456 | 0 | 0 | 0 | 0 | 0 | 0 | 0 | 0 | 0
2040-03-11 | 10 | 0 | -20932 | -1548 | -999 | 0 | 0 | -937 | 4296 | 0 | 0 | 278 | 48 | 160 | 2033 | 3288 | 5093 | 0 | 1378 | 4581 | 219 | 1217 | 0 | 303 | 1200 | 0 | 323 | 0 | 0 | 0 | 0 | 0 | 0 | 0 | 0 | 0
2040-03-11 | 11 | -40 | -21010 | -1355 | -909 | 0 | -350 | -1853 | 4354 | 0 | 0 | 0 | 48 | 160 | 1464 | 3288 | 5828 | 0 | 0 | 7114 | 217 | 1233 | 0 | 291 | 1200 | 0 | 280 | 0 | 1482 | 0 | 0 | 0 | 0 | 0 | 0 | 0
2040-03-11 | 12 | -40 | -20953 | -1240 | -999 | -868 | -1647 | -1859 | 4312 | 0 | 0 | 0 | 48 | 160 | 1464 | 3288 | 6257 | 0 | 0 | 8807 | 216 | 1232 | 0 | 302 | 1200 | 0 | 280 | 0 | 1606 | 0 | 0 | 0 | 0 | 0 | 0 | 0
2040-03-11 | 13 | -40 | -20788 | -1182 | -1090 | -908 | -2000 | -1859 | 4195 | 0 | 0 | 0 | 48 | 160 | 1438 | 3288 | 5589 | 0 | 0 | 9866 | 216 | 1232 | 0 | 315 | 1200 | 0 | 280 | 739 | 1714 | 0 | 0 | 0 | 0 | 0 | 0 | 0
2040-03-11 | 14 | -40 | -20526 | -1072 | -1127 | -908 | -2000 | -1859 | 4005 | 0 | 0 | 0 | 48 | 160 | 1270 | 3288 | 5627 | 0 | 0 | 9834 | 216 | 1233 | 0 | 331 | 1200 | 0 | 280 | 1333 | 1873 | 0 | 0 | 0 | 0 | 0 | 0 | 0
2040-03-11 | 15 | -40 | -20099 | -1015 | -1163 | -908 | -2000 | -1859 | 3699 | 0 | 0 | 0 | 48 | 160 | 980 | 3288 | 6484 | 0 | 0 | 9123 | 216 | 1227 | 0 | 340 | 1200 | 0 | 280 | 512 | 1957 | 0 | 0 | 0 | 0 | 0 | 0 | 0
2040-03-11 | 16 | -40 | -19766 | -1015 | -1109 | -481 | -1135 | -1859 | 3456 | 0 | 0 | 0 | 48 | 160 | 690 | 3288 | 6696 | 0 | 0 | 7784 | 218 | 1223 | 0 | 322 | 1200 | 0 | 280 | 451 | 1924 | 0 | 0 | 0 | 0 | 0 | 0 | 0
2040-03-11 | 17 | -35 | -19783 | -968 | -1090 | 0 | -19 | -1244 | 3472 | 0 | 0 | 0 | 48 | 160 | 690 | 3288 | 7169 | 0 | 180 | 4818 | 219 | 1221 | 0 | 359 | 1200 | 0 | 280 | 0 | 1896 | 0 | 0 | 0 | 0 | 0 | 0 | 0
2040-03-11 | 18 | 0 | -20232 | -1015 | -1127 | 0 | 0 | 0 | 3794 | 0 | 0 | 387 | 48 | 160 | 500 | 3288 | 7040 | 0 | 2022 | 1819 | 219 | 1221 | 0 | 386 | 1200 | 0 | 289 | 0 | 0 | 0 | 0 | 0 | 0 | 0 | 0 | 0
2040-03-11 | 19 | 0 | -20856 | -1072 | -1163 | 0 | 0 | 1498 | 4243 | 0 | 0 | 841 | 48 | 160 | 180 | 3288 | 7122 | 0 | 2067 | 282 | 218 | 1236 | 0 | 377 | 1200 | 0 | 332 | 0 | 0 | 0 | 0 | 0 | 0 | 0 | 0 | 0
2040-03-11 | 20 | 3 | -21568 | -1240 | -1090 | 0 | 75 | 1859 | 4756 | 0 | 0 | 868 | 53 | 160 | 0 | 3288 | 7288 | 0 | 2047 | 0 | 218 | 1236 | 0 | 385 | 1200 | 0 | 465 | 0 | 0 | 0 | 0 | 0 | 0 | 0 | 0 | 0
2040-03-11 | 21 | 0.14 | -21039 | -1355 | -1018 | 0 | 0 | 1859 | 4375 | 0 | 0 | 868 | 53 | 160 | 0 | 3288 | 7269 | 0 | 2078 | 0 | 219 | 1235 | 0 | 399 | 1200 | 0 | 408 | 0 | 0 | 0 | 0 | 0 | 0 | 0 | 0 | 0
2040-03-11 | 22 | 0 | -19836 | -1480 | -927 | 0 | 0 | 1717 | 3509 | 0 | 0 | 841 | 48 | 160 | 0 | 3288 | 7277 | 0 | 2047 | 0 | 219 | 1239 | 0 | 410 | 1200 | 0 | 289 | 0 | 0 | 0 | 0 | 0 | 0 | 0 | 0 | 0
2040-03-11 | 23 | 0 | -18245 | -1548 | -927 | 0 | 0 | 1371 | 2362 | 0 | 0 | 829 | 48 | 160 | 0 | 3288 | 7264 | 0 | 2018 | 0 | 219 | 1233 | 0 | 448 | 1200 | 0 | 280 | 0 | 0 | 0 | 0 | 0 | 0 | 0 | 0 | 0
2040-03-11 | 24 | 0 | -16889 | -1611 | -836 | 0 | 0 | 1119 | 1384 | 0 | 0 | 737 | 48 | 160 | 0 | 3288 | 7220 | 0 | 2022 | 0 | 219 | 1221 | 0 | 438 | 1200 | 0 | 280 | 0 | 0 | 0 | 0 | 0 | 0 | 0 | 0 | 0
2040-03-12 | 1 | 0.12 | -16023 | -1679 | -563 | 0 | 115 | -41 | 539 | 0 | 0 | 733 | 53 | 160 | 533 | 3288 | 7143 | 0 | 2027 | 0 | 216 | 1205 | 0 | 750 | 1200 | 0 | 346 | 0 | 0 | 0 | 0 | 0 | 0 | 0 | 0 | 0
2040-03-12 | 2 | 0.12 | -15579 | -1752 | -509 | 0 | 224 | -292 | 528 | 0 | 0 | 689 | 53 | 160 | 533 | 3288 | 6991 | 0 | 1973 | 0 | 214 | 1196 | 0 | 726 | 1200 | 0 | 358 | 0 | 0 | 0 | 0 | 0 | 0 | 0 | 0 | 0
2040-03-12 | 3 | 0.12 | -15402 | -1752 | -436 | 0 | 213 | -394 | 528 | 0 | 0 | 625 | 53 | 160 | 533 | 3288 | 6929 | 0 | 2002 | 0 | 211 | 1184 | 0 | 700 | 1200 | 0 | 358 | 0 | 0 | 0 | 0 | 0 | 0 | 0 | 0 | 0
2040-03-12 | 4 | 0.12 | -15473 | -1893 | -418 | 0 | 100 | -292 | 528 | 0 | 0 | 733 | 53 | 160 | 1118 | 3288 | 6767 | 0 | 2006 | 0 | 206 | 1197 | 0 | 363 | 1200 | 0 | 358 | 0 | 0 | 0 | 0 | 0 | 0 | 0 | 0 | 0
2040-03-12 | 5 | 0.12 | -16009 | -1893 | -418 | 0 | 578 | -584 | 528 | 0 | 0 | 893 | 53 | 160 | 2264 | 3288 | 5905 | 0 | 1940 | 0 | 211 | 1205 | 0 | 323 | 1200 | 0 | 357 | 0 | 0 | 0 | 0 | 0 | 0 | 0 | 0 | 0
2040-03-12 | 6 | 0.12 | -17412 | -1893 | -436 | 0 | 1299 | 0 | 1522 | 0 | 0 | 991 | 53 | 160 | 2264 | 3288 | 4964 | 0 | 1960 | 0 | 216 | 1208 | 0 | 260 | 1200 | 0 | 356 | 0 | 0 | 0 | 0 | 0 | 0 | 0 | 0 | 0
2040-03-12 | 7 | 0.12 | -19832 | -1966 | -545 | 545 | 2000 | 50 | 3229 | 0 | 0 | 1082 | 53 | 160 | 2264 | 3288 | 4466 | 0 | 1965 | 0 | 219 | 1211 | 0 | 255 | 1200 | 0 | 358 | 0 | 0 | 0 | 0 | 0 | 0 | 0 | 0 | 0
2040-03-12 | 8 | 0.12 | -21188 | -1893 | -672 | 547 | 1893 | 61 | 4185 | 0 | 0 | 1082 | 53 | 160 | 2264 | 3288 | 4813 | 0 | 1946 | 205 | 219 | 1221 | 0 | 261 | 1200 | 0 | 358 | 0 | 0 | 0 | 0 | 0 | 0 | 0 | 0 | 0
2040-03-12 | 9 | 0.12 | -21263 | -1893 | -800 | 0 | 1173 | -584 | 4238 | 0 | 0 | 967 | 53 | 160 | 2264 | 3288 | 5532 | 0 | 1922 | 1671 | 219 | 1217 | 0 | 292 | 1200 | 0 | 344 | 0 | 0 | 0 | 0 | 0 | 0 | 0 | 0 | 0
2040-03-12 | 10 | -5.48 | -21234 | -1820 | -927 | 0 | -6 | -1336 | 4217 | 0 | 0 | 278 | 48 | 160 | 1731 | 3288 | 5654 | 0 | 1968 | 4760 | 219 | 1217 | 0 | 303 | 1200 | 0 | 280 | 0 | 0 | 0 | 0 | 0 | 0 | 0 | 0 | 0
2040-03-12 | 11 | -5.48 | -21281 | -1752 | -909 | 0 | -1095 | -1859 | 4254 | 0 | 0 | 278 | 48 | 160 | 1563 | 3288 | 4659 | 0 | 1916 | 7508 | 217 | 1233 | 0 | 291 | 1200 | 0 | 280 | 0 | 0 | 0 | 0 | 0 | 0 | 0 | 0 | 0
2040-03-12 | 12 | -8.27 | -21332 | -1679 | -781 | -146 | -2000 | -1859 | 4291 | 0 | 0 | 278 | 48 | 160 | 1418 | 3288 | 3686 | 0 | 1896 | 9502 | 216 | 1232 | 0 | 302 | 1200 | 0 | 280 | 0 | 0 | 0 | 0 | 0 | 0 | 0 | 0 | 0
2040-03-12 | 13 | -8.27 | -21048 | -1548 | -1018 | -215 | -2000 | -1859 | 4090 | 0 | 0 | 278 | 48 | 160 | 1273 | 3288 | 3349 | 0 | 1849 | 10110 | 216 | 1232 | 0 | 315 | 1200 | 0 | 280 | 0 | 0 | 0 | 0 | 0 | 0 | 0 | 0 | 0
2040-03-12 | 14 | -35 | -20747 | -1548 | -999 | -908 | -2000 | -1859 | 3873 | 0 | 0 | 0 | 48 | 160 | 1273 | 3288 | 3225 | 0 | 1632 | 11302 | 216 | 1233 | 0 | 331 | 1200 | 0 | 280 | 0 | 222 | 0 | 0 | 0 | 0 | 0 | 0 | 0
2040-03-12 | 15 | -5.48 | -20331 | -1480 | -890 | 0 | -1667 | -1859 | 3583 | 0 | 0 | 278 | 48 | 160 | 953 | 3288 | 2512 | 0 | 1851 | 10284 | 216 | 1227 | 0 | 340 | 1200 | 0 | 289 | 0 | 0 | 0 | 0 | 0 | 0 | 0 | 0 | 0
2040-03-12 | 16 | -5.48 | -19959 | -1417 | -1181 | 0 | -150 | -1761 | 3318 | 0 | 0 | 278 | 48 | 160 | 513 | 3288 | 2217 | 0 | 1829 | 9523 | 218 | 1223 | 0 | 322 | 1200 | 0 | 332 | 0 | 0 | 0 | 0 | 0 | 0 | 0 | 0 | 0
2040-03-12 | 17 | 35.98 | -19943 | -1355 | -1508 | 16 | 93 | 0 | 3308 | 0 | 0 | 841 | 53 | 319 | 1194 | 3288 | 2039 | 0 | 1834 | 6357 | 219 | 1221 | 0 | 359 | 1200 | 0 | 465 | 0 | 0 | 0 | 0 | 0 | 0 | 0 | 0 | 0
2040-03-12 | 18 | 35.98 | -20459 | -1417 | -1817 | 135 | 25 | 1091 | 3672 | 0 | 0 | 1238 | 53 | 335 | 3742 | 3288 | 2106 | 0 | 1807 | 2710 | 219 | 1221 | 0 | 386 | 1200 | 0 | 465 | 0 | 0 | 0 | 0 | 0 | 0 | 0 | 0 | 0
2040-03-12 | 19 | 35.98 | -21130 | -1417 | -1745 | 569 | 1543 | 1665 | 4148 | 0 | 0 | 1395 | 53 | 341 | 3887 | 3288 | 1758 | 0 | 1791 | 360 | 218 | 1236 | 0 | 377 | 1200 | 0 | 465 | 0 | 0 | 0 | 0 | 0 | 0 | 0 | 0 | 0
2040-03-12 | 20 | 35.98 | -21994 | -1548 | -1236 | 774 | 1667 | 1744 | 4756 | 0 | 0 | 1432 | 53 | 341 | 3887 | 3288 | 1585 | 0 | 1748 | 0 | 218 | 1236 | 0 | 385 | 1200 | 0 | 465 | 0 | 0 | 0 | 0 | 0 | 0 | 0 | 0 | 0
2040-03-12 | 21 | 35.98 | -21533 | -1679 | -1127 | 816 | 1667 | 1744 | 4428 | 0 | 0 | 1450 | 53 | 341 | 4207 | 3288 | 1103 | 0 | 1725 | 0 | 219 | 1235 | 0 | 399 | 1200 | 0 | 465 | 0 | 0 | 0 | 0 | 0 | 0 | 0 | 0 | 0
2040-03-12 | 22 | 35.98 | -20383 | -1820 | -945 | 757 | 1419 | 1734 | 3620 | 0 | 0 | 1432 | 53 | 341 | 4207 | 3288 | 1071 | 0 | 1695 | 0 | 219 | 1239 | 0 | 410 | 1200 | 0 | 465 | 0 | 0 | 0 | 0 | 0 | 0 | 0 | 0 | 0
2040-03-12 | 23 | 35.98 | -18794 | -1893 | -781 | 215 | 961 | 1639 | 2494 | 0 | 0 | 1395 | 53 | 341 | 4581 | 3288 | 1320 | 0 | 1618 | 0 | 219 | 1233 | 0 | 448 | 1200 | 0 | 465 | 0 | 0 | 0 | 0 | 0 | 0 | 0 | 0 | 0
2040-03-12 | 24 | 35.98 | -17358 | -1966 | -636 | 222 | 496 | 1504 | 1485 | 0 | 0 | 1395 | 53 | 341 | 4647 | 3288 | 1423 | 0 | 1565 | 0 | 219 | 1221 | 0 | 438 | 1200 | 0 | 465 | 0 | 0 | 0 | 0 | 0 | 0 | 0 | 0 | 0
2040-03-13 | 1 | 36.08 | -16481 | -2118 | -563 | 0 | 0 | 0 | 919 | 0 | 0 | 1390 | 53 | 341 | 6168 | 3288 | 1641 | 0 | 1526 | 0 | 216 | 1205 | 0 | 750 | 1200 | 0 | 465 | 0 | 0 | 0 | 0 | 0 | 0 | 0 | 0 | 0
2040-03-13 | 2 | 35.98 | -16065 | -2197 | -509 | 0 | 0 | 0 | 624 | 0 | 0 | 1345 | 53 | 341 | 6152 | 3288 | 1834 | 0 | 1335 | 0 | 214 | 1196 | 0 | 726 | 1200 | 0 | 465 | 0 | 0 | 0 | 0 | 0 | 0 | 0 | 0 | 0
2040-03-13 | 3 | 35.59 | -15925 | -2275 | -436 | 0 | 0 | 0 | 528 | 0 | 0 | 1308 | 53 | 341 | 5929 | 3288 | 2136 | 0 | 1293 | 0 | 211 | 1184 | 0 | 700 | 1200 | 0 | 465 | 0 | 0 | 0 | 0 | 0 | 0 | 0 | 0 | 0
2040-03-13 | 4 | 35.98 | -16041 | -2275 | -418 | 0 | 0 | 0 | 602 | 0 | 0 | 1308 | 53 | 341 | 6096 | 3288 | 2402 | 0 | 1214 | 0 | 206 | 1197 | 0 | 363 | 1200 | 0 | 465 | 0 | 0 | 0 | 0 | 0 | 0 | 0 | 0 | 0
2040-03-13 | 5 | 37.15 | -16612 | -2359 | -418 | 0 | 0 | 0 | 1009 | 0 | 0 | 1355 | 53 | 341 | 6581 | 3288 | 2245 | 0 | 1112 | 0 | 211 | 1205 | 0 | 323 | 1200 | 0 | 465 | 0 | 0 | 0 | 0 | 0 | 0 | 0 | 0 | 0
2040-03-13 | 6 | 39.54 | -18117 | -2442 | -436 | 0 | 0 | 0 | 2077 | 0 | 0 | 1395 | 53 | 341 | 7834 | 3288 | 1912 | 0 | 748 | 0 | 216 | 1208 | 0 | 260 | 1200 | 0 | 465 | 0 | 0 | 0 | 0 | 0 | 0 | 0 | 0 | 0
2040-03-13 | 7 | 41.45 | -20622 | -2610 | -545 | 0 | 0 | 0 | 3852 | 0 | 0 | 1450 | 53 | 341 | 9694 | 3288 | 1275 | 0 | 475 | 0 | 219 | 1211 | 0 | 255 | 1200 | 0 | 465 | 0 | 0 | 0 | 0 | 0 | 0 | 0 | 0 | 0
2040-03-13 | 8 | 42.85 | -21867 | -2526 | -672 | 0 | 0 | 0 | 4734 | 0 | 0 | 1450 | 53 | 341 | 10376 | 3288 | 879 | 0 | 293 | 286 | 219 | 1221 | 0 | 261 | 1200 | 0 | 465 | 0 | 0 | 0 | 0 | 0 | 0 | 0 | 0 | 0
2040-03-13 | 9 | 40.3 | -21531 | -2359 | -800 | 0 | 0 | 0 | 4497 | 0 | 0 | 1450 | 53 | 341 | 8685 | 3288 | 516 | 0 | 222 | 2246 | 219 | 1217 | 0 | 292 | 1200 | 0 | 465 | 0 | 0 | 0 | 0 | 0 | 0 | 0 | 0 | 0
2040-03-13 | 10 | 33.32 | -21297 | -2118 | -927 | 0 | 0 | 0 | 4333 | 0 | 0 | 1238 | 53 | 341 | 5286 | 3288 | 195 | 0 | 128 | 6077 | 219 | 1217 | 0 | 303 | 1200 | 0 | 465 | 0 | 0 | 0 | 0 | 0 | 0 | 0 | 0 | 0
2040-03-13 | 11 | 31.64 | -21209 | -1820 | -909 | 0 | 0 | -1503 | 4269 | 0 | 0 | 971 | 53 | 341 | 4185 | 3288 | 65 | 0 | 93 | 8769 | 217 | 1233 | 0 | 291 | 1200 | 0 | 465 | 0 | 0 | 0 | 0 | 0 | 0 | 0 | 0 | 0
2040-03-13 | 12 | 31.19 | -21054 | -1679 | -781 | 0 | -803 | -1859 | 4159 | 0 | 0 | 841 | 53 | 341 | 4153 | 3288 | 19 | 0 | 85 | 9822 | 216 | 1232 | 0 | 302 | 1200 | 0 | 465 | 0 | 0 | 0 | 0 | 0 | 0 | 0 | 0 | 0
2040-03-13 | 13 | 31.19 | -20697 | -1548 | -1018 | 0 | -1676 | -1859 | 3905 | 0 | 0 | 721 | 53 | 341 | 4110 | 3288 | 8 | 0 | 106 | 10838 | 216 | 1232 | 0 | 315 | 1200 | 0 | 465 | 0 | 0 | 0 | 0 | 0 | 0 | 0 | 0 | 0
2040-03-13 | 14 | 31.19 | -20419 | -1480 | -999 | 0 | -426 | -1859 | 3709 | 0 | 0 | 841 | 53 | 341 | 3624 | 3288 | 19 | 0 | 119 | 9744 | 216 | 1233 | 0 | 331 | 1200 | 0 | 465 | 0 | 0 | 0 | 0 | 0 | 0 | 0 | 0 | 0
2040-03-13 | 15 | 39.79 | -20127 | -1417 | -890 | 0 | 0 | 0 | 3503 | 0 | 0 | 1221 | 53 | 341 | 4686 | 3288 | 89 | 0 | 154 | 5653 | 216 | 1227 | 0 | 340 | 1200 | 0 | 465 | 0 | 0 | 0 | 0 | 0 | 0 | 0 | 0 | 0
2040-03-13 | 16 | 42.75 | -20050 | -1417 | -1181 | 0 | 0 | 627 | 3450 | 0 | 0 | 1390 | 53 | 341 | 6180 | 3288 | 200 | 0 | 168 | 3524 | 218 | 1223 | 0 | 322 | 1200 | 0 | 465 | 0 | 0 | 0 | 0 | 0 | 0 | 0 | 0 | 0
2040-03-13 | 17 | 42.75 | -20397 | -1417 | -1508 | 0 | 458 | 1526 | 3694 | 0 | 0 | 1450 | 53 | 341 | 6765 | 3288 | 254 | 0 | 161 | 1870 | 219 | 1221 | 0 | 359 | 1200 | 0 | 465 | 0 | 0 | 0 | 0 | 0 | 0 | 0 | 0 | 0
2040-03-13 | 18 | 42.75 | -21028 | -1417 | -1817 | 0 | 1349 | 1549 | 4143 | 0 | 0 | 1450 | 53 | 341 | 7199 | 3288 | 436 | 0 | 171 | 794 | 219 | 1221 | 0 | 386 | 1200 | 0 | 465 | 0 | 0 | 0 | 0 | 0 | 0 | 0 | 0 | 0
2040-03-13 | 19 | 42.75 | -21563 | -1480 | -1745 | 0 | 299 | 1063 | 4523 | 0 | 0 | 1450 | 53 | 341 | 9399 | 3288 | 518 | 0 | 196 | 163 | 218 | 1236 | 0 | 377 | 1200 | 0 | 465 | 0 | 0 | 0 | 0 | 0 | 0 | 0 | 0 | 0
2040-03-13 | 20 | 42.75 | -21893 | -1480 | -1236 | 0 | 287 | 400 | 4756 | 0 | 0 | 1450 | 53 | 341 | 9672 | 3288 | 573 | 0 | 285 | 0 | 218 | 1236 | 0 | 385 | 1200 | 0 | 465 | 0 | 0 | 0 | 0 | 0 | 0 | 0 | 0 | 0
2040-03-13 | 21 | 42.75 | -21253 | -1480 | -1127 | 0 | 105 | 74 | 4301 | 0 | 0 | 1450 | 53 | 341 | 9672 | 3288 | 637 | 0 | 421 | 0 | 219 | 1235 | 0 | 399 | 1200 | 0 | 465 | 0 | 0 | 0 | 0 | 0 | 0 | 0 | 0 | 0
2040-03-13 | 22 | 41.31 | -20010 | -1548 | -945 | 0 | 0 | 0 | 3419 | 0 | 0 | 1450 | 53 | 341 | 9312 | 3288 | 684 | 0 | 425 | 0 | 219 | 1239 | 0 | 410 | 1200 | 0 | 465 | 0 | 0 | 0 | 0 | 0 | 0 | 0 | 0 | 0
2040-03-13 | 23 | 40.95 | -18342 | -1611 | -781 | 0 | 0 | 0 | 2235 | 0 | 0 | 1450 | 53 | 341 | 8856 | 3288 | 567 | 0 | 380 | 0 | 219 | 1233 | 0 | 448 | 1200 | 0 | 465 | 0 | 0 | 0 | 0 | 0 | 0 | 0 | 0 | 0
2040-03-13 | 24 | 40.3 | -16865 | -1611 | -636 | 0 | 0 | 0 | 1189 | 0 | 0 | 1450 | 53 | 341 | 8503 | 3288 | 417 | 0 | 328 | 0 | 219 | 1221 | 0 | 438 | 1200 | 0 | 465 | 0 | 0 | 0 | 0 | 0 | 0 | 0 | 0 | 0
2040-03-14 | 1 | 39.54 | -15920 | -1679 | -563 | 0 | 0 | 0 | 1004 | 0 | 0 | 1395 | 53 | 341 | 7632 | 3288 | 388 | 0 | 226 | 0 | 216 | 1205 | 0 | 750 | 1200 | 0 | 465 | 0 | 0 | 0 | 0 | 0 | 0 | 0 | 0 | 0
2040-03-14 | 2 | 39.54 | -15378 | -1679 | -509 | 0 | 0 | 0 | 602 | 0 | 0 | 1395 | 53 | 341 | 7619 | 3288 | 296 | 0 | 172 | 0 | 214 | 1196 | 0 | 726 | 1200 | 0 | 465 | 0 | 0 | 0 | 0 | 0 | 0 | 0 | 0 | 0
2040-03-14 | 3 | 39.34 | -15139 | -1679 | -436 | 0 | 0 | 0 | 528 | 0 | 0 | 1395 | 53 | 341 | 7235 | 3288 | 486 | 0 | 169 | 0 | 211 | 1184 | 0 | 700 | 1200 | 0 | 465 | 0 | 0 | 0 | 0 | 0 | 0 | 0 | 0 | 0
2040-03-14 | 4 | 39.55 | -15155 | -1679 | -418 | 0 | 0 | 0 | 528 | 0 | 0 | 1395 | 53 | 341 | 7424 | 3288 | 616 | 0 | 176 | 0 | 206 | 1197 | 0 | 363 | 1200 | 0 | 465 | 0 | 0 | 0 | 0 | 0 | 0 | 0 | 0 | 0
2040-03-14 | 5 | 39.62 | -15612 | -1752 | -418 | 0 | 0 | 0 | 777 | 0 | 0 | 1395 | 53 | 341 | 7455 | 3288 | 839 | 0 | 231 | 0 | 211 | 1205 | 0 | 323 | 1200 | 0 | 465 | 0 | 0 | 0 | 0 | 0 | 0 | 0 | 0 | 0
2040-03-14 | 6 | 40.24 | -16980 | -1679 | -436 | 0 | 0 | 0 | 1791 | 0 | 0 | 1395 | 53 | 341 | 7707 | 3288 | 885 | 0 | 287 | 0 | 216 | 1208 | 0 | 260 | 1200 | 0 | 465 | 0 | 0 | 0 | 0 | 0 | 0 | 0 | 0 | 0
2040-03-14 | 7 | 41.27 | -19427 | -1679 | -545 | 0 | 0 | 0 | 3598 | 0 | 0 | 1432 | 53 | 341 | 8399 | 3288 | 893 | 0 | 297 | 0 | 219 | 1211 | 0 | 255 | 1200 | 0 | 465 | 0 | 0 | 0 | 0 | 0 | 0 | 0 | 0 | 0
2040-03-14 | 8 | 40.63 | -20720 | -1679 | -672 | 0 | 0 | 0 | 4555 | 0 | 0 | 1395 | 53 | 341 | 7976 | 3288 | 1485 | 0 | 339 | 274 | 219 | 1221 | 0 | 261 | 1200 | 0 | 465 | 0 | 0 | 0 | 0 | 0 | 0 | 0 | 0 | 0
2040-03-14 | 9 | 37.76 | -20893 | -1679 | -800 | 0 | 0 | 0 | 4687 | 0 | 0 | 1308 | 53 | 341 | 6124 | 3288 | 2075 | 0 | 360 | 1743 | 219 | 1217 | 0 | 292 | 1200 | 0 | 465 | 0 | 0 | 0 | 0 | 0 | 0 | 0 | 0 | 0
2040-03-14 | 10 | 33.53 | -20888 | -1611 | -927 | 0 | 0 | -207 | 4682 | 0 | 0 | 971 | 53 | 341 | 3197 | 3288 | 2465 | 0 | 268 | 4965 | 219 | 1217 | 0 | 303 | 1200 | 0 | 465 | 0 | 0 | 0 | 0 | 0 | 0 | 0 | 0 | 0
2040-03-14 | 11 | 42.44 | -20774 | -1480 | -909 | 0 | 0 | 0 | 4597 | 0 | 0 | 622 | 53 | 241 | 0 | 3288 | 3080 | 0 | 256 | 7650 | 217 | 1233 | 0 | 291 | 1200 | 0 | 435 | 0 | 0 | 0 | 0 | 0 | 0 | 0 | 0 | 0
2040-03-14 | 12 | -3 | -20565 | -1355 | -781 | 0 | -16 | -1859 | 4444 | 0 | 0 | 278 | 48 | 166 | 0 | 3288 | 3768 | 0 | 274 | 9038 | 216 | 1232 | 0 | 302 | 1200 | 0 | 322 | 0 | 0 | 0 | 0 | 0 | 0 | 0 | 0 | 0
2040-03-14 | 13 | -3 | -20195 | -1240 | -1018 | 0 | -1638 | -1859 | 4169 | 0 | 0 | 278 | 48 | 160 | 0 | 3288 | 4859 | 0 | 332 | 9567 | 216 | 1232 | 0 | 315 | 1200 | 0 | 286 | 0 | 0 | 0 | 0 | 0 | 0 | 0 | 0 | 0
2040-03-14 | 14 | -40 | -20002 | -1182 | -999 | -908 | -2000 | -1859 | 4026 | 0 | 0 | 0 | 48 | 160 | 0 | 3288 | 5534 | 0 | 0 | 10634 | 216 | 1233 | 0 | 331 | 1200 | 0 | 280 | 85 | 566 | 0 | 0 | 0 | 0 | 0 | 0 | 0
2040-03-14 | 15 | -35 | -19632 | -1072 | -890 | -908 | -2000 | -1859 | 3752 | 0 | 0 | 0 | 48 | 160 | 0 | 3288 | 5845 | 0 | 641 | 9365 | 216 | 1227 | 0 | 340 | 1200 | 0 | 280 | 0 | 108 | 0 | 0 | 0 | 0 | 0 | 0 | 0
2040-03-14 | 16 | -4.5 | -19370 | -968 | -1181 | -672 | -2000 | -1859 | 3561 | 0 | 0 | 278 | 48 | 160 | 0 | 3288 | 6308 | 0 | 876 | 8287 | 218 | 1223 | 0 | 322 | 1200 | 0 | 280 | 0 | 0 | 0 | 0 | 0 | 0 | 0 | 0 | 0
2040-03-14 | 17 | 0 | -19470 | -868 | -1508 | 0 | 0 | -1853 | 3635 | 0 | 0 | 447 | 48 | 160 | 0 | 3288 | 6538 | 0 | 1066 | 5197 | 219 | 1221 | 0 | 359 | 1200 | 0 | 323 | 0 | 0 | 0 | 0 | 0 | 0 | 0 | 0 | 0
2040-03-14 | 18 | 3 | -19827 | -868 | -1817 | 0 | 1001 | 6 | 3900 | 0 | 0 | 737 | 53 | 160 | 0 | 3288 | 6899 | 0 | 1110 | 1878 | 219 | 1221 | 0 | 386 | 1200 | 0 | 456 | 0 | 0 | 0 | 0 | 0 | 0 | 0 | 0 | 0
2040-03-14 | 19 | 3 | -20345 | -915 | -1745 | 0 | 244 | 1815 | 4280 | 0 | 0 | 893 | 53 | 160 | 0 | 3288 | 7146 | 0 | 1349 | 281 | 218 | 1236 | 0 | 377 | 1200 | 0 | 465 | 0 | 0 | 0 | 0 | 0 | 0 | 0 | 0 | 0
2040-03-14 | 20 | 3 | -20988 | -1072 | -1236 | 0 | 213 | 1813 | 4756 | 0 | 0 | 868 | 53 | 160 | 0 | 3288 | 7295 | 0 | 1347 | 0 | 218 | 1236 | 0 | 385 | 1200 | 0 | 465 | 0 | 0 | 0 | 0 | 0 | 0 | 0 | 0 | 0
2040-03-14 | 21 | 3 | -20489 | -1124 | -1127 | 0 | 89 | 1813 | 4386 | 0 | 0 | 868 | 53 | 160 | 0 | 3288 | 7309 | 0 | 1257 | 0 | 219 | 1235 | 0 | 399 | 1200 | 0 | 465 | 0 | 0 | 0 | 0 | 0 | 0 | 0 | 0 | 0
2040-03-14 | 22 | 3 | -19356 | -1182 | -945 | 0 | 0 | 1470 | 3546 | 0 | 0 | 841 | 53 | 160 | 0 | 3288 | 7300 | 0 | 1293 | 0 | 219 | 1239 | 0 | 410 | 1200 | 0 | 465 | 0 | 0 | 0 | 0 | 0 | 0 | 0 | 0 | 0
2040-03-14 | 23 | 3 | -17733 | -1182 | -781 | 0 | 0 | 935 | 2346 | 0 | 0 | 737 | 53 | 160 | 0 | 3288 | 7317 | 0 | 1296 | 0 | 219 | 1233 | 0 | 448 | 1200 | 0 | 465 | 0 | 0 | 0 | 0 | 0 | 0 | 0 | 0 | 0
2040-03-14 | 24 | 3 | -16283 | -1240 | -636 | 0 | 0 | 551 | 1273 | 0 | 0 | 670 | 53 | 160 | 0 | 3288 | 7322 | 0 | 1299 | 0 | 219 | 1221 | 0 | 438 | 1200 | 0 | 465 | 0 | 0 | 0 | 0 | 0 | 0 | 0 | 0 | 0
2040-03-15 | 1 | 0 | -15331 | -1240 | -563 | 3 | 457 | -444 | 925 | 0 | 0 | 278 | 48 | 160 | 0 | 3288 | 7320 | 0 | 1397 | 0 | 216 | 1205 | 0 | 750 | 1200 | 0 | 332 | 0 | 0 | 0 | 0 | 0 | 0 | 0 | 0 | 0
2040-03-15 | 2 | 0 | -14758 | -1240 | -509 | 0 | 0 | -154 | 528 | 0 | 0 | 278 | 48 | 160 | 0 | 3288 | 7326 | 0 | 1407 | 0 | 214 | 1196 | 0 | 726 | 1200 | 0 | 289 | 0 | 0 | 0 | 0 | 0 | 0 | 0 | 0 | 0
2040-03-15 | 3 | 0 | -14479 | -1240 | -436 | 0 | 0 | -542 | 528 | 0 | 0 | 278 | 48 | 160 | 0 | 3288 | 7337 | 0 | 1482 | 0 | 211 | 1184 | 0 | 700 | 1200 | 0 | 280 | 0 | 0 | 0 | 0 | 0 | 0 | 0 | 0 | 0
2040-03-15 | 4 | 0 | -14446 | -1182 | -418 | 0 | 0 | -348 | 528 | 0 | 0 | 278 | 48 | 160 | 0 | 3288 | 7340 | 0 | 1505 | 0 | 206 | 1197 | 0 | 363 | 1200 | 0 | 280 | 0 | 0 | 0 | 0 | 0 | 0 | 0 | 0 | 0
2040-03-15 | 5 | 0 | -14805 | -1124 | -418 | 0 | 0 | -59 | 528 | 0 | 0 | 278 | 48 | 160 | 0 | 3288 | 7340 | 0 | 1545 | 0 | 211 | 1205 | 0 | 323 | 1200 | 0 | 280 | 0 | 0 | 0 | 0 | 0 | 0 | 0 | 0 | 0
2040-03-15 | 6 | 0 | -16050 | -1072 | -436 | 0 | 250 | -1 | 1474 | 0 | 0 | 278 | 48 | 160 | 0 | 3288 | 7345 | 0 | 1552 | 0 | 216 | 1208 | 0 | 260 | 1200 | 0 | 280 | 0 | 0 | 0 | 0 | 0 | 0 | 0 | 0 | 0
2040-03-15 | 7 | 0 | -18286 | -1015 | -545 | 0 | 852 | 0 | 3181 | 0 | 0 | 278 | 48 | 160 | 0 | 3288 | 7347 | 0 | 1527 | 0 | 219 | 1211 | 0 | 255 | 1200 | 0 | 280 | 0 | 0 | 0 | 0 | 0 | 0 | 0 | 0 | 0
2040-03-15 | 8 | 0 | -19669 | -968 | -672 | 0 | 1328 | -292 | 4238 | 0 | 0 | 278 | 48 | 160 | 0 | 3288 | 7347 | 0 | 1508 | 225 | 219 | 1221 | 0 | 261 | 1200 | 0 | 280 | 0 | 0 | 0 | 0 | 0 | 0 | 0 | 0 | 0
2040-03-15 | 9 | 0 | -19944 | -915 | -800 | 0 | 539 | 0 | 4449 | 0 | 0 | 278 | 48 | 160 | 0 | 3288 | 7341 | 0 | 1555 | 792 | 219 | 1217 | 0 | 292 | 1200 | 0 | 280 | 0 | 0 | 0 | 0 | 0 | 0 | 0 | 0 | 0
2040-03-15 | 10 | 0 | -20232 | -868 | -927 | 0 | 153 | -38 | 4666 | 0 | 0 | 278 | 48 | 160 | 0 | 3288 | 7313 | 0 | 1344 | 1596 | 219 | 1217 | 0 | 303 | 1200 | 0 | 280 | 0 | 0 | 0 | 0 | 0 | 0 | 0 | 0 | 0
2040-03-15 | 11 | 0 | -20348 | -821 | -909 | 0 | 14 | -1014 | 4756 | 0 | 0 | 278 | 48 | 160 | 0 | 3288 | 7302 | 0 | 1371 | 2655 | 217 | 1233 | 0 | 291 | 1200 | 0 | 280 | 0 | 0 | 0 | 0 | 0 | 0 | 0 | 0 | 0
2040-03-15 | 12 | -5.58 | -20337 | -774 | -781 | -8 | -482 | -1859 | 4745 | 0 | 0 | 278 | 48 | 160 | 0 | 3288 | 7305 | 0 | 1187 | 4001 | 216 | 1232 | 0 | 302 | 1200 | 0 | 280 | 0 | 0 | 0 | 0 | 0 | 0 | 0 | 0 | 0
2040-03-15 | 13 | -5.58 | -20091 | -685 | -1018 | -58 | -1316 | -1859 | 4560 | 0 | 0 | 278 | 48 | 160 | 0 | 3288 | 7282 | 0 | 1124 | 5043 | 216 | 1232 | 0 | 315 | 1200 | 0 | 280 | 0 | 0 | 0 | 0 | 0 | 0 | 0 | 0 | 0
2040-03-15 | 14 | -5.58 | -19827 | -607 | -999 | -291 | -1955 | -1859 | 4359 | 0 | 0 | 278 | 48 | 160 | 0 | 3288 | 7275 | 0 | 1123 | 5746 | 216 | 1233 | 0 | 331 | 1200 | 0 | 280 | 0 | 0 | 0 | 0 | 0 | 0 | 0 | 0 | 0
2040-03-15 | 15 | -35 | -19427 | -565 | -890 | -908 | -2000 | -1859 | 4053 | 0 | 0 | 0 | 48 | 160 | 0 | 3288 | 7273 | 0 | 754 | 6811 | 216 | 1227 | 0 | 340 | 1200 | 0 | 280 | 0 | 401 | 0 | 0 | 0 | 0 | 0 | 0 | 0
2040-03-15 | 16 | -5.58 | -19115 | -460 | -1181 | -324 | -1720 | -1859 | 3815 | 0 | 0 | 278 | 48 | 160 | 0 | 3288 | 7134 | 0 | 1122 | 5571 | 218 | 1223 | 0 | 322 | 1200 | 0 | 280 | 0 | 0 | 0 | 0 | 0 | 0 | 0 | 0 | 0
2040-03-15 | 17 | -3 | -19037 | -460 | -1508 | 0 | 0 | -1643 | 3757 | 0 | 0 | 278 | 48 | 160 | 0 | 3288 | 7254 | 0 | 1156 | 3420 | 219 | 1221 | 0 | 359 | 1200 | 0 | 289 | 0 | 0 | 0 | 0 | 0 | 0 | 0 | 0 | 0
2040-03-15 | 18 | 3 | -19131 | -497 | -1817 | 0 | 154 | 216 | 3826 | 0 | 0 | 622 | 53 | 160 | 0 | 3288 | 7262 | 0 | 1002 | 1414 | 219 | 1221 | 0 | 386 | 1200 | 0 | 422 | 0 | 0 | 0 | 0 | 0 | 0 | 0 | 0 | 0
2040-03-15 | 19 | 3 | -19281 | -565 | -1745 | 0 | 338 | 1859 | 3942 | 0 | 0 | 914 | 53 | 160 | 0 | 3288 | 6300 | 0 | 964 | 277 | 218 | 1236 | 0 | 377 | 1200 | 0 | 465 | 0 | 0 | 0 | 0 | 0 | 0 | 0 | 0 | 0
2040-03-15 | 20 | 3 | -19644 | -643 | -1236 | 0 | 284 | 1859 | 4217 | 0 | 0 | 893 | 53 | 160 | 0 | 3288 | 6101 | 0 | 1164 | 0 | 218 | 1236 | 0 | 385 | 1200 | 0 | 465 | 0 | 0 | 0 | 0 | 0 | 0 | 0 | 0 | 0
2040-03-15 | 21 | 3 | -19092 | -685 | -1127 | 0 | 248 | 1859 | 3799 | 0 | 0 | 893 | 53 | 160 | 0 | 3288 | 6193 | 0 | 893 | 0 | 219 | 1235 | 0 | 399 | 1200 | 0 | 465 | 0 | 0 | 0 | 0 | 0 | 0 | 0 | 0 | 0
2040-03-15 | 22 | 0 | -18118 | -774 | -945 | 0 | 0 | 1525 | 3054 | 0 | 0 | 841 | 48 | 160 | 0 | 3288 | 6611 | 0 | 910 | 0 | 219 | 1239 | 0 | 410 | 1200 | 0 | 332 | 0 | 0 | 0 | 0 | 0 | 0 | 0 | 0 | 0
2040-03-15 | 23 | 0 | -16849 | -774 | -781 | 0 | 0 | 883 | 2087 | 0 | 0 | 733 | 48 | 160 | 0 | 3288 | 6985 | 0 | 832 | 0 | 219 | 1233 | 0 | 448 | 1200 | 0 | 289 | 0 | 0 | 0 | 0 | 0 | 0 | 0 | 0 | 0
2040-03-15 | 24 | 0 | -15565 | -821 | -636 | 0 | 0 | 606 | 1104 | 0 | 0 | 622 | 48 | 160 | 0 | 3288 | 6906 | 0 | 929 | 0 | 219 | 1221 | 0 | 438 | 1200 | 0 | 280 | 0 | 0 | 0 | 0 | 0 | 0 | 0 | 0 | 0
2040-03-16 | 1 | -35 | -14572 | -868 | -563 | 127 | 0 | -104 | 893 | 0 | 0 | 0 | 48 | 160 | 0 | 3288 | 6848 | 0 | 1093 | 0 | 216 | 1205 | 0 | 750 | 1200 | 0 | 280 | 0 | 330 | 0 | 0 | 0 | 0 | 0 | 0 | 0
2040-03-16 | 2 | -35 | -13996 | -868 | -509 | 453 | 216 | 0 | 528 | 0 | 0 | 0 | 48 | 160 | 0 | 3288 | 6749 | 0 | 315 | 0 | 214 | 1196 | 0 | 726 | 1200 | 0 | 280 | 0 | 806 | 0 | 0 | 0 | 0 | 0 | 0 | 0
2040-03-16 | 3 | -35 | -13652 | -915 | -436 | 436 | 718 | 0 | 528 | 0 | 0 | 0 | 48 | 160 | 0 | 3288 | 6153 | 0 | 96 | 0 | 211 | 1184 | 0 | 700 | 1200 | 0 | 280 | 0 | 992 | 0 | 0 | 0 | 0 | 0 | 0 | 0
2040-03-16 | 4 | -35 | -13541 | -1015 | -418 | 417 | 1318 | 0 | 528 | 0 | 0 | 0 | 48 | 160 | 0 | 3288 | 5947 | 0 | 21 | 0 | 206 | 1197 | 0 | 363 | 1200 | 0 | 280 | 0 | 1182 | 0 | 0 | 0 | 0 | 0 | 0 | 0
2040-03-16 | 5 | -35 | -13717 | -1124 | -418 | 417 | 1002 | 332 | 528 | 0 | 0 | 0 | 48 | 160 | 0 | 3288 | 6266 | 0 | 0 | 0 | 211 | 1205 | 0 | 323 | 1200 | 0 | 280 | 0 | 1143 | 0 | 0 | 0 | 0 | 0 | 0 | 0
2040-03-16 | 6 | -35 | -14282 | -1124 | -436 | 436 | 1153 | 0 | 661 | 0 | 0 | 0 | 48 | 160 | 0 | 3288 | 6933 | 0 | 0 | 0 | 216 | 1208 | 0 | 260 | 1200 | 0 | 280 | 0 | 1350 | 0 | 0 | 0 | 0 | 0 | 0 | 0
2040-03-16 | 7 | -35 | -15336 | -1240 | -545 | 545 | 1280 | 0 | 1506 | 0 | 0 | 0 | 48 | 160 | 0 | 3288 | 7129 | 0 | 0 | 0 | 219 | 1211 | 0 | 255 | 1200 | 0 | 280 | 0 | 1442 | 0 | 0 | 0 | 0 | 0 | 0 | 0
2040-03-16 | 8 | -35 | -16365 | -1297 | -672 | 672 | 1160 | 0 | 2325 | 0 | 0 | 0 | 48 | 160 | 0 | 3288 | 7105 | 0 | 0 | 395 | 219 | 1221 | 0 | 261 | 1200 | 0 | 280 | 0 | 1624 | 0 | 0 | 0 | 0 | 0 | 0 | 0
2040-03-16 | 9 | -40 | -17289 | -1240 | -800 | 0 | -67 | 0 | 3065 | 0 | 0 | 0 | 48 | 160 | 0 | 3288 | 7187 | 0 | 0 | 2439 | 219 | 1217 | 0 | 292 | 1200 | 0 | 280 | 0 | 1728 | 0 | 0 | 0 | 0 | 0 | 0 | 0
2040-03-16 | 10 | -40 | -18154 | -1124 | -927 | -168 | -644 | -1847 | 3757 | 0 | 0 | 0 | 48 | 160 | 0 | 3288 | 7264 | 0 | 0 | 5127 | 219 | 1217 | 0 | 303 | 1200 | 0 | 280 | 0 | 1892 | 0 | 0 | 0 | 0 | 0 | 0 | 0
2040-03-16 | 11 | -40 | -18660 | -1072 | -909 | -908 | -2000 | -1859 | 4164 | 0 | 0 | 0 | 48 | 160 | 0 | 3288 | 6995 | 0 | 0 | 7532 | 217 | 1233 | 0 | 291 | 1200 | 0 | 280 | 269 | 1990 | 0 | 0 | 0 | 0 | 0 | 0 | 0
2040-03-16 | 12 | -40 | -18846 | -1072 | -781 | -908 | -2000 | -1859 | 4312 | 0 | 0 | 0 | 48 | 160 | 0 | 3288 | 6200 | 0 | 0 | 8229 | 216 | 1232 | 0 | 302 | 1200 | 0 | 280 | 1074 | 2098 | 0 | 0 | 0 | 0 | 0 | 0 | 0
2040-03-16 | 13 | -40 | -18702 | -1015 | -1018 | -908 | -2000 | -1859 | 4195 | 0 | 0 | 0 | 48 | 160 | 0 | 3288 | 6049 | 0 | 0 | 8518 | 216 | 1232 | 0 | 315 | 1200 | 0 | 280 | 1248 | 2138 | 0 | 0 | 0 | 0 | 0 | 0 | 0
2040-03-16 | 14 | -40 | -18394 | -1072 | -999 | -905 | -1795 | -1859 | 3952 | 0 | 0 | 0 | 48 | 160 | 0 | 3288 | 5084 | 0 | 0 | 9232 | 216 | 1233 | 0 | 331 | 1200 | 0 | 280 | 2237 | 2108 | 0 | 0 | 0 | 0 | 0 | 0 | 0
2040-03-16 | 15 | -40 | -18024 | -1072 | -890 | -276 | -627 | -1859 | 3657 | 0 | 0 | 0 | 48 | 160 | 0 | 3288 | 3587 | 0 | 0 | 8747 | 216 | 1227 | 0 | 340 | 1200 | 0 | 280 | 3702 | 2129 | 0 | 0 | 0 | 0 | 0 | 0 | 0
2040-03-16 | 16 | -40 | -17740 | -1182 | -1181 | 0 | -19 | -1244 | 3429 | 0 | 0 | 0 | 48 | 160 | 0 | 3288 | 3406 | 0 | 0 | 7792 | 218 | 1223 | 0 | 322 | 1200 | 0 | 280 | 3837 | 2198 | 0 | 0 | 0 | 0 | 0 | 0 | 0
2040-03-16 | 17 | -40 | -17785 | -1182 | -1508 | 0 | 0 | -1057 | 3466 | 0 | 0 | 0 | 48 | 160 | 0 | 3288 | 5947 | 0 | 0 | 5344 | 219 | 1221 | 0 | 359 | 1200 | 0 | 280 | 1275 | 2229 | 0 | 0 | 0 | 0 | 0 | 0 | 0
2040-03-16 | 18 | -35 | -18147 | -1240 | -1817 | 0 | 0 | 0 | 3752 | 0 | 0 | 0 | 48 | 160 | 0 | 3288 | 7141 | 0 | 1000 | 2510 | 219 | 1221 | 0 | 386 | 1200 | 0 | 280 | 0 | 1231 | 0 | 0 | 0 | 0 | 0 | 0 | 0
2040-03-16 | 19 | 0 | -18669 | -1297 | -1745 | 0 | 0 | 199 | 4169 | 0 | 0 | 622 | 48 | 160 | 0 | 3288 | 7291 | 0 | 2229 | 393 | 218 | 1236 | 0 | 377 | 1200 | 0 | 280 | 0 | 0 | 0 | 0 | 0 | 0 | 0 | 0 | 0
2040-03-16 | 20 | 0 | -19399 | -1480 | -1236 | 0 | 0 | 370 | 4756 | 0 | 0 | 622 | 48 | 160 | 0 | 3288 | 7341 | 0 | 2211 | 0 | 218 | 1236 | 0 | 385 | 1200 | 0 | 280 | 0 | 0 | 0 | 0 | 0 | 0 | 0 | 0 | 0
2040-03-16 | 21 | 0 | -19157 | -1611 | -1127 | 0 | 0 | 400 | 4560 | 0 | 0 | 622 | 48 | 160 | 0 | 3288 | 7340 | 0 | 2144 | 0 | 219 | 1235 | 0 | 399 | 1200 | 0 | 280 | 0 | 0 | 0 | 0 | 0 | 0 | 0 | 0 | 0
2040-03-16 | 22 | 0 | -18483 | -1679 | -945 | 0 | 0 | 265 | 4021 | 0 | 0 | 622 | 48 | 160 | 0 | 3288 | 7322 | 0 | 2032 | 0 | 219 | 1239 | 0 | 410 | 1200 | 0 | 280 | 0 | 0 | 0 | 0 | 0 | 0 | 0 | 0 | 0
2040-03-16 | 23 | 0 | -17475 | -1752 | -781 | 0 | 0 | 0 | 3218 | 0 | 0 | 596 | 48 | 160 | 0 | 3288 | 7328 | 0 | 1991 | 0 | 219 | 1233 | 0 | 448 | 1200 | 0 | 280 | 0 | 0 | 0 | 0 | 0 | 0 | 0 | 0 | 0
2040-03-16 | 24 | 0 | -16398 | -1820 | -636 | 0 | 0 | 0 | 2351 | 0 | 0 | 499 | 48 | 160 | 0 | 3288 | 7169 | 0 | 1981 | 0 | 219 | 1221 | 0 | 438 | 1200 | 0 | 280 | 0 | 0 | 0 | 0 | 0 | 0 | 0 | 0 | 0
2040-03-17 | 1 | -30 | -15602 | -1893 | -745 | 168 | 0 | 624 | 951 | 0 | 0 | 280 | 48 | 160 | 0 | 3288 | 7063 | 0 | 2007 | 0 | 216 | 1205 | 0 | 750 | 1200 | 0 | 280 | 0 | 0 | 0 | 0 | 0 | 0 | 0 | 0 | 0
2040-03-17 | 2 | -30 | -15138 | -1893 | -636 | 304 | 550 | 0 | 602 | 0 | 0 | 288 | 48 | 160 | 0 | 3288 | 6829 | 0 | 1982 | 0 | 214 | 1196 | 0 | 726 | 1200 | 0 | 280 | 0 | 0 | 0 | 0 | 0 | 0 | 0 | 0 | 0
2040-03-17 | 3 | -30 | -14892 | -1966 | -563 | 147 | 747 | 0 | 528 | 0 | 0 | 283 | 48 | 160 | 0 | 3288 | 6645 | 0 | 1999 | 0 | 211 | 1184 | 0 | 700 | 1200 | 0 | 280 | 0 | 0 | 0 | 0 | 0 | 0 | 0 | 0 | 0
2040-03-17 | 4 | -30 | -14844 | -1966 | -527 | 271 | 493 | 292 | 528 | 0 | 0 | 278 | 48 | 160 | 0 | 3288 | 6776 | 0 | 1957 | 0 | 206 | 1197 | 0 | 363 | 1200 | 0 | 280 | 0 | 0 | 0 | 0 | 0 | 0 | 0 | 0 | 0
2040-03-17 | 5 | -30 | -14981 | -2040 | -509 | 398 | 1082 | 332 | 528 | 0 | 0 | 398 | 48 | 160 | 0 | 3288 | 6151 | 0 | 1925 | 0 | 211 | 1205 | 0 | 323 | 1200 | 0 | 280 | 0 | 0 | 0 | 0 | 0 | 0 | 0 | 0 | 0
2040-03-17 | 6 | -30 | -15453 | -2118 | -527 | 259 | 1095 | 1500 | 840 | 0 | 0 | 121 | 48 | 160 | 0 | 3288 | 5712 | 0 | 1912 | 0 | 216 | 1208 | 0 | 260 | 1200 | 0 | 280 | 0 | 0 | 0 | 0 | 0 | 0 | 0 | 0 | 0
2040-03-17 | 7 | -30 | -16245 | -2118 | -600 | 600 | 1489 | 1500 | 1432 | 0 | 0 | 0 | 48 | 160 | 0 | 3288 | 5393 | 0 | 1889 | 0 | 219 | 1211 | 0 | 255 | 1200 | 0 | 280 | 0 | 0 | 0 | 0 | 0 | 0 | 0 | 0 | 0
2040-03-17 | 8 | -30 | -17124 | -2197 | -691 | 691 | 1667 | 1539 | 2092 | 0 | 0 | 28 | 48 | 160 | 0 | 3288 | 5034 | 0 | 1854 | 430 | 219 | 1221 | 0 | 261 | 1200 | 0 | 280 | 0 | 0 | 0 | 0 | 0 | 0 | 0 | 0 | 0
2040-03-17 | 9 | -30 | -17997 | -2118 | -854 | 666 | 747 | 292 | 2748 | 0 | 0 | 0 | 48 | 160 | 0 | 3288 | 5384 | 0 | 1885 | 2542 | 219 | 1217 | 0 | 292 | 1200 | 0 | 280 | 0 | 0 | 0 | 0 | 0 | 0 | 0 | 0 | 0
2040-03-17 | 10 | -35 | -18908 | -2040 | -999 | -52 | -514 | -1132 | 3435 | 0 | 0 | 0 | 48 | 160 | 0 | 3288 | 6119 | 0 | 2000 | 5377 | 219 | 1217 | 0 | 303 | 1200 | 0 | 280 | 0 | 0 | 0 | 0 | 0 | 0 | 0 | 0 | 0
2040-03-17 | 11 | -35 | -19473 | -1820 | -909 | -700 | -1108 | -1196 | 3857 | 0 | 0 | 0 | 48 | 160 | 0 | 3288 | 5373 | 0 | 1605 | 7654 | 217 | 1233 | 0 | 291 | 1200 | 0 | 280 | 0 | 410 | 0 | 0 | 0 | 0 | 0 | 0 | 0
2040-03-17 | 12 | -35 | -19655 | -1820 | -999 | -600 | -1550 | -1579 | 3995 | 0 | 0 | 0 | 48 | 160 | 0 | 3288 | 5517 | 0 | 0 | 9966 | 216 | 1232 | 0 | 302 | 1200 | 0 | 280 | 0 | 2014 | 0 | 0 | 0 | 0 | 0 | 0 | 0
2040-03-17 | 13 | -35 | -19607 | -1820 | -1090 | -716 | -1707 | -1831 | 3958 | 0 | 0 | 0 | 48 | 160 | 0 | 3288 | 4863 | 0 | 0 | 11211 | 216 | 1232 | 0 | 315 | 1200 | 0 | 280 | 0 | 2023 | 0 | 0 | 0 | 0 | 0 | 0 | 0
2040-03-17 | 14 | -35 | -19291 | -1679 | -1127 | -876 | -2000 | -1287 | 3725 | 0 | 0 | 0 | 48 | 160 | 0 | 3288 | 4304 | 0 | 0 | 11475 | 216 | 1233 | 0 | 331 | 1200 | 0 | 280 | 0 | 2019 | 0 | 0 | 0 | 0 | 0 | 0 | 0
2040-03-17 | 15 | -35 | -18829 | -1548 | -1163 | -675 | -1719 | -1636 | 3376 | 0 | 0 | 0 | 48 | 160 | 0 | 3288 | 3643 | 0 | 0 | 11792 | 216 | 1227 | 0 | 340 | 1200 | 0 | 280 | 0 | 2009 | 0 | 0 | 0 | 0 | 0 | 0 | 0
2040-03-17 | 16 | -35 | -18483 | -1548 | -1109 | -455 | -554 | -1218 | 3118 | 0 | 0 | 0 | 48 | 160 | 0 | 3288 | 3354 | 0 | 0 | 10155 | 218 | 1223 | 0 | 322 | 1200 | 0 | 280 | 0 | 2009 | 0 | 0 | 0 | 0 | 0 | 0 | 0
2040-03-17 | 17 | -35 | -18449 | -1480 | -1090 | 0 | 0 | 0 | 3091 | 0 | 0 | 0 | 48 | 160 | 0 | 3288 | 2686 | 0 | 1864 | 6594 | 219 | 1221 | 0 | 359 | 1200 | 0 | 289 | 0 | 143 | 0 | 0 | 0 | 0 | 0 | 0 | 0
2040-03-17 | 18 | 23.36 | -18976 | -1548 | -1127 | 37 | 175 | 1159 | 3487 | 0 | 0 | 971 | 53 | 191 | 1528 | 3288 | 2411 | 0 | 1975 | 2927 | 219 | 1221 | 0 | 386 | 1200 | 0 | 422 | 0 | 0 | 0 | 0 | 0 | 0 | 0 | 0 | 0
2040-03-17 | 19 | 23.36 | -19669 | -1548 | -1163 | 674 | 1292 | 1703 | 4005 | 0 | 0 | 1238 | 53 | 187 | 1696 | 3288 | 2337 | 0 | 1926 | 486 | 218 | 1236 | 0 | 377 | 1200 | 0 | 465 | 0 | 0 | 0 | 0 | 0 | 0 | 0 | 0 | 0
2040-03-17 | 20 | 23.36 | -20666 | -1752 | -1090 | 782 | 1667 | 1744 | 4756 | 0 | 0 | 1308 | 53 | 191 | 1696 | 3288 | 2666 | 0 | 1855 | 0 | 218 | 1236 | 0 | 385 | 1200 | 0 | 465 | 0 | 0 | 0 | 0 | 0 | 0 | 0 | 0 | 0
2040-03-17 | 21 | 23.36 | -20393 | -1820 | -1018 | 752 | 1542 | 1702 | 4550 | 0 | 0 | 1288 | 53 | 184 | 1696 | 3288 | 2880 | 0 | 1780 | 0 | 219 | 1235 | 0 | 399 | 1200 | 0 | 465 | 0 | 0 | 0 | 0 | 0 | 0 | 0 | 0 | 0
2040-03-17 | 22 | 23.36 | -19357 | -1966 | -927 | 537 | 1384 | 1702 | 3773 | 0 | 0 | 1238 | 53 | 184 | 1696 | 3288 | 3106 | 0 | 1757 | 0 | 219 | 1239 | 0 | 410 | 1200 | 0 | 465 | 0 | 0 | 0 | 0 | 0 | 0 | 0 | 0 | 0
2040-03-17 | 23 | 23.36 | -17982 | -2040 | -927 | 572 | 1050 | 1700 | 2737 | 0 | 0 | 1238 | 53 | 184 | 1696 | 3288 | 3166 | 0 | 1698 | 0 | 219 | 1233 | 0 | 448 | 1200 | 0 | 465 | 0 | 0 | 0 | 0 | 0 | 0 | 0 | 0 | 0
2040-03-17 | 24 | 23.36 | -16769 | -2197 | -836 | 149 | 761 | 1410 | 1828 | 0 | 0 | 1225 | 53 | 184 | 2517 | 3288 | 3270 | 0 | 1573 | 0 | 219 | 1221 | 0 | 438 | 1200 | 0 | 465 | 0 | 0 | 0 | 0 | 0 | 0 | 0 | 0 | 0
2040-03-18 | 1 | 30.45 | -15992 | -2197 | -745 | 0 | 0 | 0 | 528 | 0 | 0 | 1238 | 53 | 319 | 4841 | 3288 | 3333 | 0 | 1497 | 0 | 216 | 1205 | 0 | 750 | 1200 | 0 | 465 | 0 | 0 | 0 | 0 | 0 | 0 | 0 | 0 | 0
2040-03-18 | 2 | 33.53 | -15644 | -2275 | -636 | 0 | 0 | 0 | 528 | 0 | 0 | 1238 | 53 | 335 | 5156 | 3288 | 2756 | 0 | 1400 | 0 | 214 | 1196 | 0 | 726 | 1200 | 0 | 465 | 0 | 0 | 0 | 0 | 0 | 0 | 0 | 0 | 0
2040-03-18 | 3 | 35.37 | -15577 | -2442 | -563 | 0 | 0 | 0 | 528 | 0 | 0 | 1308 | 53 | 341 | 5476 | 3288 | 2443 | 0 | 1385 | 0 | 211 | 1184 | 0 | 700 | 1200 | 0 | 465 | 0 | 0 | 0 | 0 | 0 | 0 | 0 | 0 | 0
2040-03-18 | 4 | 37.71 | -15739 | -2526 | -527 | 0 | 0 | 0 | 528 | 0 | 0 | 1308 | 53 | 341 | 6069 | 3288 | 2328 | 0 | 1446 | 0 | 206 | 1197 | 0 | 363 | 1200 | 0 | 465 | 0 | 0 | 0 | 0 | 0 | 0 | 0 | 0 | 0
2040-03-18 | 5 | 38.88 | -16388 | -2610 | -509 | 0 | 0 | 0 | 761 | 0 | 0 | 1390 | 53 | 341 | 6833 | 3288 | 1882 | 0 | 1555 | 0 | 211 | 1205 | 0 | 323 | 1200 | 0 | 465 | 0 | 0 | 0 | 0 | 0 | 0 | 0 | 0 | 0
2040-03-18 | 6 | 39.73 | -17979 | -2610 | -527 | 0 | 0 | 0 | 1881 | 0 | 0 | 1395 | 53 | 341 | 7830 | 3288 | 1471 | 0 | 1509 | 0 | 216 | 1208 | 0 | 260 | 1200 | 0 | 465 | 0 | 0 | 0 | 0 | 0 | 0 | 0 | 0 | 0
2040-03-18 | 7 | 40.66 | -20540 | -2610 | -600 | 0 | 0 | 0 | 3683 | 0 | 0 | 1450 | 53 | 341 | 8725 | 3288 | 1290 | 0 | 1570 | 0 | 219 | 1211 | 0 | 255 | 1200 | 0 | 465 | 0 | 0 | 0 | 0 | 0 | 0 | 0 | 0 | 0
2040-03-18 | 8 | 40.97 | -21850 | -2610 | -691 | 0 | 0 | 0 | 4608 | 0 | 0 | 1450 | 53 | 341 | 9061 | 3288 | 903 | 0 | 1588 | 494 | 219 | 1221 | 0 | 261 | 1200 | 0 | 465 | 0 | 0 | 0 | 0 | 0 | 0 | 0 | 0 | 0
2040-03-18 | 9 | 37.71 | -21690 | -2359 | -854 | 0 | 0 | 0 | 4491 | 0 | 0 | 1390 | 53 | 341 | 6669 | 3288 | 661 | 0 | 1552 | 3065 | 219 | 1217 | 0 | 292 | 1200 | 0 | 465 | 0 | 0 | 0 | 0 | 0 | 0 | 0 | 0 | 0
2040-03-18 | 10 | 29.01 | -21500 | -2118 | -999 | 0 | 0 | -821 | 4359 | 0 | 0 | 995 | 53 | 341 | 4106 | 3288 | 492 | 0 | 1476 | 6925 | 219 | 1217 | 0 | 303 | 1200 | 0 | 465 | 0 | 0 | 0 | 0 | 0 | 0 | 0 | 0 | 0
2040-03-18 | 11 | 28.13 | -21555 | -1893 | -909 | 0 | -737 | -1859 | 4402 | 0 | 0 | 622 | 53 | 341 | 2370 | 3288 | 704 | 0 | 1496 | 10271 | 217 | 1233 | 0 | 291 | 1200 | 0 | 465 | 0 | 0 | 0 | 0 | 0 | 0 | 0 | 0 | 0
2040-03-18 | 12 | 25.34 | -21615 | -1820 | -999 | -337 | -2000 | -1859 | 4439 | 0 | 0 | 622 | 53 | 341 | 1864 | 3288 | 738 | 0 | 1579 | 12293 | 216 | 1232 | 0 | 302 | 1200 | 0 | 465 | 0 | 0 | 0 | 0 | 0 | 0 | 0 | 0 | 0
2040-03-18 | 13 | 25.34 | -21343 | -1679 | -1090 | -350 | -2000 | -1859 | 4248 | 0 | 0 | 622 | 53 | 341 | 344 | 3288 | 730 | 0 | 1632 | 13634 | 216 | 1232 | 0 | 315 | 1200 | 0 | 465 | 0 | 0 | 0 | 0 | 0 | 0 | 0 | 0 | 0
2040-03-18 | 14 | 28.13 | -21012 | -1548 | -1127 | 0 | -1852 | -1859 | 4016 | 0 | 0 | 622 | 53 | 341 | 312 | 3288 | 695 | 0 | 1664 | 12961 | 216 | 1233 | 0 | 331 | 1200 | 0 | 465 | 0 | 0 | 0 | 0 | 0 | 0 | 0 | 0 | 0
2040-03-18 | 15 | 28.13 | -20502 | -1480 | -1163 | 0 | -212 | -1859 | 3657 | 0 | 0 | 622 | 53 | 341 | 132 | 3288 | 582 | 0 | 1705 | 11388 | 216 | 1227 | 0 | 340 | 1200 | 0 | 465 | 0 | 0 | 0 | 0 | 0 | 0 | 0 | 0 | 0
2040-03-18 | 16 | 29.01 | -20092 | -1417 | -1109 | 0 | 0 | -301 | 3371 | 0 | 0 | 622 | 53 | 341 | 128 | 3288 | 553 | 0 | 1711 | 9424 | 218 | 1223 | 0 | 322 | 1200 | 0 | 465 | 0 | 0 | 0 | 0 | 0 | 0 | 0 | 0 | 0
2040-03-18 | 17 | 39.2 | -20115 | -1355 | -1090 | 10 | 340 | 72 | 3387 | 0 | 0 | 942 | 53 | 341 | 1852 | 3288 | 666 | 0 | 1712 | 6434 | 219 | 1221 | 0 | 359 | 1200 | 0 | 465 | 0 | 0 | 0 | 0 | 0 | 0 | 0 | 0 | 0
2040-03-18 | 18 | 39.2 | -20659 | -1355 | -1127 | 0 | 278 | 1221 | 3767 | 0 | 0 | 1238 | 53 | 341 | 3939 | 3288 | 872 | 0 | 1697 | 2957 | 219 | 1221 | 0 | 386 | 1200 | 0 | 465 | 0 | 0 | 0 | 0 | 0 | 0 | 0 | 0 | 0
2040-03-18 | 19 | 39.2 | -21286 | -1417 | -1163 | 1 | 1510 | 1549 | 4211 | 0 | 0 | 1395 | 53 | 341 | 4847 | 3288 | 1018 | 0 | 1644 | 514 | 218 | 1236 | 0 | 377 | 1200 | 0 | 465 | 0 | 0 | 0 | 0 | 0 | 0 | 0 | 0 | 0
2040-03-18 | 20 | 39.2 | -22062 | -1548 | -1090 | 410 | 1429 | 1549 | 4756 | 0 | 0 | 1450 | 53 | 341 | 5248 | 3288 | 1234 | 0 | 1439 | 0 | 218 | 1236 | 0 | 385 | 1200 | 0 | 465 | 0 | 0 | 0 | 0 | 0 | 0 | 0 | 0 | 0
2040-03-18 | 21 | 39.2 | -21606 | -1679 | -1018 | 0 | 774 | 1135 | 4433 | 0 | 0 | 1450 | 53 | 341 | 6614 | 3288 | 1430 | 0 | 1267 | 0 | 219 | 1235 | 0 | 399 | 1200 | 0 | 465 | 0 | 0 | 0 | 0 | 0 | 0 | 0 | 0 | 0
2040-03-18 | 22 | 39.2 | -20366 | -1820 | -927 | 76 | 791 | 730 | 3561 | 0 | 0 | 1432 | 53 | 341 | 6614 | 3288 | 1560 | 0 | 1134 | 0 | 219 | 1239 | 0 | 410 | 1200 | 0 | 465 | 0 | 0 | 0 | 0 | 0 | 0 | 0 | 0 | 0
2040-03-18 | 23 | 39.2 | -18729 | -1966 | -927 | 90 | 353 | 818 | 2410 | 0 | 0 | 1432 | 53 | 341 | 6963 | 3288 | 1437 | 0 | 874 | 0 | 219 | 1233 | 0 | 448 | 1200 | 0 | 465 | 0 | 0 | 0 | 0 | 0 | 0 | 0 | 0 | 0
2040-03-18 | 24 | 39.2 | -17310 | -1966 | -836 | 4 | 374 | 636 | 1411 | 0 | 0 | 1395 | 53 | 341 | 6903 | 3288 | 1350 | 0 | 816 | 0 | 219 | 1221 | 0 | 438 | 1200 | 0 | 465 | 0 | 0 | 0 | 0 | 0 | 0 | 0 | 0 | 0
2040-03-19 | 1 | 38.87 | -16505 | -2118 | -563 | 0 | 0 | 0 | 914 | 0 | 0 | 1395 | 53 | 341 | 7286 | 3288 | 1450 | 0 | 624 | 0 | 216 | 1205 | 0 | 750 | 1200 | 0 | 465 | 0 | 0 | 0 | 0 | 0 | 0 | 0 | 0 | 0
2040-03-19 | 2 | 38.17 | -16107 | -2118 | -509 | 0 | 0 | 0 | 629 | 0 | 0 | 1395 | 53 | 341 | 6892 | 3288 | 1743 | 0 | 594 | 0 | 214 | 1196 | 0 | 726 | 1200 | 0 | 465 | 0 | 0 | 0 | 0 | 0 | 0 | 0 | 0 | 0
2040-03-19 | 3 | 38.17 | -15964 | -2197 | -436 | 0 | 0 | 0 | 528 | 0 | 0 | 1395 | 53 | 341 | 6918 | 3288 | 1653 | 0 | 661 | 0 | 211 | 1184 | 0 | 700 | 1200 | 0 | 465 | 0 | 0 | 0 | 0 | 0 | 0 | 0 | 0 | 0
2040-03-19 | 4 | 39.73 | -16073 | -2197 | -418 | 0 | 0 | 0 | 608 | 0 | 0 | 1395 | 53 | 341 | 7787 | 3288 | 1198 | 0 | 587 | 0 | 206 | 1197 | 0 | 363 | 1200 | 0 | 465 | 0 | 0 | 0 | 0 | 0 | 0 | 0 | 0 | 0
2040-03-19 | 5 | 40.73 | -16668 | -2275 | -418 | 0 | 0 | 0 | 1030 | 0 | 0 | 1432 | 53 | 341 | 8509 | 3288 | 707 | 0 | 598 | 0 | 211 | 1205 | 0 | 323 | 1200 | 0 | 465 | 0 | 0 | 0 | 0 | 0 | 0 | 0 | 0 | 0
2040-03-19 | 6 | 41.24 | -18210 | -2359 | -436 | 0 | 0 | 0 | 2119 | 0 | 0 | 1450 | 53 | 341 | 9375 | 3288 | 467 | 0 | 564 | 0 | 216 | 1208 | 0 | 260 | 1200 | 0 | 465 | 0 | 0 | 0 | 0 | 0 | 0 | 0 | 0 | 0
2040-03-19 | 7 | 43.34 | -20750 | -2359 | -545 | 0 | 0 | 0 | 3915 | 0 | 0 | 1450 | 53 | 341 | 10455 | 3288 | 293 | 0 | 510 | 0 | 219 | 1211 | 0 | 255 | 1200 | 0 | 465 | 0 | 0 | 0 | 0 | 0 | 0 | 0 | 0 | 0
2040-03-19 | 8 | 43.55 | -21934 | -2359 | -672 | 0 | 0 | 0 | 4756 | 0 | 0 | 1450 | 53 | 341 | 10584 | 3288 | 143 | 0 | 453 | 531 | 219 | 1221 | 0 | 261 | 1200 | 0 | 465 | 0 | 0 | 0 | 0 | 0 | 0 | 0 | 0 | 0
2040-03-19 | 9 | 39.55 | -21510 | -2197 | -800 | 0 | 0 | 0 | 4454 | 0 | 0 | 1395 | 53 | 341 | 8077 | 3288 | 108 | 0 | 408 | 2989 | 219 | 1217 | 0 | 292 | 1200 | 0 | 465 | 0 | 0 | 0 | 0 | 0 | 0 | 0 | 0 | 0
2040-03-19 | 10 | 28.45 | -21373 | -1893 | -927 | 0 | 0 | -329 | 4359 | 0 | 0 | 1082 | 53 | 341 | 4419 | 3288 | 113 | 0 | 436 | 7027 | 219 | 1217 | 0 | 303 | 1200 | 0 | 465 | 0 | 0 | 0 | 0 | 0 | 0 | 0 | 0 | 0
2040-03-19 | 11 | 28.45 | -21335 | -1679 | -909 | 0 | 0 | -1080 | 4333 | 0 | 0 | 737 | 53 | 341 | 1908 | 3288 | 188 | 0 | 588 | 10162 | 217 | 1233 | 0 | 291 | 1200 | 0 | 465 | 0 | 0 | 0 | 0 | 0 | 0 | 0 | 0 | 0
2040-03-19 | 12 | 27.49 | -21315 | -1611 | -781 | 0 | -294 | -1859 | 4317 | 0 | 0 | 622 | 53 | 341 | 1231 | 3288 | 382 | 0 | 965 | 11246 | 216 | 1232 | 0 | 302 | 1200 | 0 | 465 | 0 | 0 | 0 | 0 | 0 | 0 | 0 | 0 | 0
2040-03-19 | 13 | 27.49 | -21070 | -1480 | -1018 | 0 | -1398 | -1859 | 4143 | 0 | 0 | 622 | 53 | 341 | 761 | 3288 | 867 | 0 | 1059 | 12262 | 216 | 1232 | 0 | 315 | 1200 | 0 | 465 | 0 | 0 | 0 | 0 | 0 | 0 | 0 | 0 | 0
2040-03-19 | 14 | 27.49 | -20814 | -1355 | -999 | 0 | -1093 | -1859 | 3963 | 0 | 0 | 622 | 53 | 341 | 753 | 3288 | 1185 | 0 | 1170 | 11300 | 216 | 1233 | 0 | 331 | 1200 | 0 | 465 | 0 | 0 | 0 | 0 | 0 | 0 | 0 | 0 | 0
2040-03-19 | 15 | 28.45 | -20396 | -1297 | -890 | 0 | 0 | -1084 | 3667 | 0 | 0 | 622 | 53 | 341 | 753 | 3288 | 1480 | 0 | 1300 | 8715 | 216 | 1227 | 0 | 340 | 1200 | 0 | 465 | 0 | 0 | 0 | 0 | 0 | 0 | 0 | 0 | 0
2040-03-19 | 16 | 28.45 | -20075 | -1240 | -1181 | 0 | 0 | -268 | 3440 | 0 | 0 | 672 | 53 | 341 | 753 | 3288 | 1863 | 0 | 1335 | 7592 | 218 | 1223 | 0 | 322 | 1200 | 0 | 465 | 0 | 0 | 0 | 0 | 0 | 0 | 0 | 0 | 0
2040-03-19 | 17 | 36.08 | -20101 | -1297 | -1508 | 0 | 0 | 0 | 3456 | 0 | 0 | 971 | 53 | 341 | 2809 | 3288 | 1870 | 0 | 1303 | 5353 | 219 | 1221 | 0 | 359 | 1200 | 0 | 465 | 0 | 0 | 0 | 0 | 0 | 0 | 0 | 0 | 0
2040-03-19 | 18 | 38.45 | -20653 | -1240 | -1817 | 0 | 210 | 796 | 3847 | 0 | 0 | 1238 | 53 | 341 | 4555 | 3288 | 2126 | 0 | 1145 | 2620 | 219 | 1221 | 0 | 386 | 1200 | 0 | 465 | 0 | 0 | 0 | 0 | 0 | 0 | 0 | 0 | 0
2040-03-19 | 19 | 38.45 | -21148 | -1297 | -1745 | 0 | 714 | 1250 | 4201 | 0 | 0 | 1395 | 53 | 341 | 5880 | 3288 | 2319 | 0 | 726 | 527 | 218 | 1236 | 0 | 377 | 1200 | 0 | 465 | 0 | 0 | 0 | 0 | 0 | 0 | 0 | 0 | 0
2040-03-19 | 20 | 38.45 | -21906 | -1480 | -1236 | 0 | 853 | 1225 | 4734 | 0 | 0 | 1432 | 53 | 341 | 6013 | 3288 | 2449 | 0 | 729 | 0 | 218 | 1236 | 0 | 385 | 1200 | 0 | 465 | 0 | 0 | 0 | 0 | 0 | 0 | 0 | 0 | 0
2040-03-19 | 21 | 38.45 | -21490 | -1679 | -1127 | 0 | 353 | 963 | 4439 | 0 | 0 | 1432 | 53 | 341 | 6681 | 3288 | 2449 | 0 | 779 | 0 | 219 | 1235 | 0 | 399 | 1200 | 0 | 465 | 0 | 0 | 0 | 0 | 0 | 0 | 0 | 0 | 0
2040-03-19 | 22 | 38.45 | -20321 | -1679 | -945 | 0 | 0 | 951 | 3614 | 0 | 0 | 1395 | 53 | 341 | 6665 | 3288 | 2305 | 0 | 800 | 0 | 219 | 1239 | 0 | 410 | 1200 | 0 | 465 | 0 | 0 | 0 | 0 | 0 | 0 | 0 | 0 | 0
2040-03-19 | 23 | 38.45 | -18694 | -1893 | -781 | 0 | 61 | 626 | 2462 | 0 | 0 | 1395 | 53 | 341 | 6665 | 3288 | 1936 | 0 | 978 | 0 | 219 | 1233 | 0 | 448 | 1200 | 0 | 465 | 0 | 0 | 0 | 0 | 0 | 0 | 0 | 0 | 0
2040-03-19 | 24 | 38.45 | -17307 | -1966 | -636 | 0 | 203 | 359 | 1480 | 0 | 0 | 1395 | 53 | 341 | 6665 | 3288 | 1696 | 0 | 887 | 0 | 219 | 1221 | 0 | 438 | 1200 | 0 | 465 | 0 | 0 | 0 | 0 | 0 | 0 | 0 | 0 | 0
2040-03-20 | 1 | 38.75 | -16470 | -1966 | -563 | 0 | 0 | 0 | 898 | 0 | 0 | 1395 | 53 | 341 | 6929 | 3288 | 1540 | 0 | 721 | 0 | 216 | 1205 | 0 | 750 | 1200 | 0 | 465 | 0 | 0 | 0 | 0 | 0 | 0 | 0 | 0 | 0
2040-03-20 | 2 | 39.55 | -16088 | -2118 | -509 | 0 | 0 | 0 | 624 | 0 | 0 | 1395 | 53 | 341 | 7408 | 3288 | 1124 | 0 | 682 | 0 | 214 | 1196 | 0 | 726 | 1200 | 0 | 465 | 0 | 0 | 0 | 0 | 0 | 0 | 0 | 0 | 0
2040-03-20 | 3 | 39.54 | -15947 | -2118 | -436 | 0 | 0 | 0 | 528 | 0 | 0 | 1395 | 53 | 341 | 7373 | 3288 | 1079 | 0 | 684 | 0 | 211 | 1184 | 0 | 700 | 1200 | 0 | 465 | 0 | 0 | 0 | 0 | 0 | 0 | 0 | 0 | 0
2040-03-20 | 4 | 40.27 | -16050 | -2197 | -418 | 0 | 0 | 0 | 597 | 0 | 0 | 1432 | 53 | 341 | 8136 | 3288 | 853 | 0 | 534 | 0 | 206 | 1197 | 0 | 363 | 1200 | 0 | 465 | 0 | 0 | 0 | 0 | 0 | 0 | 0 | 0 | 0
2040-03-20 | 5 | 40.76 | -16643 | -2197 | -418 | 0 | 0 | 0 | 1020 | 0 | 0 | 1439 | 53 | 341 | 8538 | 3288 | 624 | 0 | 551 | 0 | 211 | 1205 | 0 | 323 | 1200 | 0 | 465 | 0 | 0 | 0 | 0 | 0 | 0 | 0 | 0 | 0
2040-03-20 | 6 | 41.24 | -18181 | -2275 | -436 | 0 | 0 | 0 | 2108 | 0 | 0 | 1450 | 53 | 341 | 9373 | 3288 | 448 | 0 | 483 | 0 | 216 | 1208 | 0 | 260 | 1200 | 0 | 465 | 0 | 0 | 0 | 0 | 0 | 0 | 0 | 0 | 0
2040-03-20 | 7 | 42.85 | -20758 | -2275 | -545 | 0 | 0 | 0 | 3931 | 0 | 0 | 1450 | 53 | 341 | 10359 | 3288 | 299 | 0 | 507 | 0 | 219 | 1211 | 0 | 255 | 1200 | 0 | 465 | 0 | 0 | 0 | 0 | 0 | 0 | 0 | 0 | 0
2040-03-20 | 8 | 42.85 | -21919 | -2359 | -672 | 0 | 0 | 0 | 4756 | 0 | 0 | 1450 | 53 | 341 | 10371 | 3288 | 217 | 0 | 543 | 565 | 219 | 1221 | 0 | 261 | 1200 | 0 | 465 | 0 | 0 | 0 | 0 | 0 | 0 | 0 | 0 | 0
2040-03-20 | 9 | 39.39 | -21551 | -2118 | -800 | 0 | 0 | 0 | 4497 | 0 | 0 | 1395 | 53 | 341 | 7881 | 3288 | 122 | 0 | 435 | 3065 | 219 | 1217 | 0 | 292 | 1200 | 0 | 465 | 0 | 0 | 0 | 0 | 0 | 0 | 0 | 0 | 0
2040-03-20 | 10 | 29.05 | -21233 | -1752 | -927 | 0 | 0 | -400 | 4269 | 0 | 0 | 1082 | 53 | 341 | 4564 | 3288 | 58 | 0 | 296 | 6957 | 219 | 1217 | 0 | 303 | 1200 | 0 | 465 | 0 | 0 | 0 | 0 | 0 | 0 | 0 | 0 | 0
2040-03-20 | 11 | 29.05 | -21028 | -1548 | -909 | 0 | 0 | -1547 | 4122 | 0 | 0 | 733 | 53 | 341 | 2226 | 3288 | 21 | 0 | 303 | 10540 | 217 | 1233 | 0 | 291 | 1200 | 0 | 465 | 0 | 0 | 0 | 0 | 0 | 0 | 0 | 0 | 0
2040-03-20 | 12 | 28.19 | -20833 | -1297 | -781 | 0 | -604 | -1859 | 3984 | 0 | 0 | 622 | 53 | 341 | 761 | 3288 | 10 | 0 | 368 | 12532 | 216 | 1232 | 0 | 302 | 1200 | 0 | 465 | 0 | 0 | 0 | 0 | 0 | 0 | 0 | 0 | 0
2040-03-20 | 13 | 28.19 | -20548 | -1182 | -1018 | 0 | -1278 | -1859 | 3783 | 0 | 0 | 622 | 53 | 341 | 761 | 3288 | 12 | 0 | 387 | 13209 | 216 | 1232 | 0 | 315 | 1200 | 0 | 465 | 0 | 0 | 0 | 0 | 0 | 0 | 0 | 0 | 0
2040-03-20 | 14 | 28.19 | -20275 | -1015 | -999 | 0 | -571 | -1859 | 3593 | 0 | 0 | 622 | 53 | 341 | 753 | 3288 | 40 | 0 | 407 | 12177 | 216 | 1233 | 0 | 331 | 1200 | 0 | 465 | 0 | 0 | 0 | 0 | 0 | 0 | 0 | 0 | 0
2040-03-20 | 15 | 29.05 | -19812 | -968 | -890 | 0 | 0 | -1299 | 3266 | 0 | 0 | 622 | 53 | 341 | 753 | 3288 | 86 | 0 | 380 | 10732 | 216 | 1227 | 0 | 340 | 1200 | 0 | 465 | 0 | 0 | 0 | 0 | 0 | 0 | 0 | 0 | 0
2040-03-20 | 16 | 31.75 | -19433 | -968 | -1181 | 0 | 0 | 0 | 2996 | 0 | 0 | 767 | 53 | 341 | 997 | 3288 | 144 | 0 | 325 | 9244 | 218 | 1223 | 0 | 322 | 1200 | 0 | 465 | 0 | 0 | 0 | 0 | 0 | 0 | 0 | 0 | 0
2040-03-20 | 17 | 39.27 | -19423 | -968 | -1508 | 0 | 0 | 163 | 2985 | 0 | 0 | 995 | 53 | 341 | 3417 | 3288 | 341 | 0 | 291 | 6562 | 219 | 1221 | 0 | 359 | 1200 | 0 | 465 | 0 | 0 | 0 | 0 | 0 | 0 | 0 | 0 | 0
2040-03-20 | 18 | 39.27 | -19836 | -915 | -1817 | 0 | 0 | 1275 | 3281 | 0 | 0 | 1390 | 53 | 341 | 5430 | 3288 | 518 | 0 | 303 | 3199 | 219 | 1221 | 0 | 386 | 1200 | 0 | 465 | 0 | 0 | 0 | 0 | 0 | 0 | 0 | 0 | 0
2040-03-20 | 19 | 39.27 | -20425 | -1015 | -1745 | 0 | 1152 | 1859 | 3699 | 0 | 0 | 1450 | 53 | 341 | 6237 | 3288 | 650 | 0 | 376 | 585 | 218 | 1236 | 0 | 377 | 1200 | 0 | 465 | 0 | 0 | 0 | 0 | 0 | 0 | 0 | 0 | 0
2040-03-20 | 20 | 39.27 | -21237 | -1182 | -1236 | 0 | 823 | 1857 | 4269 | 0 | 0 | 1450 | 53 | 341 | 6550 | 3288 | 856 | 0 | 664 | 0 | 218 | 1236 | 0 | 385 | 1200 | 0 | 465 | 0 | 0 | 0 | 0 | 0 | 0 | 0 | 0 | 0
2040-03-20 | 21 | 39.27 | -20824 | -1297 | -1127 | 0 | 0 | 1151 | 3979 | 0 | 0 | 1432 | 53 | 341 | 7027 | 3288 | 1409 | 0 | 1050 | 0 | 219 | 1235 | 0 | 399 | 1200 | 0 | 465 | 0 | 0 | 0 | 0 | 0 | 0 | 0 | 0 | 0
2040-03-20 | 22 | 39.27 | -19644 | -1355 | -945 | 0 | 135 | 224 | 3144 | 0 | 0 | 1395 | 53 | 341 | 7025 | 3288 | 1731 | 0 | 1075 | 0 | 219 | 1239 | 0 | 410 | 1200 | 0 | 465 | 0 | 0 | 0 | 0 | 0 | 0 | 0 | 0 | 0
2040-03-20 | 23 | 38.14 | -17999 | -1417 | -781 | 0 | 0 | 0 | 1981 | 0 | 0 | 1390 | 53 | 341 | 6542 | 3288 | 1973 | 0 | 1065 | 0 | 219 | 1233 | 0 | 448 | 1200 | 0 | 465 | 0 | 0 | 0 | 0 | 0 | 0 | 0 | 0 | 0
2040-03-20 | 24 | 37.72 | -16588 | -1548 | -636 | 0 | 0 | 0 | 978 | 0 | 0 | 1308 | 53 | 341 | 6221 | 3288 | 2055 | 0 | 986 | 0 | 219 | 1221 | 0 | 438 | 1200 | 0 | 465 | 0 | 0 | 0 | 0 | 0 | 0 | 0 | 0 | 0
2040-03-21 | 1 | 33.72 | -15702 | -1679 | -563 | 0 | 0 | 0 | 581 | 0 | 0 | 1308 | 53 | 341 | 5424 | 3288 | 2129 | 0 | 984 | 0 | 216 | 1205 | 0 | 750 | 1200 | 0 | 465 | 0 | 0 | 0 | 0 | 0 | 0 | 0 | 0 | 0
2040-03-21 | 2 | 35.37 | -15253 | -1611 | -509 | 0 | 0 | 0 | 528 | 0 | 0 | 1291 | 53 | 341 | 5252 | 3288 | 1982 | 0 | 837 | 0 | 214 | 1196 | 0 | 726 | 1200 | 0 | 465 | 0 | 0 | 0 | 0 | 0 | 0 | 0 | 0 | 0
2040-03-21 | 3 | 34.21 | -15078 | -1679 | -436 | 0 | 0 | 0 | 528 | 0 | 0 | 1238 | 53 | 341 | 5012 | 3288 | 2165 | 0 | 808 | 0 | 211 | 1184 | 0 | 700 | 1200 | 0 | 465 | 0 | 0 | 0 | 0 | 0 | 0 | 0 | 0 | 0
2040-03-21 | 4 | 35.69 | -15139 | -1752 | -418 | 0 | 0 | 0 | 528 | 0 | 0 | 1238 | 53 | 341 | 5322 | 3288 | 2244 | 0 | 864 | 0 | 206 | 1197 | 0 | 363 | 1200 | 0 | 465 | 0 | 0 | 0 | 0 | 0 | 0 | 0 | 0 | 0
2040-03-21 | 5 | 37 | -15673 | -1752 | -418 | 0 | 0 | 0 | 560 | 0 | 0 | 1238 | 53 | 341 | 5526 | 3288 | 2564 | 0 | 869 | 0 | 211 | 1205 | 0 | 323 | 1200 | 0 | 465 | 0 | 0 | 0 | 0 | 0 | 0 | 0 | 0 | 0
2040-03-21 | 6 | 34.21 | -17124 | -1752 | -436 | 0 | 0 | 0 | 1612 | 0 | 0 | 1211 | 53 | 341 | 4785 | 3288 | 3788 | 0 | 887 | 0 | 216 | 1208 | 0 | 260 | 1200 | 0 | 465 | 0 | 0 | 0 | 0 | 0 | 0 | 0 | 0 | 0
2040-03-21 | 7 | 31.99 | -19612 | -1752 | -545 | 0 | 0 | 0 | 3408 | 0 | 0 | 1082 | 53 | 341 | 4495 | 3288 | 5083 | 0 | 809 | 0 | 219 | 1211 | 0 | 255 | 1200 | 0 | 465 | 0 | 0 | 0 | 0 | 0 | 0 | 0 | 0 | 0
2040-03-21 | 8 | 27.12 | -20856 | -1820 | -672 | 0 | 0 | 0 | 4306 | 0 | 0 | 1037 | 53 | 341 | 3769 | 3288 | 5942 | 0 | 798 | 449 | 219 | 1221 | 0 | 261 | 1200 | 0 | 465 | 0 | 0 | 0 | 0 | 0 | 0 | 0 | 0 | 0
2040-03-21 | 9 | 23.29 | -20930 | -1611 | -800 | 0 | 0 | -125 | 4365 | 0 | 0 | 914 | 53 | 192 | 2502 | 3288 | 6263 | 0 | 618 | 1877 | 219 | 1217 | 0 | 292 | 1200 | 0 | 465 | 0 | 0 | 0 | 0 | 0 | 0 | 0 | 0 | 0
2040-03-21 | 10 | 23.36 | -20971 | -1480 | -927 | 0 | 0 | 0 | 4391 | 0 | 0 | 733 | 53 | 195 | 798 | 3288 | 6575 | 0 | 513 | 3429 | 219 | 1217 | 0 | 303 | 1200 | 0 | 465 | 0 | 0 | 0 | 0 | 0 | 0 | 0 | 0 | 0
2040-03-21 | 11 | 23.29 | -20994 | -1355 | -909 | 0 | 0 | -122 | 4407 | 0 | 0 | 622 | 53 | 160 | 0 | 3288 | 6675 | 0 | 398 | 4371 | 217 | 1233 | 0 | 291 | 1200 | 0 | 465 | 0 | 0 | 0 | 0 | 0 | 0 | 0 | 0 | 0
2040-03-21 | 12 | 20.07 | -20932 | -1182 | -781 | 0 | 0 | -1219 | 4365 | 0 | 0 | 622 | 53 | 160 | 0 | 3288 | 6830 | 0 | 511 | 4871 | 216 | 1232 | 0 | 302 | 1200 | 0 | 465 | 0 | 0 | 0 | 0 | 0 | 0 | 0 | 0 | 0
2040-03-21 | 13 | 20.07 | -20644 | -1124 | -1018 | 0 | 0 | -1399 | 4159 | 0 | 0 | 622 | 53 | 160 | 0 | 3288 | 6945 | 0 | 626 | 4905 | 216 | 1232 | 0 | 315 | 1200 | 0 | 465 | 0 | 0 | 0 | 0 | 0 | 0 | 0 | 0 | 0
2040-03-21 | 14 | 20.07 | -20453 | -1015 | -999 | 0 | 0 | -1772 | 4016 | 0 | 0 | 622 | 53 | 160 | 0 | 3288 | 6768 | 0 | 1077 | 4811 | 216 | 1233 | 0 | 331 | 1200 | 0 | 465 | 0 | 0 | 0 | 0 | 0 | 0 | 0 | 0 | 0
2040-03-21 | 15 | 20.07 | -20269 | -1015 | -890 | 0 | 0 | -821 | 3884 | 0 | 0 | 622 | 53 | 166 | 0 | 3288 | 6638 | 0 | 1197 | 3700 | 216 | 1227 | 0 | 340 | 1200 | 0 | 465 | 0 | 0 | 0 | 0 | 0 | 0 | 0 | 0 | 0
2040-03-21 | 16 | 27.12 | -20164 | -968 | -1181 | 0 | 0 | 334 | 3810 | 0 | 0 | 637 | 53 | 325 | 145 | 3288 | 6385 | 0 | 1180 | 2727 | 218 | 1223 | 0 | 322 | 1200 | 0 | 465 | 0 | 0 | 0 | 0 | 0 | 0 | 0 | 0 | 0
2040-03-21 | 17 | 27.12 | -20383 | -1015 | -1508 | 0 | 0 | 349 | 3968 | 0 | 0 | 841 | 53 | 341 | 1307 | 3288 | 6329 | 0 | 1294 | 1673 | 219 | 1221 | 0 | 359 | 1200 | 0 | 465 | 0 | 0 | 0 | 0 | 0 | 0 | 0 | 0 | 0
2040-03-21 | 18 | 27.12 | -20805 | -1072 | -1817 | 0 | 0 | 1123 | 4275 | 0 | 0 | 971 | 53 | 341 | 1708 | 3288 | 6299 | 0 | 1340 | 806 | 219 | 1221 | 0 | 386 | 1200 | 0 | 465 | 0 | 0 | 0 | 0 | 0 | 0 | 0 | 0 | 0
2040-03-21 | 19 | 27.12 | -21122 | -1182 | -1745 | 0 | 0 | 1116 | 4502 | 0 | 0 | 995 | 53 | 341 | 2119 | 3288 | 6550 | 0 | 1319 | 271 | 218 | 1236 | 0 | 377 | 1200 | 0 | 465 | 0 | 0 | 0 | 0 | 0 | 0 | 0 | 0 | 0
2040-03-21 | 20 | 27.12 | -21473 | -1182 | -1236 | 0 | 0 | 692 | 4756 | 0 | 0 | 971 | 53 | 341 | 2082 | 3288 | 6912 | 0 | 1292 | 0 | 218 | 1236 | 0 | 385 | 1200 | 0 | 465 | 0 | 0 | 0 | 0 | 0 | 0 | 0 | 0 | 0
2040-03-21 | 21 | 27.12 | -20891 | -1297 | -1127 | 0 | 0 | 388 | 4333 | 0 | 0 | 967 | 53 | 335 | 2082 | 3288 | 7111 | 0 | 1240 | 0 | 219 | 1235 | 0 | 399 | 1200 | 0 | 465 | 0 | 0 | 0 | 0 | 0 | 0 | 0 | 0 | 0
2040-03-21 | 22 | 27.12 | -19639 | -1297 | -945 | 0 | 0 | 38 | 3429 | 0 | 0 | 914 | 53 | 319 | 2082 | 3288 | 7168 | 0 | 1057 | 0 | 219 | 1239 | 0 | 410 | 1200 | 0 | 465 | 0 | 0 | 0 | 0 | 0 | 0 | 0 | 0 | 0
2040-03-21 | 23 | 0.14 | -17951 | -1355 | -781 | 0 | 0 | 0 | 2209 | 0 | 0 | 841 | 53 | 160 | 1751 | 3288 | 7220 | 0 | 1059 | 0 | 219 | 1233 | 0 | 448 | 1200 | 0 | 406 | 0 | 0 | 0 | 0 | 0 | 0 | 0 | 0 | 0
2040-03-21 | 24 | 0 | -16481 | -1355 | -636 | 0 | 0 | 0 | 1147 | 0 | 0 | 457 | 48 | 160 | 1815 | 3288 | 7203 | 0 | 986 | 0 | 219 | 1221 | 0 | 438 | 1200 | 0 | 289 | 0 | 0 | 0 | 0 | 0 | 0 | 0 | 0 | 0
2040-03-22 | 1 | 20.74 | -15521 | -1417 | -563 | 0 | 0 | -1393 | 528 | 0 | 0 | 738 | 53 | 160 | 2184 | 3288 | 7225 | 0 | 926 | 0 | 216 | 1205 | 0 | 750 | 1200 | 0 | 422 | 0 | 0 | 0 | 0 | 0 | 0 | 0 | 0 | 0
2040-03-22 | 2 | 20.74 | -15048 | -1480 | -509 | 0 | 0 | -1197 | 528 | 0 | 0 | 729 | 53 | 160 | 1581 | 3288 | 7228 | 0 | 866 | 0 | 214 | 1196 | 0 | 726 | 1200 | 0 | 465 | 0 | 0 | 0 | 0 | 0 | 0 | 0 | 0 | 0
2040-03-22 | 3 | 20.74 | -14808 | -1480 | -436 | 0 | 0 | -655 | 528 | 0 | 0 | 622 | 53 | 160 | 868 | 3288 | 7228 | 0 | 872 | 0 | 211 | 1184 | 0 | 700 | 1200 | 0 | 465 | 0 | 0 | 0 | 0 | 0 | 0 | 0 | 0 | 0
2040-03-22 | 4 | 20.74 | -14785 | -1480 | -418 | 0 | 0 | -259 | 528 | 0 | 0 | 636 | 53 | 175 | 859 | 3288 | 7234 | 0 | 739 | 0 | 206 | 1197 | 0 | 363 | 1200 | 0 | 465 | 0 | 0 | 0 | 0 | 0 | 0 | 0 | 0 | 0
2040-03-22 | 5 | 28.03 | -15270 | -1480 | -418 | 0 | 0 | 94 | 528 | 0 | 0 | 738 | 53 | 335 | 906 | 3288 | 7230 | 0 | 592 | 0 | 211 | 1205 | 0 | 323 | 1200 | 0 | 465 | 0 | 0 | 0 | 0 | 0 | 0 | 0 | 0 | 0
2040-03-22 | 6 | 28.03 | -16645 | -1480 | -436 | 0 | 0 | 714 | 1073 | 0 | 0 | 841 | 53 | 341 | 1051 | 3288 | 7229 | 0 | 623 | 0 | 216 | 1208 | 0 | 260 | 1200 | 0 | 465 | 0 | 0 | 0 | 0 | 0 | 0 | 0 | 0 | 0
2040-03-22 | 7 | 28.03 | -19063 | -1548 | -545 | 0 | 0 | 637 | 2795 | 0 | 0 | 967 | 53 | 341 | 1901 | 3288 | 7230 | 0 | 595 | 0 | 219 | 1211 | 0 | 255 | 1200 | 0 | 465 | 0 | 0 | 0 | 0 | 0 | 0 | 0 | 0 | 0
2040-03-22 | 8 | 28.03 | -20636 | -1548 | -672 | 0 | 0 | 534 | 3910 | 0 | 0 | 971 | 53 | 341 | 2669 | 3288 | 7041 | 0 | 500 | 184 | 219 | 1221 | 0 | 261 | 1200 | 0 | 465 | 0 | 0 | 0 | 0 | 0 | 0 | 0 | 0 | 0
2040-03-22 | 9 | 28.03 | -21192 | -1611 | -800 | 0 | 0 | 614 | 4306 | 0 | 0 | 1082 | 53 | 335 | 3427 | 3288 | 5746 | 0 | 682 | 676 | 219 | 1217 | 0 | 292 | 1200 | 0 | 465 | 0 | 0 | 0 | 0 | 0 | 0 | 0 | 0 | 0
2040-03-22 | 10 | 23.29 | -21583 | -1611 | -927 | 0 | 0 | 0 | 4587 | 0 | 0 | 995 | 53 | 186 | 3687 | 3288 | 5796 | 0 | 983 | 1143 | 219 | 1217 | 0 | 303 | 1200 | 0 | 465 | 0 | 0 | 0 | 0 | 0 | 0 | 0 | 0 | 0
2040-03-22 | 11 | 17.23 | -21811 | -1611 | -909 | 0 | 0 | -1168 | 4750 | 0 | 0 | 912 | 53 | 160 | 3431 | 3288 | 6035 | 0 | 1686 | 1777 | 217 | 1233 | 0 | 291 | 1200 | 0 | 465 | 0 | 0 | 0 | 0 | 0 | 0 | 0 | 0 | 0
2040-03-22 | 12 | 17.23 | -21821 | -1548 | -781 | 0 | 0 | -1308 | 4756 | 0 | 0 | 841 | 53 | 160 | 3122 | 3288 | 6244 | 0 | 1779 | 1801 | 216 | 1232 | 0 | 302 | 1200 | 0 | 465 | 0 | 0 | 0 | 0 | 0 | 0 | 0 | 0 | 0
2040-03-22 | 13 | 17.23 | -21563 | -1548 | -1018 | 0 | 0 | -906 | 4571 | 0 | 0 | 841 | 53 | 160 | 2769 | 3288 | 5412 | 0 | 1830 | 2684 | 216 | 1232 | 0 | 315 | 1200 | 0 | 465 | 0 | 0 | 0 | 0 | 0 | 0 | 0 | 0 | 0
2040-03-22 | 14 | 17.23 | -21423 | -1480 | -999 | 0 | 0 | -673 | 4470 | 0 | 0 | 868 | 53 | 160 | 2601 | 3288 | 4672 | 0 | 1892 | 3127 | 216 | 1233 | 0 | 331 | 1200 | 0 | 465 | 0 | 0 | 0 | 0 | 0 | 0 | 0 | 0 | 0
2040-03-22 | 15 | 17.23 | -21072 | -1480 | -890 | 0 | 0 | -584 | 4222 | 0 | 0 | 841 | 53 | 160 | 2311 | 3288 | 4292 | 0 | 1958 | 3453 | 216 | 1227 | 0 | 340 | 1200 | 0 | 465 | 0 | 0 | 0 | 0 | 0 | 0 | 0 | 0 | 0
2040-03-22 | 16 | 17.23 | -20814 | -1417 | -1181 | 0 | 0 | -908 | 4037 | 0 | 0 | 622 | 53 | 160 | 1123 | 3288 | 6212 | 0 | 1992 | 3406 | 218 | 1223 | 0 | 322 | 1200 | 0 | 465 | 0 | 0 | 0 | 0 | 0 | 0 | 0 | 0 | 0
2040-03-22 | 17 | 17.23 | -20843 | -1355 | -1508 | 0 | 0 | -667 | 4058 | 0 | 0 | 622 | 53 | 160 | 1123 | 3288 | 7223 | 0 | 2030 | 2351 | 219 | 1221 | 0 | 359 | 1200 | 0 | 465 | 0 | 0 | 0 | 0 | 0 | 0 | 0 | 0 | 0
2040-03-22 | 18 | 23.29 | -21041 | -1355 | -1817 | 0 | 0 | 246 | 4201 | 0 | 0 | 841 | 53 | 171 | 1388 | 3288 | 7232 | 0 | 2048 | 1254 | 219 | 1221 | 0 | 386 | 1200 | 0 | 465 | 0 | 0 | 0 | 0 | 0 | 0 | 0 | 0 | 0
2040-03-22 | 19 | 23.29 | -21084 | -1355 | -1745 | 0 | 0 | 1455 | 4232 | 0 | 0 | 958 | 53 | 171 | 1008 | 3288 | 7235 | 0 | 1994 | 293 | 218 | 1236 | 0 | 377 | 1200 | 0 | 465 | 0 | 0 | 0 | 0 | 0 | 0 | 0 | 0 | 0
2040-03-22 | 20 | 23.29 | -21289 | -1417 | -1236 | 0 | 0 | 1378 | 4375 | 0 | 0 | 914 | 53 | 171 | 1008 | 3288 | 7245 | 0 | 2007 | 0 | 218 | 1236 | 0 | 385 | 1200 | 0 | 465 | 0 | 0 | 0 | 0 | 0 | 0 | 0 | 0 | 0
2040-03-22 | 21 | 23.29 | -20717 | -1480 | -1127 | 0 | 0 | 1333 | 3968 | 0 | 0 | 914 | 53 | 171 | 961 | 3288 | 7243 | 0 | 1875 | 0 | 219 | 1235 | 0 | 399 | 1200 | 0 | 465 | 0 | 0 | 0 | 0 | 0 | 0 | 0 | 0 | 0
2040-03-22 | 22 | 23.29 | -19709 | -1480 | -945 | 0 | 0 | 187 | 3255 | 0 | 0 | 868 | 53 | 171 | 1678 | 3288 | 7230 | 0 | 1871 | 0 | 219 | 1239 | 0 | 410 | 1200 | 0 | 465 | 0 | 0 | 0 | 0 | 0 | 0 | 0 | 0 | 0
2040-03-22 | 23 | 19.46 | -18362 | -1480 | -781 | 0 | 0 | 0 | 2293 | 0 | 0 | 829 | 53 | 160 | 1218 | 3288 | 7227 | 0 | 1991 | 0 | 219 | 1233 | 0 | 448 | 1200 | 0 | 465 | 0 | 0 | 0 | 0 | 0 | 0 | 0 | 0 | 0
2040-03-22 | 24 | 0 | -17024 | -1548 | -636 | 0 | 0 | 0 | 1342 | 0 | 0 | 528 | 48 | 160 | 1234 | 3288 | 7208 | 0 | 1991 | 0 | 219 | 1221 | 0 | 438 | 1200 | 0 | 332 | 0 | 0 | 0 | 0 | 0 | 0 | 0 | 0 | 0
2040-03-23 | 1 | -0.01 | -16081 | -1548 | -563 | 0 | 0 | -917 | 1485 | 0 | 0 | 278 | 48 | 160 | 991 | 3288 | 7219 | 0 | 1981 | 0 | 216 | 1205 | 0 | 750 | 1200 | 0 | 289 | 0 | 0 | 0 | 0 | 0 | 0 | 0 | 0 | 0
2040-03-23 | 2 | -0.01 | -15582 | -1611 | -509 | 0 | 0 | -1029 | 1110 | 0 | 0 | 278 | 48 | 160 | 991 | 3288 | 7265 | 0 | 1976 | 0 | 214 | 1196 | 0 | 726 | 1200 | 0 | 280 | 0 | 0 | 0 | 0 | 0 | 0 | 0 | 0 | 0
2040-03-23 | 3 | -0.01 | -15377 | -1820 | -436 | 0 | 0 | -932 | 951 | 0 | 0 | 278 | 48 | 160 | 991 | 3288 | 7275 | 0 | 2000 | 0 | 211 | 1184 | 0 | 700 | 1200 | 0 | 280 | 0 | 0 | 0 | 0 | 0 | 0 | 0 | 0 | 0
2040-03-23 | 4 | -0.01 | -15349 | -1893 | -418 | 0 | 0 | -400 | 930 | 0 | 0 | 278 | 48 | 160 | 823 | 3288 | 7289 | 0 | 1998 | 0 | 206 | 1197 | 0 | 363 | 1200 | 0 | 280 | 0 | 0 | 0 | 0 | 0 | 0 | 0 | 0 | 0
2040-03-23 | 5 | -0.01 | -15561 | -1966 | -418 | 0 | 0 | -303 | 1089 | 0 | 0 | 278 | 48 | 160 | 823 | 3288 | 7299 | 0 | 2045 | 0 | 211 | 1205 | 0 | 323 | 1200 | 0 | 280 | 0 | 0 | 0 | 0 | 0 | 0 | 0 | 0 | 0
2040-03-23 | 6 | -0.01 | -16199 | -1966 | -436 | 0 | 0 | 452 | 1575 | 0 | 0 | 278 | 48 | 160 | 243 | 3288 | 7312 | 0 | 2083 | 0 | 216 | 1208 | 0 | 260 | 1200 | 0 | 280 | 0 | 0 | 0 | 0 | 0 | 0 | 0 | 0 | 0
2040-03-23 | 7 | -0.01 | -17274 | -1966 | -545 | 0 | 0 | 803 | 2399 | 0 | 0 | 278 | 48 | 160 | 243 | 3288 | 7323 | 0 | 2079 | 0 | 219 | 1211 | 0 | 255 | 1200 | 0 | 280 | 0 | 0 | 0 | 0 | 0 | 0 | 0 | 0 | 0
2040-03-23 | 8 | -0.01 | -18422 | -1966 | -672 | 0 | 0 | 849 | 3271 | 0 | 0 | 278 | 48 | 160 | 233 | 3288 | 7328 | 0 | 2089 | 336 | 219 | 1221 | 0 | 261 | 1200 | 0 | 280 | 0 | 0 | 0 | 0 | 0 | 0 | 0 | 0 | 0
2040-03-23 | 9 | -0.01 | -19584 | -1966 | -800 | 0 | 0 | -163 | 4159 | 0 | 0 | 278 | 48 | 160 | 100 | 3288 | 7336 | 0 | 2068 | 1869 | 219 | 1217 | 0 | 292 | 1200 | 0 | 280 | 0 | 0 | 0 | 0 | 0 | 0 | 0 | 0 | 0
2040-03-23 | 10 | -35 | -20137 | -1820 | -927 | 0 | 0 | -1168 | 4581 | 0 | 0 | 0 | 48 | 160 | 100 | 3288 | 7344 | 0 | 804 | 4508 | 219 | 1217 | 0 | 303 | 1200 | 0 | 280 | 0 | 1146 | 0 | 0 | 0 | 0 | 0 | 0 | 0
2040-03-23 | 11 | -40 | -20319 | -1820 | -909 | -666 | -1608 | -1859 | 4719 | 0 | 0 | 0 | 48 | 160 | 100 | 3288 | 7360 | 0 | 0 | 8286 | 217 | 1233 | 0 | 291 | 1200 | 0 | 280 | 0 | 1998 | 0 | 0 | 0 | 0 | 0 | 0 | 0
2040-03-23 | 12 | -40 | -20368 | -1679 | -781 | -908 | -2000 | -1859 | 4756 | 0 | 0 | 0 | 48 | 160 | 0 | 3288 | 5985 | 0 | 0 | 10129 | 216 | 1232 | 0 | 302 | 1200 | 0 | 280 | 1371 | 2103 | 0 | 0 | 0 | 0 | 0 | 0 | 0
2040-03-23 | 13 | -40 | -20074 | -1548 | -1018 | -908 | -2000 | -1859 | 4528 | 0 | 0 | 0 | 48 | 160 | 0 | 3288 | 5925 | 0 | 0 | 10215 | 216 | 1232 | 0 | 315 | 1200 | 0 | 280 | 1422 | 2133 | 0 | 0 | 0 | 0 | 0 | 0 | 0
2040-03-23 | 14 | -40 | -19462 | -1480 | -999 | -908 | -2000 | -1859 | 4063 | 0 | 0 | 0 | 48 | 160 | 0 | 3288 | 4341 | 0 | 0 | 11548 | 216 | 1233 | 0 | 331 | 1200 | 0 | 280 | 3003 | 2067 | 0 | 0 | 0 | 0 | 0 | 0 | 0
2040-03-23 | 15 | -40 | -18938 | -1355 | -890 | -507 | -1374 | -1859 | 3667 | 0 | 0 | 0 | 48 | 160 | 0 | 3288 | 3440 | 0 | 0 | 11057 | 216 | 1227 | 0 | 340 | 1200 | 0 | 280 | 3904 | 1977 | 0 | 0 | 0 | 0 | 0 | 0 | 0
2040-03-23 | 16 | -40 | -18530 | -1297 | -1181 | -176 | -150 | -1853 | 3355 | 0 | 0 | 0 | 48 | 160 | 0 | 3288 | 3236 | 0 | 0 | 9857 | 218 | 1223 | 0 | 322 | 1200 | 0 | 280 | 4116 | 1955 | 0 | 0 | 0 | 0 | 0 | 0 | 0
2040-03-23 | 17 | -40 | -18482 | -1240 | -1508 | 0 | -19 | -1244 | 3318 | 0 | 0 | 0 | 48 | 160 | 0 | 3288 | 5724 | 0 | 0 | 6675 | 219 | 1221 | 0 | 359 | 1200 | 0 | 280 | 1631 | 1991 | 0 | 0 | 0 | 0 | 0 | 0 | 0
2040-03-23 | 18 | -30 | -18793 | -1240 | -1817 | 0 | 0 | -1168 | 3556 | 0 | 0 | 49 | 48 | 160 | 0 | 3288 | 7359 | 0 | 1941 | 3310 | 219 | 1221 | 0 | 386 | 1200 | 0 | 280 | 0 | 0 | 0 | 0 | 0 | 0 | 0 | 0 | 0
2040-03-23 | 19 | 3 | -19242 | -1297 | -1745 | 0 | 49 | 691 | 3900 | 0 | 0 | 731 | 53 | 160 | 0 | 3288 | 7356 | 0 | 1951 | 660 | 218 | 1236 | 0 | 377 | 1200 | 0 | 414 | 0 | 0 | 0 | 0 | 0 | 0 | 0 | 0 | 0
2040-03-23 | 20 | 0 | -20009 | -1480 | -1236 | 0 | 0 | 1359 | 4481 | 0 | 0 | 829 | 48 | 160 | 0 | 3288 | 7368 | 0 | 1873 | 0 | 218 | 1236 | 0 | 385 | 1200 | 0 | 280 | 0 | 0 | 0 | 0 | 0 | 0 | 0 | 0 | 0
2040-03-23 | 21 | 0 | -19843 | -1611 | -1127 | 0 | 0 | 1231 | 4354 | 0 | 0 | 738 | 48 | 160 | 0 | 3288 | 7372 | 0 | 2057 | 0 | 219 | 1235 | 0 | 399 | 1200 | 0 | 280 | 0 | 0 | 0 | 0 | 0 | 0 | 0 | 0 | 0
2040-03-23 | 22 | 0 | -19182 | -1752 | -945 | 0 | 0 | 1015 | 3852 | 0 | 0 | 733 | 48 | 160 | 0 | 3288 | 7380 | 0 | 2056 | 0 | 219 | 1239 | 0 | 410 | 1200 | 0 | 280 | 0 | 0 | 0 | 0 | 0 | 0 | 0 | 0 | 0
2040-03-23 | 23 | 0 | -18151 | -1820 | -781 | 0 | 0 | 728 | 3065 | 0 | 0 | 688 | 48 | 160 | 0 | 3288 | 7372 | 0 | 2023 | 0 | 219 | 1233 | 0 | 448 | 1200 | 0 | 280 | 0 | 0 | 0 | 0 | 0 | 0 | 0 | 0 | 0
2040-03-23 | 24 | 0 | -17021 | -1893 | -636 | 0 | 0 | 522 | 2203 | 0 | 0 | 622 | 48 | 160 | 0 | 3288 | 7363 | 0 | 1986 | 0 | 219 | 1221 | 0 | 438 | 1200 | 0 | 280 | 0 | 0 | 0 | 0 | 0 | 0 | 0 | 0 | 0
2040-03-24 | 1 | -30 | -16176 | -1893 | -745 | 315 | 0 | 0 | 1834 | 0 | 0 | 256 | 48 | 160 | 0 | 3288 | 7316 | 0 | 1946 | 0 | 216 | 1205 | 0 | 750 | 1200 | 0 | 280 | 0 | 0 | 0 | 0 | 0 | 0 | 0 | 0 | 0
2040-03-24 | 2 | -30 | -15662 | -1966 | -636 | 120 | 206 | 0 | 1432 | 0 | 0 | 203 | 48 | 160 | 0 | 3288 | 7214 | 0 | 1978 | 0 | 214 | 1196 | 0 | 726 | 1200 | 0 | 280 | 0 | 0 | 0 | 0 | 0 | 0 | 0 | 0 | 0
2040-03-24 | 3 | -30 | -15406 | -1966 | -563 | 189 | 64 | 332 | 1231 | 0 | 0 | 0 | 48 | 160 | 0 | 3288 | 7076 | 0 | 1973 | 0 | 211 | 1184 | 0 | 700 | 1200 | 0 | 280 | 0 | 0 | 0 | 0 | 0 | 0 | 0 | 0 | 0
2040-03-24 | 4 | -30 | -15320 | -2040 | -527 | 507 | 728 | 0 | 1168 | 0 | 0 | 0 | 48 | 160 | 0 | 3288 | 6798 | 0 | 1943 | 0 | 206 | 1197 | 0 | 363 | 1200 | 0 | 280 | 0 | 0 | 0 | 0 | 0 | 0 | 0 | 0 | 0
2040-03-24 | 5 | -30 | -15455 | -2040 | -509 | 509 | 1518 | 0 | 1273 | 0 | 0 | 63 | 48 | 160 | 0 | 3288 | 5961 | 0 | 1965 | 0 | 211 | 1205 | 0 | 323 | 1200 | 0 | 280 | 0 | 0 | 0 | 0 | 0 | 0 | 0 | 0 | 0
2040-03-24 | 6 | -30 | -15886 | -2118 | -527 | 527 | 1667 | 584 | 1606 | 0 | 0 | 374 | 48 | 160 | 0 | 3288 | 5079 | 0 | 2034 | 0 | 216 | 1208 | 0 | 260 | 1200 | 0 | 280 | 0 | 0 | 0 | 0 | 0 | 0 | 0 | 0 | 0
2040-03-24 | 7 | -30 | -16655 | -2118 | -600 | 600 | 1667 | 876 | 2209 | 0 | 0 | 310 | 48 | 160 | 0 | 3288 | 5010 | 0 | 2039 | 2 | 219 | 1211 | 0 | 255 | 1200 | 0 | 280 | 0 | 0 | 0 | 0 | 0 | 0 | 0 | 0 | 0
2040-03-24 | 8 | -30 | -17393 | -1966 | -691 | 691 | 1667 | 0 | 2779 | 0 | 0 | 425 | 48 | 160 | 0 | 3288 | 4990 | 0 | 2073 | 749 | 219 | 1221 | 0 | 261 | 1200 | 0 | 280 | 0 | 0 | 0 | 0 | 0 | 0 | 0 | 0 | 0
2040-03-24 | 9 | -30 | -18054 | -1820 | -854 | 47 | 305 | 0 | 3297 | 0 | 0 | 0 | 48 | 160 | 0 | 3288 | 4885 | 0 | 1954 | 3537 | 219 | 1217 | 0 | 292 | 1200 | 0 | 280 | 0 | 0 | 0 | 0 | 0 | 0 | 0 | 0 | 0
2040-03-24 | 10 | -40 | -18622 | -1548 | -999 | -491 | -768 | -445 | 3741 | 0 | 0 | 0 | 48 | 160 | 0 | 3288 | 5074 | 0 | 0 | 7343 | 219 | 1217 | 0 | 303 | 1200 | 0 | 280 | 0 | 1851 | 0 | 0 | 0 | 0 | 0 | 0 | 0
2040-03-24 | 11 | -40 | -18860 | -1297 | -909 | -908 | -2000 | -1859 | 3926 | 0 | 0 | 0 | 48 | 160 | 0 | 3288 | 4647 | 0 | 0 | 10543 | 217 | 1233 | 0 | 291 | 1200 | 0 | 280 | 88 | 1642 | 0 | 0 | 0 | 0 | 0 | 0 | 0
2040-03-24 | 12 | -40 | -18917 | -1072 | -999 | -908 | -2000 | -1859 | 3968 | 0 | 0 | 0 | 48 | 160 | 0 | 3288 | 3189 | 0 | 0 | 11873 | 216 | 1232 | 0 | 302 | 1200 | 0 | 280 | 2123 | 1627 | 0 | 0 | 0 | 0 | 0 | 0 | 0
2040-03-24 | 13 | -40 | -18662 | -915 | -1090 | -908 | -2000 | -1859 | 3773 | 0 | 0 | 0 | 48 | 160 | 0 | 3288 | 3672 | 0 | 0 | 11251 | 216 | 1232 | 0 | 315 | 1200 | 0 | 280 | 2374 | 1714 | 0 | 0 | 0 | 0 | 0 | 0 | 0
2040-03-24 | 14 | -40 | -18316 | -774 | -1127 | -835 | -1755 | -1859 | 3503 | 0 | 0 | 0 | 48 | 160 | 0 | 3288 | 2312 | 0 | 0 | 12095 | 216 | 1233 | 0 | 331 | 1200 | 0 | 280 | 4427 | 1766 | 0 | 0 | 0 | 0 | 0 | 0 | 0
2040-03-24 | 15 | -40 | -17940 | -685 | -1163 | -22 | -595 | -1742 | 3207 | 0 | 0 | 0 | 48 | 160 | 0 | 3288 | 3730 | 0 | 0 | 8451 | 216 | 1227 | 0 | 340 | 1200 | 0 | 280 | 3242 | 1770 | 0 | 0 | 0 | 0 | 0 | 0 | 0
2040-03-24 | 16 | -40 | -17912 | -643 | -1109 | 0 | -34 | -292 | 3186 | 0 | 0 | 0 | 48 | 160 | 0 | 3288 | 5624 | 0 | 0 | 4441 | 218 | 1223 | 0 | 322 | 1200 | 0 | 280 | 1438 | 1697 | 0 | 0 | 0 | 0 | 0 | 0 | 0
2040-03-24 | 17 | -40 | -18259 | -643 | -1090 | 0 | 0 | 0 | 3456 | 0 | 0 | 0 | 48 | 160 | 0 | 3288 | 7146 | 0 | 0 | 2616 | 219 | 1221 | 0 | 359 | 1200 | 0 | 280 | 139 | 1627 | 0 | 0 | 0 | 0 | 0 | 0 | 0
2040-03-24 | 18 | -35 | -18831 | -685 | -1127 | 0 | 0 | 0 | 3900 | 0 | 0 | 0 | 48 | 160 | 0 | 3288 | 7426 | 0 | 851 | 1665 | 219 | 1221 | 0 | 386 | 1200 | 0 | 280 | 0 | 439 | 0 | 0 | 0 | 0 | 0 | 0 | 0
2040-03-24 | 19 | 0 | -19240 | -727 | -1163 | 0 | 0 | 655 | 4222 | 0 | 0 | 622 | 48 | 160 | 0 | 3288 | 7449 | 0 | 1018 | 356 | 218 | 1236 | 0 | 377 | 1200 | 0 | 280 | 0 | 0 | 0 | 0 | 0 | 0 | 0 | 0 | 0
2040-03-24 | 20 | 0 | -19926 | -821 | -1090 | 0 | 0 | 1148 | 4756 | 0 | 0 | 737 | 48 | 160 | 0 | 3288 | 7460 | 0 | 922 | 0 | 218 | 1236 | 0 | 385 | 1200 | 0 | 280 | 0 | 0 | 0 | 0 | 0 | 0 | 0 | 0 | 0
2040-03-24 | 21 | 0 | -19525 | -915 | -1018 | 0 | 0 | 1122 | 4444 | 0 | 0 | 737 | 48 | 160 | 0 | 3288 | 7441 | 0 | 886 | 0 | 219 | 1235 | 0 | 399 | 1200 | 0 | 280 | 0 | 0 | 0 | 0 | 0 | 0 | 0 | 0 | 0
2040-03-24 | 22 | 0 | -18335 | -1015 | -927 | 0 | 0 | 649 | 3514 | 0 | 0 | 622 | 48 | 160 | 0 | 3288 | 7431 | 0 | 1216 | 0 | 219 | 1239 | 0 | 410 | 1200 | 0 | 280 | 0 | 0 | 0 | 0 | 0 | 0 | 0 | 0 | 0
2040-03-24 | 23 | 0 | -16831 | -1072 | -927 | 0 | 0 | 458 | 2346 | 0 | 0 | 622 | 48 | 160 | 0 | 3288 | 7434 | 0 | 1093 | 0 | 219 | 1233 | 0 | 448 | 1200 | 0 | 280 | 0 | 0 | 0 | 0 | 0 | 0 | 0 | 0 | 0
2040-03-24 | 24 | 0 | -15477 | -1072 | -836 | 0 | 0 | 126 | 1289 | 0 | 0 | 622 | 48 | 160 | 0 | 3288 | 7432 | 0 | 1062 | 0 | 219 | 1221 | 0 | 438 | 1200 | 0 | 280 | 0 | 0 | 0 | 0 | 0 | 0 | 0 | 0 | 0
2040-03-25 | 1 | 12.98 | -14660 | -1072 | -745 | 0 | 0 | -367 | 528 | 0 | 0 | 622 | 53 | 160 | 0 | 3288 | 7429 | 0 | 980 | 0 | 216 | 1205 | 0 | 750 | 1200 | 0 | 414 | 0 | 0 | 0 | 0 | 0 | 0 | 0 | 0 | 0
2040-03-25 | 2 | 12.98 | -14249 | -1182 | -636 | 0 | 0 | -851 | 528 | 0 | 0 | 622 | 53 | 160 | 0 | 3288 | 7404 | 0 | 1071 | 0 | 214 | 1196 | 0 | 726 | 1200 | 0 | 456 | 0 | 0 | 0 | 0 | 0 | 0 | 0 | 0 | 0
2040-03-25 | 3 | 12.98 | -14090 | -1182 | -563 | 0 | 0 | -1177 | 528 | 0 | 0 | 622 | 53 | 160 | 0 | 3288 | 7398 | 0 | 1203 | 0 | 211 | 1184 | 0 | 700 | 1200 | 0 | 465 | 0 | 0 | 0 | 0 | 0 | 0 | 0 | 0 | 0
2040-03-25 | 4 | 12.98 | -14170 | -1240 | -527 | 0 | 0 | -909 | 528 | 0 | 0 | 622 | 53 | 160 | 0 | 3288 | 7385 | 0 | 1379 | 0 | 206 | 1197 | 0 | 363 | 1200 | 0 | 465 | 0 | 0 | 0 | 0 | 0 | 0 | 0 | 0 | 0
2040-03-25 | 5 | 12.98 | -14734 | -1182 | -509 | 0 | 0 | -346 | 528 | 0 | 0 | 622 | 53 | 160 | 0 | 3288 | 7282 | 0 | 1434 | 0 | 211 | 1205 | 0 | 323 | 1200 | 0 | 465 | 0 | 0 | 0 | 0 | 0 | 0 | 0 | 0 | 0
2040-03-25 | 6 | 17.55 | -16297 | -1182 | -527 | 0 | 181 | 200 | 1062 | 0 | 0 | 702 | 53 | 160 | 454 | 3288 | 7104 | 0 | 1453 | 0 | 216 | 1208 | 0 | 260 | 1200 | 0 | 465 | 0 | 0 | 0 | 0 | 0 | 0 | 0 | 0 | 0
2040-03-25 | 7 | 17.55 | -18856 | -1355 | -600 | 0 | 1341 | 1236 | 2922 | 0 | 0 | 971 | 53 | 160 | 414 | 3288 | 5661 | 0 | 1413 | 3 | 219 | 1211 | 0 | 255 | 1200 | 0 | 465 | 0 | 0 | 0 | 0 | 0 | 0 | 0 | 0 | 0
2040-03-25 | 8 | 17.55 | -20275 | -1417 | -691 | 735 | 1901 | 1859 | 3952 | 0 | 0 | 1159 | 53 | 160 | 454 | 3288 | 3581 | 0 | 1512 | 363 | 219 | 1221 | 0 | 261 | 1200 | 0 | 465 | 0 | 0 | 0 | 0 | 0 | 0 | 0 | 0 | 0
2040-03-25 | 9 | 17.55 | -20522 | -1417 | -854 | 677 | 1825 | 1770 | 4132 | 0 | 0 | 1082 | 53 | 160 | 454 | 3288 | 2648 | 0 | 1562 | 1749 | 219 | 1217 | 0 | 292 | 1200 | 0 | 465 | 0 | 0 | 0 | 0 | 0 | 0 | 0 | 0 | 0
2040-03-25 | 10 | 17.55 | -20636 | -1417 | -999 | 0 | 1053 | 642 | 4217 | 0 | 0 | 868 | 53 | 160 | 388 | 3288 | 2292 | 0 | 1589 | 5099 | 219 | 1217 | 0 | 303 | 1200 | 0 | 465 | 0 | 0 | 0 | 0 | 0 | 0 | 0 | 0 | 0
2040-03-25 | 11 | 12.98 | -20718 | -1417 | -909 | 0 | 0 | -388 | 4275 | 0 | 0 | 622 | 53 | 160 | 388 | 3288 | 1945 | 0 | 1686 | 7610 | 217 | 1233 | 0 | 291 | 1200 | 0 | 465 | 0 | 0 | 0 | 0 | 0 | 0 | 0 | 0 | 0
2040-03-25 | 12 | 9.51 | -20736 | -1355 | -999 | 0 | -638 | -1859 | 4285 | 0 | 0 | 622 | 53 | 160 | 388 | 3288 | 1733 | 0 | 1776 | 9867 | 216 | 1232 | 0 | 302 | 1200 | 0 | 465 | 0 | 0 | 0 | 0 | 0 | 0 | 0 | 0 | 0
2040-03-25 | 13 | 9.51 | -20572 | -1182 | -1090 | 0 | -1970 | -1859 | 4169 | 0 | 0 | 622 | 53 | 160 | 388 | 3288 | 1789 | 0 | 1826 | 10951 | 216 | 1232 | 0 | 315 | 1200 | 0 | 465 | 0 | 0 | 0 | 0 | 0 | 0 | 0 | 0 | 0
2040-03-25 | 14 | 6.72 | -20291 | -1124 | -1127 | -856 | -2000 | -1859 | 3963 | 0 | 0 | 622 | 53 | 160 | 0 | 3288 | 1750 | 0 | 1822 | 12155 | 216 | 1233 | 0 | 331 | 1200 | 0 | 465 | 0 | 0 | 0 | 0 | 0 | 0 | 0 | 0 | 0
2040-03-25 | 15 | 6.72 | -19833 | -1072 | -1163 | -785 | -2000 | -1859 | 3630 | 0 | 0 | 622 | 53 | 160 | 0 | 3288 | 1849 | 0 | 1876 | 11786 | 216 | 1227 | 0 | 340 | 1200 | 0 | 465 | 0 | 0 | 0 | 0 | 0 | 0 | 0 | 0 | 0
2040-03-25 | 16 | 9.51 | -19453 | -1015 | -1109 | 0 | -719 | -1859 | 3355 | 0 | 0 | 622 | 53 | 166 | 0 | 3288 | 1982 | 0 | 1818 | 9443 | 218 | 1223 | 0 | 322 | 1200 | 0 | 465 | 0 | 0 | 0 | 0 | 0 | 0 | 0 | 0 | 0
2040-03-25 | 17 | 35.5 | -19514 | -968 | -1090 | 119 | 290 | 0 | 3398 | 0 | 0 | 733 | 53 | 325 | 318 | 3288 | 1610 | 0 | 1847 | 6128 | 219 | 1221 | 0 | 359 | 1200 | 0 | 465 | 0 | 0 | 0 | 0 | 0 | 0 | 0 | 0 | 0
2040-03-25 | 18 | 35.5 | -20116 | -1124 | -1127 | 194 | 243 | 1399 | 3836 | 0 | 0 | 1082 | 53 | 341 | 2542 | 3288 | 1580 | 0 | 1825 | 2493 | 219 | 1221 | 0 | 386 | 1200 | 0 | 465 | 0 | 0 | 0 | 0 | 0 | 0 | 0 | 0 | 0
2040-03-25 | 19 | 35.5 | -20707 | -1240 | -1163 | 620 | 1292 | 1172 | 4264 | 0 | 0 | 1390 | 53 | 341 | 3512 | 3288 | 1533 | 0 | 1674 | 477 | 218 | 1236 | 0 | 377 | 1200 | 0 | 465 | 0 | 0 | 0 | 0 | 0 | 0 | 0 | 0 | 0
2040-03-25 | 20 | 35.5 | -21381 | -1355 | -1090 | 739 | 1292 | 1698 | 4756 | 0 | 0 | 1395 | 53 | 341 | 4063 | 3288 | 1335 | 0 | 1364 | 0 | 218 | 1236 | 0 | 385 | 1200 | 0 | 465 | 0 | 0 | 0 | 0 | 0 | 0 | 0 | 0 | 0
2040-03-25 | 21 | 35.5 | -20941 | -1480 | -1018 | 518 | 1173 | 1724 | 4439 | 0 | 0 | 1395 | 53 | 341 | 4464 | 3288 | 1339 | 0 | 1188 | 0 | 219 | 1235 | 0 | 399 | 1200 | 0 | 465 | 0 | 0 | 0 | 0 | 0 | 0 | 0 | 0 | 0
2040-03-25 | 22 | 35.5 | -19669 | -1611 | -927 | 577 | 1192 | 1721 | 3514 | 0 | 0 | 1426 | 53 | 341 | 4464 | 3288 | 1123 | 0 | 976 | 0 | 219 | 1239 | 0 | 410 | 1200 | 0 | 465 | 0 | 0 | 0 | 0 | 0 | 0 | 0 | 0 | 0
2040-03-25 | 23 | 35.5 | -18047 | -1752 | -927 | 639 | 1332 | 1720 | 2336 | 0 | 0 | 1432 | 53 | 341 | 4464 | 3288 | 728 | 0 | 830 | 0 | 219 | 1233 | 0 | 448 | 1200 | 0 | 465 | 0 | 0 | 0 | 0 | 0 | 0 | 0 | 0 | 0
2040-03-25 | 24 | 35.5 | -16657 | -1820 | -836 | 98 | 1058 | 1686 | 1326 | 0 | 0 | 1395 | 53 | 341 | 4981 | 3288 | 567 | 0 | 977 | 0 | 219 | 1221 | 0 | 438 | 1200 | 0 | 465 | 0 | 0 | 0 | 0 | 0 | 0 | 0 | 0 | 0
2040-03-26 | 1 | 39.54 | -15825 | -1893 | -563 | 0 | 0 | 0 | 528 | 0 | 0 | 1395 | 53 | 341 | 7075 | 3288 | 476 | 0 | 1291 | 0 | 216 | 1205 | 0 | 750 | 1200 | 0 | 465 | 0 | 0 | 0 | 0 | 0 | 0 | 0 | 0 | 0
2040-03-26 | 2 | 38.45 | -15488 | -1966 | -509 | 0 | 0 | 0 | 528 | 0 | 0 | 1395 | 53 | 341 | 6656 | 3288 | 533 | 0 | 1369 | 0 | 214 | 1196 | 0 | 726 | 1200 | 0 | 465 | 0 | 0 | 0 | 0 | 0 | 0 | 0 | 0 | 0
2040-03-26 | 3 | 37.72 | -15374 | -2040 | -436 | 0 | 0 | 0 | 528 | 0 | 0 | 1387 | 53 | 341 | 6225 | 3288 | 785 | 0 | 1483 | 0 | 211 | 1184 | 0 | 700 | 1200 | 0 | 465 | 0 | 0 | 0 | 0 | 0 | 0 | 0 | 0 | 0
2040-03-26 | 4 | 37.76 | -15547 | -2118 | -418 | 0 | 0 | 0 | 528 | 0 | 0 | 1308 | 53 | 341 | 6359 | 3288 | 1292 | 0 | 1484 | 0 | 206 | 1197 | 0 | 363 | 1200 | 0 | 465 | 0 | 0 | 0 | 0 | 0 | 0 | 0 | 0 | 0
2040-03-26 | 5 | 35.98 | -16178 | -2197 | -418 | 0 | 0 | 0 | 777 | 0 | 0 | 1308 | 53 | 341 | 5884 | 3288 | 2025 | 0 | 1714 | 0 | 211 | 1205 | 0 | 323 | 1200 | 0 | 465 | 0 | 0 | 0 | 0 | 0 | 0 | 0 | 0 | 0
2040-03-26 | 6 | 33.53 | -17771 | -2275 | -436 | 0 | 0 | 0 | 1913 | 0 | 0 | 1238 | 53 | 341 | 5171 | 3288 | 3435 | 0 | 1694 | 0 | 216 | 1208 | 0 | 260 | 1200 | 0 | 465 | 0 | 0 | 0 | 0 | 0 | 0 | 0 | 0 | 0
2040-03-26 | 7 | 30.45 | -20376 | -2275 | -545 | 0 | 0 | 0 | 3773 | 0 | 0 | 1181 | 53 | 325 | 4799 | 3288 | 4746 | 0 | 1672 | 9 | 219 | 1211 | 0 | 255 | 1200 | 0 | 465 | 0 | 0 | 0 | 0 | 0 | 0 | 0 | 0 | 0
2040-03-26 | 8 | 15.82 | -21484 | -2275 | -672 | 0 | 0 | -37 | 4565 | 0 | 0 | 967 | 53 | 166 | 2908 | 3288 | 6739 | 0 | 1579 | 847 | 219 | 1221 | 0 | 261 | 1200 | 0 | 456 | 0 | 0 | 0 | 0 | 0 | 0 | 0 | 0 | 0
2040-03-26 | 9 | 15.82 | -21289 | -2040 | -800 | 0 | 0 | -5 | 4428 | 0 | 0 | 622 | 53 | 160 | 214 | 3288 | 6976 | 0 | 1414 | 3637 | 219 | 1217 | 0 | 292 | 1200 | 0 | 414 | 0 | 0 | 0 | 0 | 0 | 0 | 0 | 0 | 0
2040-03-26 | 10 | -35 | -21209 | -1820 | -927 | 0 | -19 | -1244 | 4370 | 0 | 0 | 0 | 48 | 160 | 214 | 3288 | 7093 | 0 | 111 | 6715 | 219 | 1217 | 0 | 303 | 1200 | 0 | 280 | 0 | 1105 | 0 | 0 | 0 | 0 | 0 | 0 | 0
2040-03-26 | 11 | -40 | -21274 | -1679 | -909 | -908 | -2000 | -1859 | 4417 | 0 | 0 | 0 | 48 | 160 | 214 | 3288 | 6237 | 0 | 0 | 11044 | 217 | 1233 | 0 | 291 | 1200 | 0 | 280 | 797 | 1127 | 0 | 0 | 0 | 0 | 0 | 0 | 0
2040-03-26 | 12 | -40 | -21289 | -1611 | -781 | -908 | -2000 | -1859 | 4428 | 0 | 0 | 0 | 48 | 160 | 15 | 3288 | 5475 | 0 | 0 | 11804 | 216 | 1232 | 0 | 302 | 1200 | 0 | 280 | 1549 | 1199 | 0 | 0 | 0 | 0 | 0 | 0 | 0
2040-03-26 | 13 | -40 | -21032 | -1480 | -1018 | -908 | -2000 | -1859 | 4243 | 0 | 0 | 0 | 48 | 160 | 15 | 3288 | 3123 | 0 | 0 | 14177 | 216 | 1232 | 0 | 315 | 1200 | 0 | 280 | 3839 | 1228 | 0 | 0 | 0 | 0 | 0 | 0 | 0
2040-03-26 | 14 | -40 | -20751 | -1417 | -999 | -905 | -1886 | -1859 | 4042 | 0 | 0 | 0 | 48 | 160 | 0 | 3288 | 2941 | 0 | 0 | 14079 | 216 | 1233 | 0 | 331 | 1200 | 0 | 280 | 3752 | 1315 | 0 | 0 | 0 | 0 | 0 | 0 | 0
2040-03-26 | 15 | -40 | -20254 | -1297 | -890 | -311 | -1097 | -1859 | 3688 | 0 | 0 | 0 | 48 | 160 | 0 | 3288 | 2011 | 0 | 0 | 13249 | 216 | 1227 | 0 | 340 | 1200 | 0 | 280 | 4363 | 1438 | 0 | 0 | 0 | 0 | 0 | 0 | 0
2040-03-26 | 16 | -40 | -19799 | -1297 | -1181 | -133 | -150 | -1853 | 3361 | 0 | 0 | 0 | 48 | 160 | 0 | 3288 | 3344 | 0 | 0 | 10970 | 218 | 1223 | 0 | 322 | 1200 | 0 | 280 | 2746 | 1552 | 0 | 0 | 0 | 0 | 0 | 0 | 0
2040-03-26 | 17 | -35 | -19808 | -1297 | -1508 | 0 | 0 | -1168 | 3371 | 0 | 0 | 0 | 48 | 160 | 0 | 3288 | 5698 | 0 | 354 | 7574 | 219 | 1221 | 0 | 359 | 1200 | 0 | 289 | 0 | 1313 | 0 | 0 | 0 | 0 | 0 | 0 | 0
2040-03-26 | 18 | 21.38 | -20307 | -1297 | -1817 | 4 | 25 | 0 | 3725 | 0 | 0 | 829 | 53 | 160 | 1242 | 3288 | 5220 | 0 | 1772 | 3656 | 219 | 1221 | 0 | 386 | 1200 | 0 | 422 | 0 | 0 | 0 | 0 | 0 | 0 | 0 | 0 | 0
2040-03-26 | 19 | 21.38 | -20886 | -1417 | -1745 | 522 | 839 | 1330 | 4137 | 0 | 0 | 1082 | 53 | 160 | 1950 | 3288 | 4637 | 0 | 1780 | 774 | 218 | 1236 | 0 | 377 | 1200 | 0 | 465 | 0 | 0 | 0 | 0 | 0 | 0 | 0 | 0 | 0
2040-03-26 | 20 | 21.38 | -21750 | -1548 | -1236 | 730 | 1325 | 1726 | 4756 | 0 | 0 | 1269 | 53 | 160 | 1950 | 3288 | 3971 | 0 | 1804 | 0 | 218 | 1236 | 0 | 385 | 1200 | 0 | 465 | 0 | 0 | 0 | 0 | 0 | 0 | 0 | 0 | 0
2040-03-26 | 21 | 21.38 | -21493 | -1611 | -1127 | 759 | 1667 | 1744 | 4571 | 0 | 0 | 1308 | 53 | 160 | 1950 | 3288 | 3469 | 0 | 1745 | 0 | 219 | 1235 | 0 | 399 | 1200 | 0 | 465 | 0 | 0 | 0 | 0 | 0 | 0 | 0 | 0 | 0
2040-03-26 | 22 | 21.38 | -20319 | -1752 | -945 | 757 | 1667 | 1724 | 3736 | 0 | 0 | 1308 | 53 | 160 | 1950 | 3288 | 3160 | 0 | 1682 | 0 | 219 | 1239 | 0 | 410 | 1200 | 0 | 465 | 0 | 0 | 0 | 0 | 0 | 0 | 0 | 0 | 0
2040-03-26 | 23 | 21.38 | -18658 | -1820 | -781 | 555 | 1453 | 1725 | 2547 | 0 | 0 | 1238 | 53 | 160 | 1925 | 3288 | 3091 | 0 | 1660 | 0 | 219 | 1233 | 0 | 448 | 1200 | 0 | 465 | 0 | 0 | 0 | 0 | 0 | 0 | 0 | 0 | 0
2040-03-26 | 24 | 21.38 | -17257 | -1893 | -636 | 177 | 895 | 1817 | 1548 | 0 | 0 | 1238 | 53 | 160 | 2384 | 3288 | 3032 | 0 | 1651 | 0 | 219 | 1221 | 0 | 438 | 1200 | 0 | 465 | 0 | 0 | 0 | 0 | 0 | 0 | 0 | 0 | 0
2040-03-27 | 1 | 26.27 | -16415 | -1966 | -563 | 0 | -80 | 0 | 872 | 0 | 0 | 1117 | 53 | 319 | 4313 | 3288 | 3647 | 0 | 1579 | 0 | 216 | 1205 | 0 | 750 | 1200 | 0 | 465 | 0 | 0 | 0 | 0 | 0 | 0 | 0 | 0 | 0
2040-03-27 | 2 | 26.27 | -16050 | -2118 | -509 | 0 | -259 | -448 | 613 | 0 | 0 | 1044 | 53 | 335 | 4285 | 3288 | 4482 | 0 | 1484 | 0 | 214 | 1196 | 0 | 726 | 1200 | 0 | 465 | 0 | 0 | 0 | 0 | 0 | 0 | 0 | 0 | 0
2040-03-27 | 3 | 26.27 | -15908 | -2197 | -436 | 0 | -95 | -979 | 528 | 0 | 0 | 995 | 53 | 341 | 4285 | 3288 | 5152 | 0 | 1213 | 0 | 211 | 1184 | 0 | 700 | 1200 | 0 | 465 | 0 | 0 | 0 | 0 | 0 | 0 | 0 | 0 | 0
2040-03-27 | 4 | 26.27 | -16022 | -2197 | -418 | 0 | 0 | -967 | 597 | 0 | 0 | 995 | 53 | 341 | 4285 | 3288 | 5507 | 0 | 1107 | 0 | 206 | 1197 | 0 | 363 | 1200 | 0 | 465 | 0 | 0 | 0 | 0 | 0 | 0 | 0 | 0 | 0
2040-03-27 | 5 | 26.27 | -16655 | -2359 | -418 | 0 | 0 | -1339 | 1046 | 0 | 0 | 971 | 53 | 341 | 4285 | 3288 | 6296 | 0 | 1087 | 0 | 211 | 1205 | 0 | 323 | 1200 | 0 | 465 | 0 | 0 | 0 | 0 | 0 | 0 | 0 | 0 | 0
2040-03-27 | 6 | 26.27 | -18255 | -2442 | -436 | 0 | 0 | -432 | 2182 | 0 | 0 | 1037 | 53 | 341 | 4385 | 3288 | 5961 | 0 | 971 | 0 | 216 | 1208 | 0 | 260 | 1200 | 0 | 465 | 0 | 0 | 0 | 0 | 0 | 0 | 0 | 0 | 0
2040-03-27 | 7 | 35.37 | -20789 | -2442 | -545 | 0 | 0 | 0 | 3979 | 0 | 0 | 1225 | 53 | 341 | 5041 | 3288 | 5620 | 0 | 866 | 15 | 219 | 1211 | 0 | 255 | 1200 | 0 | 465 | 0 | 0 | 0 | 0 | 0 | 0 | 0 | 0 | 0
2040-03-27 | 8 | 35.5 | -21886 | -2526 | -672 | 0 | 0 | 517 | 4756 | 0 | 0 | 1238 | 53 | 341 | 5107 | 3288 | 4928 | 0 | 602 | 889 | 219 | 1221 | 0 | 261 | 1200 | 0 | 465 | 0 | 0 | 0 | 0 | 0 | 0 | 0 | 0 | 0
2040-03-27 | 9 | 26.27 | -21449 | -2197 | -800 | 0 | 0 | -563 | 4444 | 0 | 0 | 995 | 53 | 341 | 4095 | 3288 | 4258 | 0 | 405 | 3737 | 219 | 1217 | 0 | 292 | 1200 | 0 | 465 | 0 | 0 | 0 | 0 | 0 | 0 | 0 | 0 | 0
2040-03-27 | 10 | 26.27 | -21360 | -1893 | -927 | 0 | -550 | -1705 | 4380 | 0 | 0 | 733 | 53 | 341 | 2929 | 3288 | 3827 | 0 | 193 | 7288 | 219 | 1217 | 0 | 303 | 1200 | 0 | 465 | 0 | 0 | 0 | 0 | 0 | 0 | 0 | 0 | 0
2040-03-27 | 11 | 25.85 | -21305 | -1752 | -909 | -48 | -1898 | -1859 | 4343 | 0 | 0 | 622 | 53 | 325 | 2099 | 3288 | 2652 | 0 | 70 | 10913 | 217 | 1233 | 0 | 291 | 1200 | 0 | 465 | 0 | 0 | 0 | 0 | 0 | 0 | 0 | 0 | 0
2040-03-27 | 12 | 17.55 | -21169 | -1611 | -781 | -908 | -2000 | -1859 | 4248 | 0 | 0 | 622 | 53 | 166 | 1360 | 3288 | 2150 | 0 | 57 | 12970 | 216 | 1232 | 0 | 302 | 1200 | 0 | 465 | 0 | 0 | 0 | 0 | 0 | 0 | 0 | 0 | 0
2040-03-27 | 13 | 25.85 | -20922 | -1548 | -1018 | -273 | -2000 | -1859 | 4074 | 0 | 0 | 622 | 53 | 325 | 293 | 3288 | 1396 | 0 | 57 | 14083 | 216 | 1232 | 0 | 315 | 1200 | 0 | 465 | 0 | 0 | 0 | 0 | 0 | 0 | 0 | 0 | 0
2040-03-27 | 14 | 25.85 | -20652 | -1417 | -999 | -309 | -1988 | -1859 | 3878 | 0 | 0 | 622 | 53 | 341 | 293 | 3288 | 1071 | 0 | 73 | 14161 | 216 | 1233 | 0 | 331 | 1200 | 0 | 465 | 0 | 0 | 0 | 0 | 0 | 0 | 0 | 0 | 0
2040-03-27 | 15 | 26.27 | -20127 | -1355 | -890 | 0 | -281 | -1858 | 3509 | 0 | 0 | 622 | 53 | 341 | 113 | 3288 | 657 | 0 | 90 | 12390 | 216 | 1227 | 0 | 340 | 1200 | 0 | 465 | 0 | 0 | 0 | 0 | 0 | 0 | 0 | 0 | 0
2040-03-27 | 16 | 39.79 | -19730 | -1297 | -1181 | 0 | 0 | 1 | 3229 | 0 | 0 | 689 | 53 | 341 | 573 | 3288 | 451 | 0 | 122 | 10034 | 218 | 1223 | 0 | 322 | 1200 | 0 | 465 | 0 | 0 | 0 | 0 | 0 | 0 | 0 | 0 | 0
2040-03-27 | 17 | 39.79 | -19788 | -1240 | -1508 | 0 | 164 | 1048 | 3266 | 0 | 0 | 1082 | 53 | 341 | 3062 | 3288 | 406 | 0 | 169 | 6194 | 219 | 1221 | 0 | 359 | 1200 | 0 | 465 | 0 | 0 | 0 | 0 | 0 | 0 | 0 | 0 | 0
2040-03-27 | 18 | 39.79 | -20262 | -1240 | -1817 | 0 | 1410 | 1620 | 3604 | 0 | 0 | 1395 | 53 | 341 | 4359 | 3288 | 293 | 0 | 253 | 3212 | 219 | 1221 | 0 | 386 | 1200 | 0 | 465 | 0 | 0 | 0 | 0 | 0 | 0 | 0 | 0 | 0
2040-03-27 | 19 | 39.79 | -20772 | -1297 | -1745 | 814 | 2000 | 1859 | 3963 | 0 | 0 | 1450 | 53 | 341 | 5296 | 3288 | 193 | 0 | 336 | 725 | 218 | 1236 | 0 | 377 | 1200 | 0 | 465 | 0 | 0 | 0 | 0 | 0 | 0 | 0 | 0 | 0
2040-03-27 | 20 | 39.79 | -21626 | -1417 | -1236 | 509 | 1888 | 1859 | 4571 | 0 | 0 | 1450 | 53 | 341 | 6149 | 3288 | 149 | 0 | 519 | 0 | 218 | 1236 | 0 | 385 | 1200 | 0 | 465 | 0 | 0 | 0 | 0 | 0 | 0 | 0 | 0 | 0
2040-03-27 | 21 | 39.79 | -21382 | -1548 | -1127 | 0 | 1274 | 1598 | 4396 | 0 | 0 | 1450 | 53 | 341 | 7164 | 3288 | 160 | 0 | 815 | 0 | 219 | 1235 | 0 | 399 | 1200 | 0 | 465 | 0 | 0 | 0 | 0 | 0 | 0 | 0 | 0 | 0
2040-03-27 | 22 | 39.79 | -20235 | -1679 | -945 | 0 | 660 | 1480 | 3583 | 0 | 0 | 1450 | 53 | 341 | 7157 | 3288 | 216 | 0 | 1098 | 0 | 219 | 1239 | 0 | 410 | 1200 | 0 | 465 | 0 | 0 | 0 | 0 | 0 | 0 | 0 | 0 | 0
2040-03-27 | 23 | 39.79 | -18561 | -1752 | -781 | 0 | 324 | 991 | 2399 | 0 | 0 | 1450 | 53 | 341 | 7337 | 3288 | 261 | 0 | 1087 | 0 | 219 | 1233 | 0 | 448 | 1200 | 0 | 465 | 0 | 0 | 0 | 0 | 0 | 0 | 0 | 0 | 0
2040-03-27 | 24 | 39.79 | -17119 | -1820 | -636 | 0 | 150 | 664 | 1374 | 0 | 0 | 1432 | 53 | 341 | 7337 | 3288 | 364 | 0 | 1030 | 0 | 219 | 1221 | 0 | 438 | 1200 | 0 | 465 | 0 | 0 | 0 | 0 | 0 | 0 | 0 | 0 | 0
2040-03-28 | 1 | 39.27 | -16226 | -1893 | -563 | 0 | 0 | 0 | 978 | 0 | 0 | 1395 | 53 | 341 | 7175 | 3288 | 600 | 0 | 1018 | 0 | 216 | 1205 | 0 | 750 | 1200 | 0 | 465 | 0 | 0 | 0 | 0 | 0 | 0 | 0 | 0 | 0
2040-03-28 | 2 | 39.2 | -15810 | -1966 | -509 | 0 | 0 | 0 | 676 | 0 | 0 | 1395 | 53 | 341 | 7035 | 3288 | 656 | 0 | 1041 | 0 | 214 | 1196 | 0 | 726 | 1200 | 0 | 465 | 0 | 0 | 0 | 0 | 0 | 0 | 0 | 0 | 0
2040-03-28 | 3 | 38.45 | -15670 | -1966 | -436 | 0 | 0 | 0 | 576 | 0 | 0 | 1395 | 53 | 341 | 6786 | 3288 | 811 | 0 | 1064 | 0 | 211 | 1184 | 0 | 700 | 1200 | 0 | 465 | 0 | 0 | 0 | 0 | 0 | 0 | 0 | 0 | 0
2040-03-28 | 4 | 39.47 | -15750 | -2040 | -418 | 0 | 0 | 0 | 634 | 0 | 0 | 1395 | 53 | 341 | 7287 | 3288 | 674 | 0 | 1106 | 0 | 206 | 1197 | 0 | 363 | 1200 | 0 | 465 | 0 | 0 | 0 | 0 | 0 | 0 | 0 | 0 | 0
2040-03-28 | 5 | 39.54 | -16343 | -2040 | -418 | 0 | 0 | 0 | 1062 | 0 | 0 | 1395 | 53 | 341 | 7319 | 3288 | 760 | 0 | 1179 | 0 | 211 | 1205 | 0 | 323 | 1200 | 0 | 465 | 0 | 0 | 0 | 0 | 0 | 0 | 0 | 0 | 0
2040-03-28 | 6 | 39.73 | -17872 | -2118 | -436 | 0 | 0 | 0 | 2172 | 0 | 0 | 1395 | 53 | 341 | 7820 | 3288 | 839 | 0 | 1170 | 0 | 216 | 1208 | 0 | 260 | 1200 | 0 | 465 | 0 | 0 | 0 | 0 | 0 | 0 | 0 | 0 | 0
2040-03-28 | 7 | 41.13 | -20398 | -2197 | -545 | 0 | 0 | 0 | 4000 | 0 | 0 | 1450 | 53 | 341 | 8685 | 3288 | 734 | 0 | 1214 | 26 | 219 | 1211 | 0 | 255 | 1200 | 0 | 465 | 0 | 0 | 0 | 0 | 0 | 0 | 0 | 0 | 0
2040-03-28 | 8 | 40.3 | -21440 | -2118 | -672 | 0 | 0 | 0 | 4756 | 0 | 0 | 1432 | 53 | 341 | 8191 | 3288 | 720 | 0 | 1174 | 911 | 219 | 1221 | 0 | 261 | 1200 | 0 | 465 | 0 | 0 | 0 | 0 | 0 | 0 | 0 | 0 | 0
2040-03-28 | 9 | 35.37 | -21286 | -1893 | -800 | 0 | 0 | 0 | 4645 | 0 | 0 | 1238 | 53 | 335 | 5459 | 3288 | 713 | 0 | 1257 | 3598 | 219 | 1217 | 0 | 292 | 1200 | 0 | 465 | 0 | 0 | 0 | 0 | 0 | 0 | 0 | 0 | 0
2040-03-28 | 10 | 14.4 | -21089 | -1611 | -927 | 0 | 0 | -220 | 4502 | 0 | 0 | 841 | 53 | 175 | 1982 | 3288 | 842 | 0 | 1287 | 7473 | 219 | 1217 | 0 | 303 | 1200 | 0 | 465 | 0 | 0 | 0 | 0 | 0 | 0 | 0 | 0 | 0
2040-03-28 | 11 | 11.16 | -21022 | -1417 | -909 | 0 | -319 | -1859 | 4454 | 0 | 0 | 622 | 53 | 160 | 208 | 3288 | 1136 | 0 | 1391 | 10817 | 217 | 1233 | 0 | 291 | 1200 | 0 | 456 | 0 | 0 | 0 | 0 | 0 | 0 | 0 | 0 | 0
2040-03-28 | 12 | 8.37 | -20885 | -1240 | -781 | -313 | -2000 | -1859 | 4354 | 0 | 0 | 622 | 53 | 160 | 208 | 3288 | 1413 | 0 | 1528 | 12089 | 216 | 1232 | 0 | 302 | 1200 | 0 | 414 | 0 | 0 | 0 | 0 | 0 | 0 | 0 | 0 | 0
2040-03-28 | 13 | -30 | -20575 | -1072 | -1018 | -908 | -2000 | -1859 | 4127 | 0 | 0 | 222 | 48 | 160 | 28 | 3288 | 2174 | 0 | 1646 | 12496 | 216 | 1232 | 0 | 315 | 1200 | 0 | 280 | 0 | 0 | 0 | 0 | 0 | 0 | 0 | 0 | 0
2040-03-28 | 14 | -35 | -20150 | -968 | -999 | -908 | -2000 | -1859 | 3820 | 0 | 0 | 0 | 48 | 160 | 0 | 3288 | 1987 | 0 | 1423 | 12898 | 216 | 1233 | 0 | 331 | 1200 | 0 | 280 | 0 | 277 | 0 | 0 | 0 | 0 | 0 | 0 | 0
2040-03-28 | 15 | 8.37 | -19693 | -868 | -890 | -876 | -1886 | -1859 | 3487 | 0 | 0 | 622 | 53 | 160 | 0 | 3288 | 2038 | 0 | 1709 | 11319 | 216 | 1227 | 0 | 340 | 1200 | 0 | 414 | 0 | 0 | 0 | 0 | 0 | 0 | 0 | 0 | 0
2040-03-28 | 16 | 14.4 | -19537 | -821 | -1181 | 0 | 0 | -1668 | 3376 | 0 | 0 | 622 | 53 | 160 | 0 | 3288 | 1838 | 0 | 1673 | 8778 | 218 | 1223 | 0 | 322 | 1200 | 0 | 456 | 0 | 0 | 0 | 0 | 0 | 0 | 0 | 0 | 0
2040-03-28 | 17 | 19.46 | -19589 | -821 | -1508 | 39 | 178 | 163 | 3413 | 0 | 0 | 868 | 53 | 160 | 1571 | 3288 | 1519 | 0 | 1706 | 5495 | 219 | 1221 | 0 | 359 | 1200 | 0 | 465 | 0 | 0 | 0 | 0 | 0 | 0 | 0 | 0 | 0
2040-03-28 | 18 | 19.46 | -20036 | -868 | -1817 | 516 | 1136 | 1549 | 3741 | 0 | 0 | 1225 | 53 | 160 | 1642 | 3288 | 1853 | 0 | 1687 | 2380 | 219 | 1221 | 0 | 386 | 1200 | 0 | 465 | 0 | 0 | 0 | 0 | 0 | 0 | 0 | 0 | 0
2040-03-28 | 19 | 19.46 | -20552 | -968 | -1745 | 908 | 1825 | 1817 | 4111 | 0 | 0 | 1345 | 53 | 160 | 2000 | 3288 | 2236 | 0 | 1546 | 479 | 218 | 1236 | 0 | 377 | 1200 | 0 | 465 | 0 | 0 | 0 | 0 | 0 | 0 | 0 | 0 | 0
2040-03-28 | 20 | 19.46 | -21265 | -1072 | -1236 | 581 | 1667 | 1549 | 4629 | 0 | 0 | 1308 | 53 | 160 | 2383 | 3288 | 2979 | 0 | 1472 | 0 | 218 | 1236 | 0 | 385 | 1200 | 0 | 465 | 0 | 0 | 0 | 0 | 0 | 0 | 0 | 0 | 0
2040-03-28 | 21 | 19.46 | -20823 | -1182 | -1127 | 203 | 1315 | 1549 | 4306 | 0 | 0 | 1238 | 53 | 160 | 2383 | 3288 | 3761 | 0 | 1358 | 0 | 219 | 1235 | 0 | 399 | 1200 | 0 | 465 | 0 | 0 | 0 | 0 | 0 | 0 | 0 | 0 | 0
2040-03-28 | 22 | 19.46 | -19563 | -1240 | -945 | 82 | 732 | 1268 | 3398 | 0 | 0 | 1082 | 53 | 160 | 2383 | 3288 | 4427 | 0 | 1341 | 0 | 219 | 1239 | 0 | 410 | 1200 | 0 | 465 | 0 | 0 | 0 | 0 | 0 | 0 | 0 | 0 | 0
2040-03-28 | 23 | 19.46 | -17852 | -1240 | -781 | 256 | 186 | 378 | 2156 | 0 | 0 | 971 | 53 | 160 | 2383 | 3288 | 5269 | 0 | 1208 | 0 | 219 | 1233 | 0 | 448 | 1200 | 0 | 465 | 0 | 0 | 0 | 0 | 0 | 0 | 0 | 0 | 0
2040-03-28 | 24 | 19.46 | -16346 | -1297 | -636 | 0 | 18 | 0 | 1067 | 0 | 0 | 967 | 53 | 160 | 2445 | 3288 | 5622 | 0 | 1117 | 0 | 219 | 1221 | 0 | 438 | 1200 | 0 | 465 | 0 | 0 | 0 | 0 | 0 | 0 | 0 | 0 | 0
2040-03-29 | 1 | 12.98 | -15396 | -1297 | -563 | 0 | 0 | -221 | 624 | 0 | 0 | 931 | 53 | 160 | 2304 | 3288 | 5203 | 0 | 1080 | 0 | 216 | 1205 | 0 | 750 | 1200 | 0 | 465 | 0 | 0 | 0 | 0 | 0 | 0 | 0 | 0 | 0
2040-03-29 | 2 | 12.98 | -14862 | -1297 | -509 | 0 | 0 | -1041 | 528 | 0 | 0 | 841 | 53 | 160 | 2136 | 3288 | 5811 | 0 | 1091 | 0 | 214 | 1196 | 0 | 726 | 1200 | 0 | 465 | 0 | 0 | 0 | 0 | 0 | 0 | 0 | 0 | 0
2040-03-29 | 3 | 12.98 | -14605 | -1297 | -436 | 0 | 0 | -846 | 528 | 0 | 0 | 738 | 53 | 160 | 1648 | 3288 | 5940 | 0 | 1070 | 0 | 211 | 1184 | 0 | 700 | 1200 | 0 | 465 | 0 | 0 | 0 | 0 | 0 | 0 | 0 | 0 | 0
2040-03-29 | 4 | 12.98 | -14593 | -1240 | -418 | 0 | 0 | -578 | 528 | 0 | 0 | 637 | 53 | 160 | 1213 | 3288 | 6540 | 0 | 979 | 0 | 206 | 1197 | 0 | 363 | 1200 | 0 | 465 | 0 | 0 | 0 | 0 | 0 | 0 | 0 | 0 | 0
2040-03-29 | 5 | 12.98 | -15045 | -1240 | -418 | 0 | 0 | -344 | 528 | 0 | 0 | 640 | 53 | 160 | 1023 | 3288 | 7039 | 0 | 912 | 0 | 211 | 1205 | 0 | 323 | 1200 | 0 | 465 | 0 | 0 | 0 | 0 | 0 | 0 | 0 | 0 | 0
2040-03-29 | 6 | 17.55 | -16418 | -1240 | -436 | 0 | 0 | 94 | 1379 | 0 | 0 | 738 | 53 | 160 | 1089 | 3288 | 7138 | 0 | 807 | 0 | 216 | 1208 | 0 | 260 | 1200 | 0 | 465 | 0 | 0 | 0 | 0 | 0 | 0 | 0 | 0 | 0
2040-03-29 | 7 | 17.55 | -18774 | -1240 | -545 | 0 | 0 | 643 | 3123 | 0 | 0 | 841 | 53 | 160 | 1146 | 3288 | 7213 | 0 | 738 | 4 | 219 | 1211 | 0 | 255 | 1200 | 0 | 465 | 0 | 0 | 0 | 0 | 0 | 0 | 0 | 0 | 0
2040-03-29 | 8 | 17.55 | -20139 | -1240 | -672 | 0 | 0 | 836 | 4132 | 0 | 0 | 841 | 53 | 160 | 1084 | 3288 | 7273 | 0 | 696 | 322 | 219 | 1221 | 0 | 261 | 1200 | 0 | 465 | 0 | 0 | 0 | 0 | 0 | 0 | 0 | 0 | 0
2040-03-29 | 9 | 17.55 | -20572 | -1124 | -800 | 0 | 0 | 314 | 4454 | 0 | 0 | 841 | 53 | 160 | 1252 | 3288 | 7260 | 0 | 601 | 880 | 219 | 1217 | 0 | 292 | 1200 | 0 | 465 | 0 | 0 | 0 | 0 | 0 | 0 | 0 | 0 | 0
2040-03-29 | 10 | 17.55 | -20795 | -1072 | -927 | 0 | 0 | 83 | 4618 | 0 | 0 | 841 | 53 | 160 | 1467 | 3288 | 7261 | 0 | 476 | 1143 | 219 | 1217 | 0 | 303 | 1200 | 0 | 465 | 0 | 0 | 0 | 0 | 0 | 0 | 0 | 0 | 0
2040-03-29 | 11 | 17.55 | -20982 | -1015 | -909 | 0 | 0 | 0 | 4756 | 0 | 0 | 788 | 53 | 160 | 1200 | 3288 | 7259 | 0 | 361 | 1635 | 217 | 1233 | 0 | 291 | 1200 | 0 | 465 | 0 | 0 | 0 | 0 | 0 | 0 | 0 | 0 | 0
2040-03-29 | 12 | 12.98 | -20897 | -968 | -781 | 0 | 0 | -557 | 4692 | 0 | 0 | 622 | 53 | 160 | 1036 | 3288 | 7271 | 0 | 286 | 2380 | 216 | 1232 | 0 | 302 | 1200 | 0 | 465 | 0 | 0 | 0 | 0 | 0 | 0 | 0 | 0 | 0
2040-03-29 | 13 | 12.98 | -20593 | -915 | -1018 | 0 | 0 | -1254 | 4470 | 0 | 0 | 622 | 53 | 160 | 793 | 3288 | 7264 | 0 | 254 | 3448 | 216 | 1232 | 0 | 315 | 1200 | 0 | 465 | 0 | 0 | 0 | 0 | 0 | 0 | 0 | 0 | 0
2040-03-29 | 14 | 12.98 | -20448 | -821 | -999 | 0 | 0 | -1119 | 4359 | 0 | 0 | 622 | 53 | 160 | 793 | 3288 | 7272 | 0 | 275 | 3121 | 216 | 1233 | 0 | 331 | 1200 | 0 | 465 | 0 | 0 | 0 | 0 | 0 | 0 | 0 | 0 | 0
2040-03-29 | 15 | 12.98 | -20104 | -868 | -890 | 0 | 0 | -859 | 4106 | 0 | 0 | 622 | 53 | 160 | 625 | 3288 | 7274 | 0 | 319 | 2827 | 216 | 1227 | 0 | 340 | 1200 | 0 | 465 | 0 | 0 | 0 | 0 | 0 | 0 | 0 | 0 | 0
2040-03-29 | 16 | 12.98 | -19866 | -868 | -1181 | 0 | 0 | -439 | 3931 | 0 | 0 | 622 | 53 | 160 | 625 | 3288 | 7285 | 0 | 287 | 2675 | 218 | 1223 | 0 | 322 | 1200 | 0 | 465 | 0 | 0 | 0 | 0 | 0 | 0 | 0 | 0 | 0
2040-03-29 | 17 | 17.55 | -19816 | -868 | -1508 | 0 | 0 | 96 | 3894 | 0 | 0 | 689 | 53 | 160 | 625 | 3288 | 7270 | 0 | 414 | 2241 | 219 | 1221 | 0 | 359 | 1200 | 0 | 465 | 0 | 0 | 0 | 0 | 0 | 0 | 0 | 0 | 0
2040-03-29 | 18 | 17.55 | -19948 | -868 | -1817 | 0 | 0 | 623 | 3989 | 0 | 0 | 841 | 53 | 160 | 770 | 3288 | 7262 | 0 | 560 | 1597 | 219 | 1221 | 0 | 386 | 1200 | 0 | 465 | 0 | 0 | 0 | 0 | 0 | 0 | 0 | 0 | 0
2040-03-29 | 19 | 17.55 | -19931 | -821 | -1745 | 0 | 0 | 1179 | 3979 | 0 | 0 | 914 | 53 | 160 | 1039 | 3288 | 7151 | 0 | 715 | 524 | 218 | 1236 | 0 | 377 | 1200 | 0 | 465 | 0 | 0 | 0 | 0 | 0 | 0 | 0 | 0 | 0
2040-03-29 | 20 | 17.55 | -20191 | -868 | -1236 | 0 | 0 | 698 | 4169 | 0 | 0 | 914 | 53 | 160 | 1649 | 3288 | 7109 | 0 | 751 | 0 | 218 | 1236 | 0 | 385 | 1200 | 0 | 465 | 0 | 0 | 0 | 0 | 0 | 0 | 0 | 0 | 0
2040-03-29 | 21 | 17.55 | -19725 | -915 | -1127 | 0 | 0 | 434 | 3826 | 0 | 0 | 914 | 53 | 160 | 1817 | 3288 | 6682 | 0 | 1075 | 0 | 219 | 1235 | 0 | 399 | 1200 | 0 | 465 | 0 | 0 | 0 | 0 | 0 | 0 | 0 | 0 | 0
2040-03-29 | 22 | 17.55 | -18740 | -968 | -945 | 0 | 0 | 0 | 3096 | 0 | 0 | 841 | 53 | 160 | 1759 | 3288 | 6708 | 0 | 1214 | 0 | 219 | 1239 | 0 | 410 | 1200 | 0 | 465 | 0 | 0 | 0 | 0 | 0 | 0 | 0 | 0 | 0
2040-03-29 | 23 | 17.55 | -17408 | -1015 | -781 | 0 | 0 | 147 | 2114 | 0 | 0 | 868 | 53 | 160 | 1760 | 3288 | 6261 | 0 | 989 | 0 | 219 | 1233 | 0 | 448 | 1200 | 0 | 465 | 0 | 0 | 0 | 0 | 0 | 0 | 0 | 0 | 0
2040-03-29 | 24 | 17.55 | -16058 | -1015 | -636 | 0 | 0 | 223 | 1110 | 0 | 0 | 914 | 53 | 160 | 2031 | 3288 | 5547 | 0 | 840 | 0 | 219 | 1221 | 0 | 438 | 1200 | 0 | 465 | 0 | 0 | 0 | 0 | 0 | 0 | 0 | 0 | 0
2040-03-30 | 1 | 27.12 | -15061 | -1072 | -563 | 0 | 0 | -1430 | 1559 | 0 | 0 | 914 | 53 | 319 | 3293 | 3288 | 4257 | 0 | 608 | 0 | 216 | 1205 | 0 | 750 | 1200 | 0 | 465 | 0 | 0 | 0 | 0 | 0 | 0 | 0 | 0 | 0
2040-03-30 | 2 | 27.12 | -14491 | -1124 | -509 | 0 | 0 | -354 | 1089 | 0 | 0 | 995 | 53 | 335 | 3556 | 3288 | 2890 | 0 | 472 | 0 | 214 | 1196 | 0 | 726 | 1200 | 0 | 465 | 0 | 0 | 0 | 0 | 0 | 0 | 0 | 0 | 0
2040-03-30 | 3 | 29.6 | -14192 | -1124 | -436 | 0 | 0 | 0 | 845 | 0 | 0 | 1117 | 53 | 341 | 4271 | 3288 | 1608 | 0 | 470 | 0 | 211 | 1184 | 0 | 700 | 1200 | 0 | 465 | 0 | 0 | 0 | 0 | 0 | 0 | 0 | 0 | 0
2040-03-30 | 4 | 35.98 | -14080 | -1182 | -418 | 0 | 0 | 0 | 756 | 0 | 0 | 1238 | 53 | 341 | 5292 | 3288 | 834 | 0 | 447 | 0 | 206 | 1197 | 0 | 363 | 1200 | 0 | 465 | 0 | 0 | 0 | 0 | 0 | 0 | 0 | 0 | 0
2040-03-30 | 5 | 36.65 | -14206 | -1240 | -418 | 0 | 0 | 52 | 856 | 0 | 0 | 1308 | 53 | 341 | 5872 | 3288 | 377 | 0 | 313 | 0 | 211 | 1205 | 0 | 323 | 1200 | 0 | 465 | 0 | 0 | 0 | 0 | 0 | 0 | 0 | 0 | 0
2040-03-30 | 6 | 36.65 | -14776 | -1240 | -436 | 0 | 0 | 484 | 1326 | 0 | 0 | 1308 | 53 | 341 | 5872 | 3288 | 137 | 0 | 294 | 0 | 216 | 1208 | 0 | 260 | 1200 | 0 | 465 | 0 | 0 | 0 | 0 | 0 | 0 | 0 | 0 | 0
2040-03-30 | 7 | 36.65 | -15774 | -1240 | -545 | 0 | 0 | 603 | 2140 | 0 | 0 | 1314 | 53 | 341 | 5872 | 3288 | 111 | 0 | 475 | 12 | 219 | 1211 | 0 | 255 | 1200 | 0 | 465 | 0 | 0 | 0 | 0 | 0 | 0 | 0 | 0 | 0
2040-03-30 | 8 | 36.65 | -16955 | -1240 | -672 | 0 | 0 | 181 | 3107 | 0 | 0 | 1308 | 53 | 335 | 5872 | 3288 | 208 | 0 | 690 | 459 | 219 | 1221 | 0 | 261 | 1200 | 0 | 465 | 0 | 0 | 0 | 0 | 0 | 0 | 0 | 0 | 0
2040-03-30 | 9 | 34.21 | -18133 | -1182 | -800 | 0 | 0 | 0 | 4074 | 0 | 0 | 1238 | 53 | 319 | 5223 | 3288 | 431 | 0 | 587 | 1508 | 219 | 1217 | 0 | 292 | 1200 | 0 | 465 | 0 | 0 | 0 | 0 | 0 | 0 | 0 | 0 | 0
2040-03-30 | 10 | 0 | -18791 | -1124 | -927 | 0 | 0 | 0 | 4613 | 0 | 0 | 913 | 48 | 160 | 3861 | 3288 | 769 | 0 | 515 | 3407 | 219 | 1217 | 0 | 303 | 1200 | 0 | 332 | 0 | 0 | 0 | 0 | 0 | 0 | 0 | 0 | 0
2040-03-30 | 11 | 0 | -18967 | -1072 | -909 | 0 | 0 | -279 | 4756 | 0 | 0 | 315 | 48 | 160 | 1573 | 3288 | 1618 | 0 | 519 | 5720 | 217 | 1233 | 0 | 291 | 1200 | 0 | 289 | 0 | 0 | 0 | 0 | 0 | 0 | 0 | 0 | 0
2040-03-30 | 12 | -40 | -18794 | -968 | -781 | -21 | -542 | -1853 | 4613 | 0 | 0 | 0 | 48 | 160 | 1162 | 3288 | 2766 | 0 | 0 | 7692 | 216 | 1232 | 0 | 302 | 1200 | 0 | 280 | 0 | 553 | 0 | 0 | 0 | 0 | 0 | 0 | 0
2040-03-30 | 13 | -40 | -18505 | -774 | -1018 | -905 | -1885 | -1859 | 4375 | 0 | 0 | 0 | 48 | 160 | 509 | 3288 | 5360 | 0 | 0 | 7963 | 216 | 1232 | 0 | 315 | 1200 | 0 | 280 | 0 | 657 | 0 | 0 | 0 | 0 | 0 | 0 | 0
2040-03-30 | 14 | -40 | -18026 | -607 | -999 | -908 | -2000 | -1859 | 3984 | 0 | 0 | 0 | 48 | 160 | 509 | 3288 | 4834 | 0 | 0 | 8317 | 216 | 1233 | 0 | 331 | 1200 | 0 | 280 | 1790 | 737 | 0 | 0 | 0 | 0 | 0 | 0 | 0
2040-03-30 | 15 | -40 | -17782 | -528 | -890 | -908 | -2000 | -1859 | 3789 | 0 | 0 | 0 | 48 | 160 | 379 | 3288 | 5612 | 0 | 0 | 7430 | 216 | 1227 | 0 | 340 | 1200 | 0 | 280 | 1573 | 1122 | 0 | 0 | 0 | 0 | 0 | 0 | 0
2040-03-30 | 16 | -40 | -17564 | -460 | -1181 | -908 | -1801 | -1859 | 3609 | 0 | 0 | 0 | 48 | 160 | 0 | 3288 | 6719 | 0 | 0 | 6707 | 218 | 1223 | 0 | 322 | 1200 | 0 | 280 | 624 | 1325 | 0 | 0 | 0 | 0 | 0 | 0 | 0
2040-03-30 | 17 | -40 | -17579 | -366 | -1508 | -423 | -905 | -1859 | 3620 | 0 | 0 | 0 | 48 | 160 | 0 | 3288 | 7182 | 0 | 0 | 5064 | 219 | 1221 | 0 | 359 | 1200 | 0 | 280 | 197 | 1368 | 0 | 0 | 0 | 0 | 0 | 0 | 0
2040-03-30 | 18 | -35 | -17843 | -397 | -1817 | 0 | -19 | -1244 | 3836 | 0 | 0 | 0 | 48 | 160 | 0 | 3288 | 7379 | 0 | 659 | 2644 | 219 | 1221 | 0 | 386 | 1200 | 0 | 280 | 0 | 850 | 0 | 0 | 0 | 0 | 0 | 0 | 0
2040-03-30 | 19 | 0 | -18031 | -460 | -1745 | 0 | 0 | -313 | 3989 | 0 | 0 | 278 | 48 | 160 | 0 | 3288 | 7381 | 0 | 1419 | 675 | 218 | 1236 | 0 | 377 | 1200 | 0 | 280 | 0 | 0 | 0 | 0 | 0 | 0 | 0 | 0 | 0
2040-03-30 | 20 | 0 | -18506 | -565 | -1236 | 0 | 0 | -4 | 4380 | 0 | 0 | 278 | 48 | 160 | 0 | 3288 | 7396 | 0 | 1441 | 0 | 218 | 1236 | 0 | 385 | 1200 | 0 | 280 | 0 | 0 | 0 | 0 | 0 | 0 | 0 | 0 | 0
2040-03-30 | 21 | 0 | -18252 | -643 | -1127 | 0 | 0 | 0 | 4169 | 0 | 0 | 289 | 48 | 160 | 0 | 3288 | 7386 | 0 | 1349 | 0 | 219 | 1235 | 0 | 399 | 1200 | 0 | 280 | 0 | 0 | 0 | 0 | 0 | 0 | 0 | 0 | 0
2040-03-30 | 22 | 0 | -17424 | -685 | -945 | 0 | 0 | -193 | 3493 | 0 | 0 | 278 | 48 | 160 | 0 | 3288 | 7379 | 0 | 1253 | 0 | 219 | 1239 | 0 | 410 | 1200 | 0 | 280 | 0 | 0 | 0 | 0 | 0 | 0 | 0 | 0 | 0
2040-03-30 | 23 | 0 | -16298 | -727 | -781 | 0 | 0 | -472 | 2573 | 0 | 0 | 278 | 48 | 160 | 0 | 3288 | 7371 | 0 | 1180 | 0 | 219 | 1233 | 0 | 448 | 1200 | 0 | 280 | 0 | 0 | 0 | 0 | 0 | 0 | 0 | 0 | 0
2040-03-30 | 24 | 0 | -15136 | -727 | -636 | 0 | 0 | -891 | 1617 | 0 | 0 | 278 | 48 | 160 | 0 | 3288 | 7338 | 0 | 1303 | 0 | 219 | 1221 | 0 | 438 | 1200 | 0 | 280 | 0 | 0 | 0 | 0 | 0 | 0 | 0 | 0 | 0
2040-03-31 | 1 | -40 | -14206 | -774 | -745 | 0 | 900 | -187 | 528 | 0 | 0 | 0 | 48 | 160 | 0 | 3288 | 7337 | 0 | 0 | 0 | 216 | 1205 | 0 | 750 | 1200 | 0 | 280 | 0 | 1290 | 0 | 0 | 0 | 0 | 0 | 0 | 0
2040-03-31 | 2 | -40 | -13625 | -774 | -636 | 0 | 535 | -295 | 528 | 0 | 0 | 0 | 48 | 160 | 0 | 3288 | 7155 | 0 | 0 | 0 | 214 | 1196 | 0 | 726 | 1200 | 0 | 280 | 184 | 1447 | 0 | 0 | 0 | 0 | 0 | 0 | 0
2040-03-31 | 3 | -40 | -13308 | -727 | -563 | 0 | 56 | 0 | 528 | 0 | 0 | 0 | 48 | 160 | 0 | 3288 | 6943 | 0 | 0 | 0 | 211 | 1184 | 0 | 700 | 1200 | 0 | 280 | 396 | 1484 | 0 | 0 | 0 | 0 | 0 | 0 | 0
2040-03-31 | 4 | -40 | -13152 | -685 | -527 | 0 | -62 | 0 | 528 | 0 | 0 | 0 | 48 | 160 | 0 | 3288 | 7156 | 0 | 0 | 0 | 206 | 1197 | 0 | 363 | 1200 | 0 | 280 | 157 | 1579 | 0 | 0 | 0 | 0 | 0 | 0 | 0
2040-03-31 | 5 | -40 | -13184 | -685 | -509 | 0 | -181 | 0 | 528 | 0 | 0 | 0 | 48 | 160 | 0 | 3288 | 7316 | 0 | 0 | 0 | 211 | 1205 | 0 | 323 | 1200 | 0 | 280 | 0 | 1630 | 0 | 0 | 0 | 0 | 0 | 0 | 0
2040-03-31 | 6 | -39.99 | -13528 | -685 | -527 | 0 | 236 | 0 | 528 | 0 | 0 | 0 | 48 | 160 | 0 | 3288 | 7316 | 0 | 0 | 0 | 216 | 1208 | 0 | 260 | 1200 | 0 | 280 | 0 | 1558 | 0 | 0 | 0 | 0 | 0 | 0 | 0
2040-03-31 | 7 | -40 | -14193 | -685 | -600 | 0 | 933 | 0 | 528 | 0 | 0 | 0 | 48 | 160 | 0 | 3288 | 7332 | 0 | 0 | 23 | 219 | 1211 | 0 | 255 | 1200 | 0 | 280 | 0 | 1545 | 0 | 0 | 0 | 0 | 0 | 0 | 0
2040-03-31 | 8 | -40 | -15096 | -685 | -691 | 0 | 948 | 0 | 993 | 0 | 0 | 0 | 48 | 160 | 0 | 3288 | 7101 | 0 | 0 | 752 | 219 | 1221 | 0 | 261 | 1200 | 0 | 280 | 234 | 1637 | 0 | 0 | 0 | 0 | 0 | 0 | 0
2040-03-31 | 9 | -40 | -16233 | -643 | -854 | 0 | -502 | 0 | 1876 | 0 | 0 | 0 | 48 | 160 | 0 | 3288 | 7138 | 0 | 0 | 2515 | 219 | 1217 | 0 | 292 | 1200 | 0 | 280 | 153 | 1655 | 0 | 0 | 0 | 0 | 0 | 0 | 0
2040-03-31 | 10 | -40 | -17257 | -528 | -999 | 0 | -1524 | 0 | 2674 | 0 | 0 | 0 | 48 | 160 | 0 | 3288 | 6668 | 0 | 0 | 4252 | 219 | 1217 | 0 | 303 | 1200 | 0 | 280 | 589 | 1781 | 0 | 0 | 0 | 0 | 0 | 0 | 0
2040-03-31 | 11 | -40 | -17987 | -497 | -909 | 0 | -1374 | 0 | 3244 | 0 | 0 | 0 | 48 | 160 | 0 | 3288 | 6271 | 0 | 0 | 4535 | 217 | 1233 | 0 | 291 | 1200 | 0 | 280 | 984 | 1849 | 0 | 0 | 0 | 0 | 0 | 0 | 0
2040-03-31 | 12 | -39.99 | -18449 | -460 | -999 | 0 | -818 | 0 | 3604 | 0 | 0 | 0 | 48 | 160 | 0 | 3288 | 7250 | 0 | 0 | 3147 | 216 | 1232 | 0 | 302 | 1200 | 0 | 280 | 0 | 1906 | 0 | 0 | 0 | 0 | 0 | 0 | 0
2040-03-31 | 13 | -35 | -18608 | -497 | -1090 | 0 | 0 | 166 | 3731 | 0 | 0 | 0 | 48 | 160 | 0 | 3288 | 7250 | 0 | 0 | 2310 | 216 | 1232 | 0 | 315 | 1200 | 0 | 280 | 0 | 1875 | 0 | 0 | 0 | 0 | 0 | 0 | 0
2040-03-31 | 14 | -35 | -18598 | -607 | -1127 | 0 | 0 | -269 | 3720 | 0 | 0 | 0 | 48 | 160 | 0 | 3288 | 7250 | 0 | 1212 | 1663 | 216 | 1233 | 0 | 331 | 1200 | 0 | 280 | 0 | 638 | 0 | 0 | 0 | 0 | 0 | 0 | 0
2040-03-31 | 15 | -35 | -18544 | -643 | -1163 | 0 | 0 | -103 | 3678 | 0 | 0 | 0 | 48 | 160 | 0 | 3288 | 7279 | 0 | 1115 | 1623 | 216 | 1227 | 0 | 340 | 1200 | 0 | 280 | 0 | 510 | 0 | 0 | 0 | 0 | 0 | 0 | 0
2040-03-31 | 16 | -30 | -18683 | -821 | -1109 | 0 | 0 | -103 | 3789 | 0 | 0 | 158 | 48 | 160 | 0 | 3288 | 7285 | 0 | 1370 | 1375 | 218 | 1223 | 0 | 322 | 1200 | 0 | 280 | 0 | 0 | 0 | 0 | 0 | 0 | 0 | 0 | 0
2040-03-31 | 17 | 0 | -19089 | -968 | -1090 | 0 | 0 | 46 | 4100 | 0 | 0 | 622 | 48 | 160 | 0 | 3288 | 7284 | 0 | 1372 | 947 | 219 | 1221 | 0 | 359 | 1200 | 0 | 280 | 0 | 0 | 0 | 0 | 0 | 0 | 0 | 0 | 0
2040-03-31 | 18 | 0 | -19590 | -1072 | -1127 | 0 | 0 | 345 | 4491 | 0 | 0 | 622 | 48 | 160 | 0 | 3288 | 7272 | 0 | 1559 | 696 | 219 | 1221 | 0 | 386 | 1200 | 0 | 280 | 0 | 0 | 0 | 0 | 0 | 0 | 0 | 0 | 0
2040-03-31 | 19 | 0 | -19670 | -1182 | -1163 | 0 | 0 | 435 | 4555 | 0 | 0 | 622 | 48 | 160 | 0 | 3288 | 7270 | 0 | 1927 | 398 | 218 | 1236 | 0 | 377 | 1200 | 0 | 280 | 0 | 0 | 0 | 0 | 0 | 0 | 0 | 0 | 0
2040-03-31 | 20 | 0 | -19926 | -1240 | -1090 | 0 | 0 | 870 | 4756 | 0 | 0 | 695 | 48 | 160 | 0 | 3288 | 7222 | 0 | 1884 | 13 | 218 | 1236 | 0 | 385 | 1200 | 0 | 280 | 0 | 0 | 0 | 0 | 0 | 0 | 0 | 0 | 0
2040-03-31 | 21 | 0 | -19505 | -1355 | -1018 | 0 | 0 | 1056 | 4428 | 0 | 0 | 733 | 48 | 160 | 0 | 3288 | 6996 | 0 | 1835 | 0 | 219 | 1235 | 0 | 399 | 1200 | 0 | 280 | 0 | 0 | 0 | 0 | 0 | 0 | 0 | 0 | 0
2040-03-31 | 22 | 0 | -18336 | -1417 | -927 | 0 | 0 | 751 | 3519 | 0 | 0 | 661 | 48 | 160 | 0 | 3288 | 7030 | 0 | 1875 | 0 | 219 | 1239 | 0 | 410 | 1200 | 0 | 280 | 0 | 0 | 0 | 0 | 0 | 0 | 0 | 0 | 0
2040-03-31 | 23 | 0 | -16892 | -1480 | -927 | 0 | 0 | 511 | 2388 | 0 | 0 | 622 | 48 | 160 | 0 | 3288 | 6983 | 0 | 1918 | 0 | 219 | 1233 | 0 | 448 | 1200 | 0 | 280 | 0 | 0 | 0 | 0 | 0 | 0 | 0 | 0 | 0
2040-03-31 | 24 | 0 | -15648 | -1548 | -836 | 0 | 0 | 411 | 1421 | 0 | 0 | 622 | 48 | 160 | 0 | 3288 | 6847 | 0 | 1876 | 0 | 219 | 1221 | 0 | 438 | 1200 | 0 | 280 | 0 | 0 | 0 | 0 | 0 | 0 | 0 | 0 | 0
2040-04-01 | 1 | -30 | -14856 | -1611 | -745 | 154 | 235 | -28 | 528 | 0 | 0 | 486 | 48 | 160 | 0 | 3288 | 6946 | 0 | 1965 | 0 | 213 | 1106 | 0 | 631 | 1200 | 0 | 280 | 0 | 0 | 0 | 0 | 0 | 0 | 0 | 0 | 0
2040-04-01 | 2 | -30 | -14497 | -1611 | -636 | 170 | 0 | -2 | 528 | 0 | 0 | 407 | 48 | 160 | 0 | 3288 | 6772 | 0 | 1969 | 0 | 203 | 1100 | 0 | 620 | 1200 | 0 | 280 | 0 | 0 | 0 | 0 | 0 | 0 | 0 | 0 | 0
2040-04-01 | 3 | -30 | -14394 | -1679 | -563 | 140 | 242 | 26 | 528 | 0 | 0 | 424 | 48 | 160 | 0 | 3288 | 6498 | 0 | 1955 | 0 | 200 | 1098 | 0 | 548 | 1200 | 0 | 280 | 0 | 0 | 0 | 0 | 0 | 0 | 0 | 0 | 0
2040-04-01 | 4 | -30 | -14542 | -1752 | -527 | 350 | 239 | 0 | 528 | 0 | 0 | 410 | 48 | 160 | 0 | 3288 | 6730 | 0 | 1991 | 0 | 200 | 1103 | 0 | 294 | 1200 | 0 | 280 | 0 | 0 | 0 | 0 | 0 | 0 | 0 | 0 | 0
2040-04-01 | 5 | -30 | -15188 | -1752 | -509 | 362 | 1200 | 0 | 528 | 0 | 0 | 205 | 48 | 160 | 0 | 3288 | 6561 | 0 | 2026 | 0 | 209 | 1098 | 0 | 284 | 1200 | 0 | 280 | 0 | 0 | 0 | 0 | 0 | 0 | 0 | 0 | 0
2040-04-01 | 6 | -30 | -16856 | -1820 | -527 | 527 | 1729 | 332 | 1221 | 0 | 0 | 587 | 48 | 160 | 0 | 3288 | 6210 | 0 | 2023 | 0 | 217 | 1106 | 0 | 276 | 1200 | 0 | 280 | 0 | 0 | 0 | 0 | 0 | 0 | 0 | 0 | 0
2040-04-01 | 7 | -30 | -19475 | -1893 | -600 | 757 | 1770 | 663 | 2896 | 0 | 0 | 773 | 48 | 160 | 0 | 3288 | 6489 | 0 | 2007 | 53 | 217 | 1112 | 0 | 256 | 1200 | 0 | 280 | 0 | 0 | 0 | 0 | 0 | 0 | 0 | 0 | 0
2040-04-01 | 8 | -30 | -20810 | -1893 | -691 | 691 | 1667 | 332 | 3752 | 0 | 0 | 513 | 48 | 160 | 0 | 3288 | 6646 | 0 | 2047 | 1187 | 219 | 1100 | 0 | 265 | 1200 | 0 | 280 | 0 | 0 | 0 | 0 | 0 | 0 | 0 | 0 | 0
2040-04-01 | 9 | -30 | -20838 | -1820 | -854 | 353 | 787 | 0 | 3767 | 0 | 0 | 0 | 48 | 160 | 0 | 3288 | 5918 | 0 | 2027 | 4074 | 219 | 1104 | 0 | 287 | 1200 | 0 | 280 | 0 | 0 | 0 | 0 | 0 | 0 | 0 | 0 | 0
2040-04-01 | 10 | -40 | -20869 | -1679 | -999 | -17 | -577 | -22 | 3789 | 0 | 0 | 0 | 48 | 160 | 0 | 3288 | 5935 | 0 | 0 | 7842 | 219 | 1107 | 0 | 295 | 1200 | 0 | 280 | 0 | 2024 | 0 | 0 | 0 | 0 | 0 | 0 | 0
2040-04-01 | 11 | -40 | -21091 | -1548 | -909 | -671 | -1816 | -1063 | 3931 | 0 | 0 | 0 | 48 | 160 | 0 | 3288 | 5735 | 0 | 0 | 10839 | 219 | 1107 | 0 | 290 | 1200 | 0 | 280 | 0 | 2056 | 0 | 0 | 0 | 0 | 0 | 0 | 0
2040-04-01 | 12 | -40 | -21200 | -1480 | -999 | -908 | -2000 | -1768 | 4000 | 0 | 0 | 0 | 48 | 160 | 0 | 3288 | 5273 | 0 | 0 | 12484 | 219 | 1106 | 0 | 297 | 1200 | 0 | 280 | 0 | 2063 | 0 | 0 | 0 | 0 | 0 | 0 | 0
2040-04-01 | 13 | -40 | -21032 | -1417 | -1090 | -908 | -2000 | -1859 | 3894 | 0 | 0 | 0 | 48 | 160 | 0 | 3288 | 4672 | 0 | 0 | 13144 | 218 | 1106 | 0 | 297 | 1200 | 0 | 280 | 442 | 2065 | 0 | 0 | 0 | 0 | 0 | 0 | 0
2040-04-01 | 14 | -40 | -20835 | -1355 | -1127 | -908 | -2000 | -1859 | 3767 | 0 | 0 | 0 | 48 | 160 | 0 | 3288 | 4123 | 0 | 0 | 13598 | 217 | 1109 | 0 | 294 | 1200 | 0 | 280 | 1275 | 2081 | 0 | 0 | 0 | 0 | 0 | 0 | 0
2040-04-01 | 15 | -40 | -20359 | -1297 | -1163 | -661 | -725 | -1206 | 3461 | 0 | 0 | 0 | 48 | 160 | 0 | 3288 | 2618 | 0 | 0 | 12747 | 218 | 1112 | 0 | 280 | 1200 | 0 | 280 | 2315 | 2077 | 0 | 0 | 0 | 0 | 0 | 0 | 0
2040-04-01 | 16 | -40 | -19888 | -1297 | -1109 | 0 | -34 | 0 | 3160 | 0 | 0 | 0 | 48 | 160 | 0 | 3288 | 1831 | 0 | 0 | 10748 | 218 | 1110 | 0 | 285 | 1200 | 0 | 280 | 2982 | 2070 | 0 | 0 | 0 | 0 | 0 | 0 | 0
2040-04-01 | 17 | -35 | -19892 | -1297 | -1090 | 0 | 0 | 0 | 3165 | 0 | 0 | 0 | 48 | 160 | 0 | 3288 | 4779 | 0 | 475 | 7238 | 218 | 1112 | 0 | 316 | 1200 | 0 | 280 | 0 | 1584 | 0 | 0 | 0 | 0 | 0 | 0 | 0
2040-04-01 | 18 | 0 | -20391 | -1297 | -1127 | 0 | 0 | 794 | 3482 | 0 | 0 | 1063 | 48 | 160 | 0 | 3288 | 4967 | 0 | 2089 | 3716 | 219 | 1110 | 0 | 356 | 1200 | 0 | 323 | 0 | 0 | 0 | 0 | 0 | 0 | 0 | 0 | 0
2040-04-01 | 19 | 23.29 | -20823 | -1355 | -1163 | 14 | 125 | 1295 | 3762 | 0 | 0 | 1492 | 53 | 171 | 2129 | 3288 | 4781 | 0 | 2054 | 821 | 219 | 1107 | 0 | 374 | 1200 | 0 | 456 | 0 | 0 | 0 | 0 | 0 | 0 | 0 | 0 | 0
2040-04-01 | 20 | 23.29 | -21552 | -1480 | -1090 | 416 | 1000 | 1743 | 4227 | 0 | 0 | 1577 | 53 | 171 | 2262 | 3288 | 4086 | 0 | 1928 | 13 | 219 | 1107 | 0 | 369 | 1200 | 0 | 465 | 0 | 0 | 0 | 0 | 0 | 0 | 0 | 0 | 0
2040-04-01 | 21 | 23.29 | -21355 | -1611 | -1018 | 776 | 1667 | 1744 | 4100 | 0 | 0 | 1597 | 53 | 171 | 2262 | 3288 | 3265 | 0 | 1689 | 0 | 218 | 1106 | 0 | 384 | 1200 | 0 | 465 | 0 | 0 | 0 | 0 | 0 | 0 | 0 | 0 | 0
2040-04-01 | 22 | 23.29 | -20237 | -1679 | -927 | 735 | 1661 | 1744 | 3387 | 0 | 0 | 1597 | 53 | 171 | 2262 | 3288 | 2871 | 0 | 1689 | 0 | 219 | 1104 | 0 | 398 | 1200 | 0 | 465 | 0 | 0 | 0 | 0 | 0 | 0 | 0 | 0 | 0
2040-04-01 | 23 | 23.29 | -18573 | -1820 | -927 | 782 | 1692 | 1744 | 2320 | 0 | 0 | 1597 | 53 | 171 | 2262 | 3288 | 2588 | 0 | 1432 | 0 | 219 | 1106 | 0 | 403 | 1200 | 0 | 465 | 0 | 0 | 0 | 0 | 0 | 0 | 0 | 0 | 0
2040-04-01 | 24 | 23.29 | -17143 | -1893 | -836 | 781 | 1726 | 1859 | 1406 | 0 | 0 | 1598 | 53 | 171 | 2788 | 3288 | 1565 | 0 | 1284 | 0 | 218 | 1106 | 0 | 364 | 1200 | 0 | 465 | 0 | 0 | 0 | 0 | 0 | 0 | 0 | 0 | 0
2040-04-02 | 1 | 38.75 | -16226 | -1966 | -509 | 0 | 0 | 0 | 803 | 0 | 0 | 1598 | 53 | 319 | 6942 | 3288 | 981 | 0 | 1103 | 0 | 213 | 1106 | 0 | 631 | 1200 | 0 | 465 | 0 | 0 | 0 | 0 | 0 | 0 | 0 | 0 | 0
2040-04-02 | 2 | 39.2 | -15831 | -2040 | -454 | 0 | 0 | 0 | 555 | 0 | 0 | 1598 | 53 | 335 | 7081 | 3288 | 773 | 0 | 1055 | 0 | 203 | 1100 | 0 | 620 | 1200 | 0 | 465 | 0 | 0 | 0 | 0 | 0 | 0 | 0 | 0 | 0
2040-04-02 | 3 | 40.24 | -15704 | -2197 | -400 | 0 | 0 | 0 | 528 | 0 | 0 | 1598 | 53 | 341 | 7659 | 3288 | 395 | 0 | 928 | 0 | 200 | 1098 | 0 | 548 | 1200 | 0 | 465 | 0 | 0 | 0 | 0 | 0 | 0 | 0 | 0 | 0
2040-04-02 | 4 | 40.27 | -15855 | -2197 | -382 | 0 | 0 | 0 | 565 | 0 | 0 | 1598 | 53 | 341 | 8080 | 3288 | 245 | 0 | 1001 | 0 | 200 | 1103 | 0 | 294 | 1200 | 0 | 465 | 0 | 0 | 0 | 0 | 0 | 0 | 0 | 0 | 0
2040-04-02 | 5 | 40.59 | -16455 | -2275 | -363 | 0 | 0 | 0 | 951 | 0 | 0 | 1598 | 53 | 341 | 8578 | 3288 | 122 | 0 | 907 | 0 | 209 | 1098 | 0 | 284 | 1200 | 0 | 465 | 0 | 0 | 0 | 0 | 0 | 0 | 0 | 0 | 0
2040-04-02 | 6 | 41.03 | -18085 | -2359 | -382 | 0 | 0 | 0 | 1997 | 0 | 0 | 1598 | 53 | 341 | 9173 | 3288 | 73 | 0 | 1039 | 0 | 217 | 1106 | 0 | 276 | 1200 | 0 | 465 | 0 | 0 | 0 | 0 | 0 | 0 | 0 | 0 | 0
2040-04-02 | 7 | 42.41 | -20606 | -2442 | -491 | 0 | 0 | 198 | 3609 | 0 | 0 | 1598 | 53 | 341 | 10099 | 3288 | 100 | 0 | 949 | 54 | 217 | 1112 | 0 | 256 | 1200 | 0 | 465 | 0 | 0 | 0 | 0 | 0 | 0 | 0 | 0 | 0
2040-04-02 | 8 | 41.31 | -21575 | -2359 | -600 | 0 | 0 | 0 | 4227 | 0 | 0 | 1598 | 53 | 341 | 9566 | 3288 | 234 | 0 | 690 | 1287 | 219 | 1100 | 0 | 265 | 1200 | 0 | 465 | 0 | 0 | 0 | 0 | 0 | 0 | 0 | 0 | 0
2040-04-02 | 9 | 37.1 | -21368 | -2040 | -727 | 0 | 0 | 0 | 4095 | 0 | 0 | 1597 | 53 | 335 | 6416 | 3288 | 462 | 0 | 397 | 4218 | 219 | 1104 | 0 | 287 | 1200 | 0 | 465 | 0 | 0 | 0 | 0 | 0 | 0 | 0 | 0 | 0
2040-04-02 | 10 | 12.98 | -21135 | -1679 | -854 | 0 | 0 | -532 | 3947 | 0 | 0 | 1411 | 53 | 175 | 3498 | 3288 | 706 | 0 | 357 | 7480 | 219 | 1107 | 0 | 295 | 1200 | 0 | 465 | 0 | 0 | 0 | 0 | 0 | 0 | 0 | 0 | 0
2040-04-02 | 11 | 12.98 | -21030 | -1480 | -818 | 0 | 0 | -935 | 3878 | 0 | 0 | 1044 | 53 | 160 | 1044 | 3288 | 1138 | 0 | 407 | 9971 | 219 | 1107 | 0 | 290 | 1200 | 0 | 465 | 0 | 0 | 0 | 0 | 0 | 0 | 0 | 0 | 0
2040-04-02 | 12 | 9.51 | -20931 | -1240 | -709 | 0 | -552 | -1859 | 3815 | 0 | 0 | 750 | 53 | 160 | 912 | 3288 | 1273 | 0 | 603 | 11151 | 219 | 1106 | 0 | 297 | 1200 | 0 | 465 | 0 | 0 | 0 | 0 | 0 | 0 | 0 | 0 | 0
2040-04-02 | 13 | 12.98 | -20682 | -1072 | -927 | 0 | 0 | -921 | 3657 | 0 | 0 | 750 | 53 | 160 | 180 | 3288 | 1615 | 0 | 709 | 9905 | 218 | 1106 | 0 | 297 | 1200 | 0 | 465 | 0 | 0 | 0 | 0 | 0 | 0 | 0 | 0 | 0
2040-04-02 | 14 | 12.98 | -20469 | -1015 | -909 | 0 | 0 | -1359 | 3519 | 0 | 0 | 750 | 53 | 160 | 180 | 3288 | 1611 | 0 | 787 | 10120 | 217 | 1109 | 0 | 294 | 1200 | 0 | 465 | 0 | 0 | 0 | 0 | 0 | 0 | 0 | 0 | 0
2040-04-02 | 15 | 12.98 | -19941 | -915 | -818 | 0 | 0 | -1301 | 3181 | 0 | 0 | 750 | 53 | 160 | 0 | 3288 | 1901 | 0 | 1075 | 9293 | 218 | 1112 | 0 | 280 | 1200 | 0 | 465 | 0 | 0 | 0 | 0 | 0 | 0 | 0 | 0 | 0
2040-04-02 | 16 | 12.98 | -19586 | -915 | -1072 | 0 | 0 | -787 | 2954 | 0 | 0 | 750 | 53 | 160 | 0 | 3288 | 2284 | 0 | 1166 | 8429 | 218 | 1110 | 0 | 285 | 1200 | 0 | 465 | 0 | 0 | 0 | 0 | 0 | 0 | 0 | 0 | 0
2040-04-02 | 17 | 17.55 | -19766 | -915 | -1381 | 0 | 0 | 99 | 3070 | 0 | 0 | 1112 | 53 | 160 | 930 | 3288 | 3493 | 0 | 1238 | 5308 | 218 | 1112 | 0 | 316 | 1200 | 0 | 465 | 0 | 0 | 0 | 0 | 0 | 0 | 0 | 0 | 0
2040-04-02 | 18 | 17.55 | -20453 | -968 | -1654 | 0 | 0 | 779 | 3509 | 0 | 0 | 1367 | 53 | 160 | 1489 | 3288 | 5158 | 0 | 1319 | 2603 | 219 | 1110 | 0 | 356 | 1200 | 0 | 465 | 0 | 0 | 0 | 0 | 0 | 0 | 0 | 0 | 0
2040-04-02 | 19 | 17.55 | -20953 | -1072 | -1581 | 0 | 272 | 1730 | 3831 | 0 | 0 | 1453 | 53 | 160 | 1489 | 3288 | 6219 | 0 | 1256 | 492 | 219 | 1107 | 0 | 374 | 1200 | 0 | 465 | 0 | 0 | 0 | 0 | 0 | 0 | 0 | 0 | 0
2040-04-02 | 20 | 17.55 | -21483 | -1182 | -1109 | 0 | 0 | 1151 | 4169 | 0 | 0 | 1411 | 53 | 160 | 1905 | 3288 | 6940 | 0 | 1324 | 13 | 219 | 1107 | 0 | 369 | 1200 | 0 | 465 | 0 | 0 | 0 | 0 | 0 | 0 | 0 | 0 | 0
2040-04-02 | 21 | 17.55 | -21033 | -1240 | -1018 | 0 | 0 | 1175 | 3878 | 0 | 0 | 1411 | 53 | 160 | 1863 | 3288 | 6948 | 0 | 1141 | 0 | 218 | 1106 | 0 | 384 | 1200 | 0 | 465 | 0 | 0 | 0 | 0 | 0 | 0 | 0 | 0 | 0
2040-04-02 | 22 | 17.55 | -19749 | -1297 | -854 | 0 | 98 | 661 | 3059 | 0 | 0 | 1411 | 53 | 160 | 1863 | 3288 | 6847 | 0 | 1074 | 0 | 219 | 1104 | 0 | 398 | 1200 | 0 | 465 | 0 | 0 | 0 | 0 | 0 | 0 | 0 | 0 | 0
2040-04-02 | 23 | 17.55 | -17979 | -1355 | -709 | 0 | 105 | 99 | 1929 | 0 | 0 | 1274 | 53 | 160 | 1863 | 3288 | 6876 | 0 | 1003 | 0 | 219 | 1106 | 0 | 403 | 1200 | 0 | 465 | 0 | 0 | 0 | 0 | 0 | 0 | 0 | 0 | 0
2040-04-02 | 24 | 0 | -16455 | -1355 | -582 | 0 | 0 | 0 | 951 | 0 | 0 | 626 | 48 | 160 | 2178 | 3288 | 7076 | 0 | 845 | 0 | 218 | 1106 | 0 | 364 | 1200 | 0 | 332 | 0 | 0 | 0 | 0 | 0 | 0 | 0 | 0 | 0
2040-04-03 | 1 | 24.2 | -15474 | -1417 | -509 | 0 | 0 | -976 | 528 | 0 | 0 | 1112 | 53 | 225 | 1564 | 3288 | 7169 | 0 | 822 | 0 | 213 | 1106 | 0 | 631 | 1200 | 0 | 465 | 0 | 0 | 0 | 0 | 0 | 0 | 0 | 0 | 0
2040-04-03 | 2 | 24.2 | -14990 | -1417 | -454 | 0 | 0 | -1156 | 528 | 0 | 0 | 1051 | 53 | 227 | 1127 | 3288 | 7213 | 0 | 942 | 0 | 203 | 1100 | 0 | 620 | 1200 | 0 | 465 | 0 | 0 | 0 | 0 | 0 | 0 | 0 | 0 | 0
2040-04-03 | 3 | 23.31 | -14794 | -1480 | -400 | 0 | -6 | -1026 | 528 | 0 | 0 | 1062 | 53 | 192 | 1127 | 3288 | 7214 | 0 | 731 | 0 | 200 | 1098 | 0 | 548 | 1200 | 0 | 465 | 0 | 0 | 0 | 0 | 0 | 0 | 0 | 0 | 0
2040-04-03 | 4 | 33.6 | -14832 | -1480 | -382 | 0 | 5 | 833 | 528 | 0 | 0 | 1229 | 53 | 341 | 924 | 3288 | 5722 | 0 | 509 | 0 | 200 | 1103 | 0 | 294 | 1200 | 0 | 465 | 0 | 0 | 0 | 0 | 0 | 0 | 0 | 0 | 0
2040-04-03 | 5 | 32.71 | -15363 | -1548 | -363 | 0 | 0 | 528 | 528 | 0 | 0 | 1158 | 53 | 341 | 1057 | 3288 | 6495 | 0 | 570 | 0 | 209 | 1098 | 0 | 284 | 1200 | 0 | 465 | 0 | 0 | 0 | 0 | 0 | 0 | 0 | 0 | 0
2040-04-03 | 6 | 32.71 | -16881 | -1548 | -382 | 0 | 0 | 242 | 1416 | 0 | 0 | 1158 | 53 | 341 | 1179 | 3288 | 7176 | 0 | 694 | 0 | 217 | 1106 | 0 | 276 | 1200 | 0 | 465 | 0 | 0 | 0 | 0 | 0 | 0 | 0 | 0 | 0
2040-04-03 | 7 | 32.71 | -19458 | -1611 | -491 | 0 | 0 | 449 | 3096 | 0 | 0 | 1367 | 53 | 335 | 2043 | 3288 | 7087 | 0 | 565 | 27 | 217 | 1112 | 0 | 256 | 1200 | 0 | 465 | 0 | 0 | 0 | 0 | 0 | 0 | 0 | 0 | 0
2040-04-03 | 8 | 32.71 | -20932 | -1611 | -600 | 0 | 0 | 286 | 4058 | 0 | 0 | 1367 | 53 | 319 | 2183 | 3288 | 7212 | 0 | 515 | 622 | 219 | 1100 | 0 | 265 | 1200 | 0 | 456 | 0 | 0 | 0 | 0 | 0 | 0 | 0 | 0 | 0
2040-04-03 | 9 | 0 | -21194 | -1548 | -727 | 0 | 0 | 0 | 4227 | 0 | 0 | 796 | 48 | 160 | 1623 | 3288 | 7229 | 0 | 386 | 2580 | 219 | 1104 | 0 | 287 | 1200 | 0 | 323 | 0 | 0 | 0 | 0 | 0 | 0 | 0 | 0 | 0
2040-04-03 | 10 | -35 | -21043 | -1480 | -854 | 0 | -64 | -1168 | 4127 | 0 | 0 | 0 | 48 | 160 | 1623 | 3288 | 7220 | 0 | 344 | 4698 | 219 | 1107 | 0 | 295 | 1200 | 0 | 280 | 0 | 0 | 0 | 0 | 0 | 0 | 0 | 0 | 0
2040-04-03 | 11 | -35 | -20899 | -1240 | -818 | -908 | -1905 | -1859 | 4037 | 0 | 0 | 0 | 48 | 160 | 1623 | 3288 | 7215 | 0 | 341 | 7820 | 219 | 1107 | 0 | 290 | 1200 | 0 | 280 | 0 | 0 | 0 | 0 | 0 | 0 | 0 | 0 | 0
2040-04-03 | 12 | -40 | -20808 | -1015 | -709 | -908 | -2000 | -1859 | 3974 | 0 | 0 | 0 | 48 | 160 | 1424 | 3288 | 5440 | 0 | 0 | 9863 | 219 | 1106 | 0 | 297 | 1200 | 0 | 280 | 1763 | 293 | 0 | 0 | 0 | 0 | 0 | 0 | 0
2040-04-03 | 13 | -40 | -20560 | -821 | -927 | -908 | -2000 | -1859 | 3815 | 0 | 0 | 0 | 48 | 160 | 1424 | 3288 | 5073 | 0 | 0 | 10167 | 218 | 1106 | 0 | 297 | 1200 | 0 | 280 | 1676 | 336 | 0 | 0 | 0 | 0 | 0 | 0 | 0
2040-04-03 | 14 | -35 | -20319 | -643 | -909 | -905 | -1785 | -1859 | 3657 | 0 | 0 | 0 | 48 | 160 | 966 | 3288 | 5052 | 0 | 419 | 9730 | 217 | 1109 | 0 | 294 | 1200 | 0 | 280 | 0 | 0 | 0 | 0 | 0 | 0 | 0 | 0 | 0
2040-04-03 | 15 | -35 | -19896 | -528 | -818 | 0 | -637 | -1853 | 3382 | 0 | 0 | 0 | 48 | 160 | 148 | 3288 | 5133 | 0 | 532 | 7952 | 218 | 1112 | 0 | 280 | 1200 | 0 | 280 | 0 | 0 | 0 | 0 | 0 | 0 | 0 | 0 | 0
2040-04-03 | 16 | -35 | -19528 | -429 | -1072 | -444 | -742 | -1859 | 3144 | 0 | 0 | 0 | 48 | 160 | 148 | 3288 | 6672 | 0 | 434 | 7088 | 218 | 1110 | 0 | 285 | 1200 | 0 | 280 | 0 | 338 | 0 | 0 | 0 | 0 | 0 | 0 | 0
2040-04-03 | 17 | -35 | -19513 | -397 | -1381 | 0 | -19 | -1244 | 3133 | 0 | 0 | 0 | 48 | 160 | 0 | 3288 | 7205 | 0 | 616 | 4977 | 218 | 1112 | 0 | 316 | 1200 | 0 | 280 | 0 | 378 | 0 | 0 | 0 | 0 | 0 | 0 | 0
2040-04-03 | 18 | 0 | -19847 | -429 | -1654 | 0 | 0 | 0 | 3350 | 0 | 0 | 610 | 48 | 160 | 0 | 3288 | 7249 | 0 | 1676 | 2384 | 219 | 1110 | 0 | 356 | 1200 | 0 | 280 | 0 | 0 | 0 | 0 | 0 | 0 | 0 | 0 | 0
2040-04-03 | 19 | 0 | -20056 | -497 | -1581 | 0 | 0 | 1034 | 3487 | 0 | 0 | 1094 | 48 | 160 | 0 | 3288 | 7257 | 0 | 1968 | 617 | 219 | 1107 | 0 | 374 | 1200 | 0 | 280 | 0 | 0 | 0 | 0 | 0 | 0 | 0 | 0 | 0
2040-04-03 | 20 | 0 | -20630 | -685 | -1109 | 0 | 0 | 1465 | 3863 | 0 | 0 | 1130 | 48 | 160 | 0 | 3288 | 7262 | 0 | 2020 | 13 | 219 | 1107 | 0 | 369 | 1200 | 0 | 280 | 0 | 0 | 0 | 0 | 0 | 0 | 0 | 0 | 0
2040-04-03 | 21 | 0 | -20459 | -868 | -1018 | 0 | 0 | 1462 | 3752 | 0 | 0 | 1134 | 48 | 160 | 0 | 3288 | 7239 | 0 | 2075 | 0 | 218 | 1106 | 0 | 384 | 1200 | 0 | 280 | 0 | 0 | 0 | 0 | 0 | 0 | 0 | 0 | 0
2040-04-03 | 22 | 0 | -19273 | -968 | -854 | 0 | 0 | 900 | 2975 | 0 | 0 | 1063 | 48 | 160 | 0 | 3288 | 7244 | 0 | 2216 | 0 | 219 | 1104 | 0 | 398 | 1200 | 0 | 280 | 0 | 0 | 0 | 0 | 0 | 0 | 0 | 0 | 0
2040-04-03 | 23 | 0 | -17625 | -1072 | -709 | 0 | 0 | 289 | 1902 | 0 | 0 | 1050 | 48 | 160 | 0 | 3288 | 7252 | 0 | 2209 | 0 | 219 | 1106 | 0 | 403 | 1200 | 0 | 280 | 0 | 0 | 0 | 0 | 0 | 0 | 0 | 0 | 0
2040-04-03 | 24 | 0 | -16182 | -1182 | -582 | 0 | 0 | 32 | 962 | 0 | 0 | 973 | 48 | 160 | 0 | 3288 | 7176 | 0 | 2140 | 0 | 218 | 1106 | 0 | 364 | 1200 | 0 | 280 | 0 | 0 | 0 | 0 | 0 | 0 | 0 | 0 | 0
2040-04-04 | 1 | 0 | -15294 | -1297 | -509 | 0 | 0 | 0 | 528 | 0 | 0 | 764 | 48 | 160 | 0 | 3288 | 6747 | 0 | 2134 | 0 | 213 | 1106 | 0 | 631 | 1200 | 0 | 280 | 0 | 0 | 0 | 0 | 0 | 0 | 0 | 0 | 0
2040-04-04 | 2 | 0 | -14847 | -1355 | -454 | 354 | 25 | 0 | 528 | 0 | 0 | 833 | 48 | 160 | 0 | 3288 | 5867 | 0 | 2150 | 0 | 203 | 1100 | 0 | 620 | 1200 | 0 | 280 | 0 | 0 | 0 | 0 | 0 | 0 | 0 | 0 | 0
2040-04-04 | 3 | 0 | -14695 | -1417 | -400 | 400 | 581 | 4 | 528 | 0 | 0 | 1112 | 48 | 160 | 0 | 3288 | 4828 | 0 | 2237 | 0 | 200 | 1098 | 0 | 548 | 1200 | 0 | 280 | 0 | 0 | 0 | 0 | 0 | 0 | 0 | 0 | 0
2040-04-04 | 4 | 0 | -14774 | -1480 | -382 | 382 | 1175 | 103 | 528 | 0 | 0 | 1158 | 48 | 160 | 0 | 3288 | 4498 | 0 | 2219 | 0 | 200 | 1103 | 0 | 294 | 1200 | 0 | 280 | 0 | 0 | 0 | 0 | 0 | 0 | 0 | 0 | 0
2040-04-04 | 5 | 0 | -15347 | -1548 | -363 | 363 | 1432 | 627 | 528 | 0 | 0 | 1274 | 48 | 160 | 0 | 3288 | 4329 | 0 | 2137 | 0 | 209 | 1098 | 0 | 284 | 1200 | 0 | 280 | 0 | 0 | 0 | 0 | 0 | 0 | 0 | 0 | 0
2040-04-04 | 6 | 0 | -16934 | -1611 | -382 | 382 | 1521 | 973 | 1453 | 0 | 0 | 1382 | 48 | 160 | 0 | 3288 | 4501 | 0 | 2140 | 0 | 217 | 1106 | 0 | 276 | 1200 | 0 | 280 | 0 | 0 | 0 | 0 | 0 | 0 | 0 | 0 | 0
2040-04-04 | 7 | 0 | -19427 | -1611 | -491 | 491 | 1492 | 1303 | 3081 | 0 | 0 | 1262 | 48 | 160 | 0 | 3288 | 5142 | 0 | 2130 | 67 | 217 | 1112 | 0 | 256 | 1200 | 0 | 280 | 0 | 0 | 0 | 0 | 0 | 0 | 0 | 0 | 0
2040-04-04 | 8 | 0 | -20638 | -1679 | -600 | 600 | 1442 | 612 | 3868 | 0 | 0 | 1042 | 48 | 160 | 0 | 3288 | 5670 | 0 | 2129 | 996 | 219 | 1100 | 0 | 265 | 1200 | 0 | 280 | 0 | 0 | 0 | 0 | 0 | 0 | 0 | 0 | 0
2040-04-04 | 9 | 0 | -20614 | -1548 | -727 | 533 | 189 | 115 | 3852 | 0 | 0 | 492 | 48 | 160 | 0 | 3288 | 5835 | 0 | 2077 | 3208 | 219 | 1104 | 0 | 287 | 1200 | 0 | 280 | 0 | 0 | 0 | 0 | 0 | 0 | 0 | 0 | 0
2040-04-04 | 10 | -17.63 | -20630 | -1417 | -854 | 0 | 5 | -1197 | 3863 | 0 | 0 | 340 | 48 | 160 | 0 | 3288 | 5608 | 0 | 1975 | 5711 | 219 | 1107 | 0 | 295 | 1200 | 0 | 280 | 0 | 0 | 0 | 0 | 0 | 0 | 0 | 0 | 0
2040-04-04 | 11 | -26.93 | -20773 | -1297 | -818 | -479 | -1363 | -1775 | 3952 | 0 | 0 | 316 | 48 | 160 | 0 | 3288 | 5676 | 0 | 1951 | 8016 | 219 | 1107 | 0 | 290 | 1200 | 0 | 280 | 0 | 0 | 0 | 0 | 0 | 0 | 0 | 0 | 0
2040-04-04 | 12 | -26.93 | -20856 | -1182 | -709 | -908 | -1953 | -1853 | 4011 | 0 | 0 | 316 | 48 | 160 | 0 | 3288 | 4951 | 0 | 1875 | 9711 | 219 | 1106 | 0 | 297 | 1200 | 0 | 280 | 0 | 0 | 0 | 0 | 0 | 0 | 0 | 0 | 0
2040-04-04 | 13 | -26.93 | -20682 | -1072 | -927 | -822 | -2000 | -1859 | 3894 | 0 | 0 | 316 | 48 | 160 | 0 | 3288 | 5335 | 0 | 1982 | 9237 | 218 | 1106 | 0 | 297 | 1200 | 0 | 280 | 0 | 0 | 0 | 0 | 0 | 0 | 0 | 0 | 0
2040-04-04 | 14 | -26.93 | -20471 | -968 | -909 | -824 | -1667 | -1859 | 3757 | 0 | 0 | 316 | 48 | 160 | 0 | 3288 | 5402 | 0 | 1900 | 8725 | 217 | 1109 | 0 | 294 | 1200 | 0 | 280 | 0 | 0 | 0 | 0 | 0 | 0 | 0 | 0 | 0
2040-04-04 | 15 | -26.93 | -20017 | -915 | -818 | -602 | -1587 | -1859 | 3461 | 0 | 0 | 316 | 48 | 160 | 0 | 3288 | 5285 | 0 | 1843 | 8307 | 218 | 1112 | 0 | 280 | 1200 | 0 | 280 | 0 | 0 | 0 | 0 | 0 | 0 | 0 | 0 | 0
2040-04-04 | 16 | -26.93 | -19590 | -915 | -1072 | -439 | -563 | -1859 | 3186 | 0 | 0 | 316 | 48 | 160 | 0 | 3288 | 5236 | 0 | 1773 | 7338 | 218 | 1110 | 0 | 285 | 1200 | 0 | 280 | 0 | 0 | 0 | 0 | 0 | 0 | 0 | 0 | 0
2040-04-04 | 17 | -20.74 | -19573 | -915 | -1381 | 0 | -8 | -1287 | 3170 | 0 | 0 | 340 | 48 | 160 | 0 | 3288 | 5653 | 0 | 1904 | 5467 | 218 | 1112 | 0 | 316 | 1200 | 0 | 289 | 0 | 0 | 0 | 0 | 0 | 0 | 0 | 0 | 0
2040-04-04 | 18 | 20.74 | -19971 | -968 | -1654 | 264 | 500 | 41 | 3435 | 0 | 0 | 1063 | 53 | 160 | 0 | 3288 | 5986 | 0 | 1907 | 2589 | 219 | 1110 | 0 | 356 | 1200 | 0 | 422 | 0 | 0 | 0 | 0 | 0 | 0 | 0 | 0 | 0
2040-04-04 | 19 | 20.74 | -20398 | -1015 | -1581 | 553 | 775 | 1468 | 3709 | 0 | 0 | 1411 | 53 | 160 | 87 | 3288 | 5530 | 0 | 2011 | 583 | 219 | 1107 | 0 | 374 | 1200 | 0 | 465 | 0 | 0 | 0 | 0 | 0 | 0 | 0 | 0 | 0
2040-04-04 | 20 | 20.74 | -21191 | -1182 | -1109 | 547 | 1390 | 1721 | 4227 | 0 | 0 | 1506 | 53 | 160 | 87 | 3288 | 5066 | 0 | 2065 | 11 | 219 | 1107 | 0 | 369 | 1200 | 0 | 465 | 0 | 0 | 0 | 0 | 0 | 0 | 0 | 0 | 0
2040-04-04 | 21 | 20.74 | -21082 | -1297 | -1018 | 796 | 1667 | 1744 | 4159 | 0 | 0 | 1539 | 53 | 160 | 113 | 3288 | 4502 | 0 | 2004 | 0 | 218 | 1106 | 0 | 384 | 1200 | 0 | 465 | 0 | 0 | 0 | 0 | 0 | 0 | 0 | 0 | 0
2040-04-04 | 22 | 20.74 | -19943 | -1417 | -854 | 478 | 1555 | 1744 | 3413 | 0 | 0 | 1506 | 53 | 160 | 87 | 3288 | 4565 | 0 | 1979 | 0 | 219 | 1104 | 0 | 398 | 1200 | 0 | 465 | 0 | 0 | 0 | 0 | 0 | 0 | 0 | 0 | 0
2040-04-04 | 23 | 20.74 | -18274 | -1480 | -709 | 487 | 1260 | 1744 | 2325 | 0 | 0 | 1492 | 53 | 160 | 87 | 3288 | 4257 | 0 | 1917 | 0 | 219 | 1106 | 0 | 403 | 1200 | 0 | 465 | 0 | 0 | 0 | 0 | 0 | 0 | 0 | 0 | 0
2040-04-04 | 24 | 20.74 | -16846 | -1611 | -582 | 333 | 519 | 1708 | 1395 | 0 | 0 | 1396 | 53 | 160 | 62 | 3288 | 4885 | 0 | 1911 | 0 | 218 | 1106 | 0 | 364 | 1200 | 0 | 439 | 0 | 0 | 0 | 0 | 0 | 0 | 0 | 0 | 0
2040-04-05 | 1 | 27.74 | -15956 | -1679 | -509 | 0 | -595 | -151 | 771 | 0 | 0 | 1411 | 53 | 319 | 3019 | 3288 | 4583 | 0 | 1830 | 0 | 213 | 1106 | 0 | 631 | 1200 | 0 | 465 | 0 | 0 | 0 | 0 | 0 | 0 | 0 | 0 | 0
2040-04-05 | 2 | 28.67 | -15534 | -1820 | -454 | 0 | 0 | -1145 | 528 | 0 | 0 | 1405 | 53 | 335 | 3332 | 3288 | 4683 | 0 | 1742 | 0 | 203 | 1100 | 0 | 620 | 1200 | 0 | 465 | 0 | 0 | 0 | 0 | 0 | 0 | 0 | 0 | 0
2040-04-05 | 3 | 28.67 | -15390 | -1966 | -400 | 0 | 0 | -929 | 528 | 0 | 0 | 1411 | 53 | 341 | 3332 | 3288 | 4411 | 0 | 1810 | 0 | 200 | 1098 | 0 | 548 | 1200 | 0 | 465 | 0 | 0 | 0 | 0 | 0 | 0 | 0 | 0 | 0
2040-04-05 | 4 | 28.67 | -15471 | -1966 | -382 | 0 | 0 | -692 | 528 | 0 | 0 | 1411 | 53 | 341 | 3332 | 3288 | 4474 | 0 | 1821 | 0 | 200 | 1103 | 0 | 294 | 1200 | 0 | 465 | 0 | 0 | 0 | 0 | 0 | 0 | 0 | 0 | 0
2040-04-05 | 5 | 28.67 | -16046 | -2040 | -363 | 0 | 0 | -739 | 830 | 0 | 0 | 1492 | 53 | 341 | 4225 | 3288 | 3881 | 0 | 1824 | 0 | 209 | 1098 | 0 | 284 | 1200 | 0 | 465 | 0 | 0 | 0 | 0 | 0 | 0 | 0 | 0 | 0
2040-04-05 | 6 | 33.72 | -17549 | -2040 | -382 | 0 | 0 | 0 | 1807 | 0 | 0 | 1577 | 53 | 341 | 5231 | 3288 | 2747 | 0 | 1663 | 0 | 217 | 1106 | 0 | 276 | 1200 | 0 | 465 | 0 | 0 | 0 | 0 | 0 | 0 | 0 | 0 | 0
2040-04-05 | 7 | 38.7 | -19959 | -2118 | -491 | 0 | 0 | 0 | 3366 | 0 | 0 | 1597 | 53 | 341 | 6734 | 3288 | 2271 | 0 | 1610 | 58 | 217 | 1112 | 0 | 256 | 1200 | 0 | 465 | 0 | 0 | 0 | 0 | 0 | 0 | 0 | 0 | 0
2040-04-05 | 8 | 38.75 | -21201 | -2040 | -600 | 0 | 0 | 259 | 4174 | 0 | 0 | 1598 | 53 | 341 | 6810 | 3288 | 1415 | 0 | 1541 | 1114 | 219 | 1100 | 0 | 265 | 1200 | 0 | 465 | 0 | 0 | 0 | 0 | 0 | 0 | 0 | 0 | 0
2040-04-05 | 9 | 35.69 | -21285 | -1893 | -727 | 0 | 0 | 0 | 4227 | 0 | 0 | 1577 | 53 | 341 | 5827 | 3288 | 742 | 0 | 1224 | 3352 | 219 | 1104 | 0 | 287 | 1200 | 0 | 465 | 0 | 0 | 0 | 0 | 0 | 0 | 0 | 0 | 0
2040-04-05 | 10 | 28.67 | -21217 | -1752 | -854 | 0 | 0 | -692 | 4185 | 0 | 0 | 1539 | 53 | 341 | 4745 | 3288 | 438 | 0 | 921 | 5719 | 219 | 1107 | 0 | 295 | 1200 | 0 | 465 | 0 | 0 | 0 | 0 | 0 | 0 | 0 | 0 | 0
2040-04-05 | 11 | 27.74 | -21217 | -1548 | -818 | 0 | -242 | -1859 | 4185 | 0 | 0 | 1367 | 53 | 341 | 4282 | 3288 | 195 | 0 | 639 | 8054 | 219 | 1107 | 0 | 290 | 1200 | 0 | 465 | 0 | 0 | 0 | 0 | 0 | 0 | 0 | 0 | 0
2040-04-05 | 12 | 27.74 | -21034 | -1480 | -709 | 0 | -1393 | -1859 | 4063 | 0 | 0 | 1063 | 53 | 341 | 3823 | 3288 | 85 | 0 | 466 | 10006 | 219 | 1106 | 0 | 297 | 1200 | 0 | 465 | 0 | 0 | 0 | 0 | 0 | 0 | 0 | 0 | 0
2040-04-05 | 13 | 28.67 | -20725 | -1355 | -927 | 0 | 0 | -1471 | 3863 | 0 | 0 | 1274 | 53 | 341 | 3593 | 3288 | 37 | 0 | 312 | 8432 | 218 | 1106 | 0 | 297 | 1200 | 0 | 465 | 0 | 0 | 0 | 0 | 0 | 0 | 0 | 0 | 0
2040-04-05 | 14 | 28.67 | -20522 | -1297 | -909 | 0 | 0 | -1343 | 3731 | 0 | 0 | 1367 | 53 | 341 | 3588 | 3288 | 31 | 0 | 170 | 8218 | 217 | 1109 | 0 | 294 | 1200 | 0 | 465 | 0 | 0 | 0 | 0 | 0 | 0 | 0 | 0 | 0
2040-04-05 | 15 | 28.67 | -20247 | -1240 | -818 | 0 | 0 | -813 | 3556 | 0 | 0 | 1411 | 53 | 341 | 3588 | 3288 | 36 | 0 | 145 | 7424 | 218 | 1112 | 0 | 280 | 1200 | 0 | 465 | 0 | 0 | 0 | 0 | 0 | 0 | 0 | 0 | 0
2040-04-05 | 16 | 38.75 | -20128 | -1240 | -1072 | 0 | 0 | 783 | 3477 | 0 | 0 | 1577 | 53 | 341 | 5073 | 3288 | 105 | 0 | 153 | 4313 | 218 | 1110 | 0 | 285 | 1200 | 0 | 465 | 0 | 0 | 0 | 0 | 0 | 0 | 0 | 0 | 0
2040-04-05 | 17 | 38.75 | -20413 | -1240 | -1381 | 0 | 0 | 1395 | 3662 | 0 | 0 | 1598 | 53 | 341 | 5474 | 3288 | 267 | 0 | 185 | 3460 | 218 | 1112 | 0 | 316 | 1200 | 0 | 465 | 0 | 0 | 0 | 0 | 0 | 0 | 0 | 0 | 0
2040-04-05 | 18 | 38.75 | -20818 | -1297 | -1654 | 0 | 415 | 1859 | 3926 | 0 | 0 | 1598 | 53 | 341 | 6051 | 3288 | 531 | 0 | 299 | 2059 | 219 | 1110 | 0 | 356 | 1200 | 0 | 465 | 0 | 0 | 0 | 0 | 0 | 0 | 0 | 0 | 0
2040-04-05 | 19 | 38.75 | -20937 | -1417 | -1581 | 0 | 1031 | 1859 | 4000 | 0 | 0 | 1598 | 53 | 341 | 6471 | 3288 | 889 | 0 | 432 | 610 | 219 | 1107 | 0 | 374 | 1200 | 0 | 465 | 0 | 0 | 0 | 0 | 0 | 0 | 0 | 0 | 0
2040-04-05 | 20 | 38.75 | -21153 | -1417 | -1109 | 46 | 548 | 1859 | 4143 | 0 | 0 | 1598 | 53 | 341 | 6471 | 3288 | 1180 | 0 | 776 | 17 | 219 | 1107 | 0 | 369 | 1200 | 0 | 465 | 0 | 0 | 0 | 0 | 0 | 0 | 0 | 0 | 0
2040-04-05 | 21 | 38.75 | -20758 | -1611 | -1018 | 0 | 0 | 1393 | 3884 | 0 | 0 | 1598 | 53 | 341 | 6856 | 3288 | 1781 | 0 | 820 | 0 | 218 | 1106 | 0 | 384 | 1200 | 0 | 465 | 0 | 0 | 0 | 0 | 0 | 0 | 0 | 0 | 0
2040-04-05 | 22 | 38.75 | -19798 | -1679 | -854 | 0 | 128 | 198 | 3266 | 0 | 0 | 1598 | 53 | 341 | 6838 | 3288 | 2247 | 0 | 990 | 0 | 219 | 1104 | 0 | 398 | 1200 | 0 | 465 | 0 | 0 | 0 | 0 | 0 | 0 | 0 | 0 | 0
2040-04-05 | 23 | 36.36 | -18405 | -1752 | -709 | 0 | 0 | 0 | 2362 | 0 | 0 | 1577 | 53 | 341 | 5918 | 3288 | 3013 | 0 | 922 | 0 | 219 | 1106 | 0 | 403 | 1200 | 0 | 465 | 0 | 0 | 0 | 0 | 0 | 0 | 0 | 0 | 0
2040-04-05 | 24 | 31.99 | -17035 | -1752 | -582 | 0 | 0 | 0 | 1469 | 0 | 0 | 1572 | 53 | 341 | 4777 | 3288 | 3595 | 0 | 921 | 0 | 218 | 1106 | 0 | 364 | 1200 | 0 | 465 | 0 | 0 | 0 | 0 | 0 | 0 | 0 | 0 | 0
2040-04-06 | 1 | 17.91 | -16075 | -1752 | -509 | 0 | 0 | -420 | 1871 | 0 | 0 | 1492 | 53 | 181 | 3754 | 3288 | 3609 | 0 | 893 | 0 | 213 | 1106 | 0 | 631 | 1200 | 0 | 465 | 0 | 0 | 0 | 0 | 0 | 0 | 0 | 0 | 0
2040-04-06 | 2 | 24.2 | -15498 | -1752 | -454 | 0 | 0 | 117 | 1458 | 0 | 0 | 1492 | 53 | 232 | 3221 | 3288 | 3391 | 0 | 863 | 0 | 203 | 1100 | 0 | 620 | 1200 | 0 | 465 | 0 | 0 | 0 | 0 | 0 | 0 | 0 | 0 | 0
2040-04-06 | 3 | 23.29 | -15180 | -1752 | -400 | 0 | 0 | 0 | 1231 | 0 | 0 | 1442 | 53 | 171 | 2958 | 3288 | 3850 | 0 | 829 | 0 | 200 | 1098 | 0 | 548 | 1200 | 0 | 465 | 0 | 0 | 0 | 0 | 0 | 0 | 0 | 0 | 0
2040-04-06 | 4 | 17.91 | -15038 | -1752 | -382 | 0 | 0 | -52 | 1131 | 0 | 0 | 1367 | 53 | 160 | 2470 | 3288 | 4684 | 0 | 811 | 0 | 200 | 1103 | 0 | 294 | 1200 | 0 | 465 | 0 | 0 | 0 | 0 | 0 | 0 | 0 | 0 | 0
2040-04-06 | 5 | 19.46 | -15159 | -1679 | -363 | 0 | 0 | 0 | 1221 | 0 | 0 | 1274 | 53 | 160 | 2352 | 3288 | 4840 | 0 | 757 | 0 | 209 | 1098 | 0 | 284 | 1200 | 0 | 465 | 0 | 0 | 0 | 0 | 0 | 0 | 0 | 0 | 0
2040-04-06 | 6 | 23.29 | -15671 | -1679 | -382 | 0 | 0 | 0 | 1580 | 0 | 0 | 1367 | 53 | 171 | 2512 | 3288 | 4778 | 0 | 719 | 0 | 217 | 1106 | 0 | 276 | 1200 | 0 | 465 | 0 | 0 | 0 | 0 | 0 | 0 | 0 | 0 | 0
2040-04-06 | 7 | 24.2 | -16669 | -1611 | -491 | 0 | 0 | 109 | 2293 | 0 | 0 | 1367 | 53 | 222 | 2529 | 3288 | 4924 | 0 | 677 | 58 | 217 | 1112 | 0 | 256 | 1200 | 0 | 465 | 0 | 0 | 0 | 0 | 0 | 0 | 0 | 0 | 0
2040-04-06 | 8 | 23.36 | -17869 | -1679 | -600 | 0 | 0 | 0 | 3149 | 0 | 0 | 1296 | 53 | 181 | 2339 | 3288 | 4898 | 0 | 676 | 1020 | 219 | 1100 | 0 | 265 | 1200 | 0 | 465 | 0 | 0 | 0 | 0 | 0 | 0 | 0 | 0 | 0
2040-04-06 | 9 | 24.21 | -18967 | -1548 | -727 | 0 | 0 | 31 | 3931 | 0 | 0 | 1062 | 53 | 224 | 508 | 3288 | 4986 | 0 | 616 | 3268 | 219 | 1104 | 0 | 287 | 1200 | 0 | 465 | 0 | 0 | 0 | 0 | 0 | 0 | 0 | 0 | 0
2040-04-06 | 10 | 17.23 | -19386 | -1480 | -854 | 0 | 0 | -1828 | 4227 | 0 | 0 | 750 | 53 | 160 | 0 | 3288 | 5304 | 0 | 538 | 5951 | 219 | 1107 | 0 | 295 | 1200 | 0 | 456 | 0 | 0 | 0 | 0 | 0 | 0 | 0 | 0 | 0
2040-04-06 | 11 | 0 | -19365 | -1240 | -818 | -908 | -2000 | -1859 | 4211 | 0 | 0 | 599 | 48 | 160 | 0 | 3288 | 5682 | 0 | 526 | 8538 | 219 | 1107 | 0 | 290 | 1200 | 0 | 323 | 0 | 0 | 0 | 0 | 0 | 0 | 0 | 0 | 0
2040-04-06 | 12 | -40 | -19204 | -1015 | -709 | -908 | -2000 | -1859 | 4100 | 0 | 0 | 0 | 48 | 160 | 0 | 3288 | 4574 | 0 | 0 | 10422 | 219 | 1106 | 0 | 297 | 1200 | 0 | 280 | 645 | 636 | 0 | 0 | 0 | 0 | 0 | 0 | 0
2040-04-06 | 13 | -35 | -18926 | -821 | -927 | -908 | -2000 | -1859 | 3900 | 0 | 0 | 0 | 48 | 160 | 0 | 3288 | 3269 | 0 | 822 | 10853 | 218 | 1106 | 0 | 297 | 1200 | 0 | 280 | 0 | 225 | 0 | 0 | 0 | 0 | 0 | 0 | 0
2040-04-06 | 14 | 11.66 | -18387 | -643 | -909 | -520 | -1772 | -1859 | 3514 | 0 | 0 | 727 | 53 | 160 | 0 | 3288 | 1641 | 0 | 1114 | 10360 | 217 | 1109 | 0 | 294 | 1200 | 0 | 414 | 0 | 0 | 0 | 0 | 0 | 0 | 0 | 0 | 0
2040-04-06 | 15 | 11.66 | -17863 | -528 | -818 | -514 | -1210 | -1859 | 3144 | 0 | 0 | 727 | 53 | 160 | 0 | 3288 | 915 | 0 | 1327 | 9912 | 218 | 1112 | 0 | 280 | 1200 | 0 | 456 | 0 | 0 | 0 | 0 | 0 | 0 | 0 | 0 | 0
2040-04-06 | 16 | 17.23 | -17550 | -497 | -1072 | 0 | 0 | -1249 | 2922 | 0 | 0 | 750 | 53 | 160 | 0 | 3288 | 668 | 0 | 1384 | 7866 | 218 | 1110 | 0 | 285 | 1200 | 0 | 465 | 0 | 0 | 0 | 0 | 0 | 0 | 0 | 0 | 0
2040-04-06 | 17 | 23.29 | -17464 | -429 | -1381 | 95 | 0 | 0 | 2859 | 0 | 0 | 1115 | 53 | 171 | 943 | 3288 | 464 | 0 | 1414 | 5562 | 218 | 1112 | 0 | 316 | 1200 | 0 | 465 | 0 | 0 | 0 | 0 | 0 | 0 | 0 | 0 | 0
2040-04-06 | 18 | 23.29 | -17720 | -460 | -1654 | 252 | 5 | 1023 | 3044 | 0 | 0 | 1506 | 53 | 171 | 2529 | 3288 | 385 | 0 | 1393 | 2837 | 219 | 1110 | 0 | 356 | 1200 | 0 | 465 | 0 | 0 | 0 | 0 | 0 | 0 | 0 | 0 | 0
2040-04-06 | 19 | 23.29 | -17975 | -460 | -1581 | 524 | 1442 | 1269 | 3223 | 0 | 0 | 1577 | 53 | 171 | 2529 | 3288 | 305 | 0 | 1449 | 822 | 219 | 1107 | 0 | 374 | 1200 | 0 | 465 | 0 | 0 | 0 | 0 | 0 | 0 | 0 | 0 | 0
2040-04-06 | 20 | 23.29 | -18404 | -565 | -1109 | 788 | 1434 | 1549 | 3530 | 0 | 0 | 1597 | 53 | 171 | 2520 | 3288 | 283 | 0 | 1494 | 11 | 219 | 1107 | 0 | 369 | 1200 | 0 | 465 | 0 | 0 | 0 | 0 | 0 | 0 | 0 | 0 | 0
2040-04-06 | 21 | 23.29 | -18398 | -685 | -1018 | 805 | 1524 | 1549 | 3524 | 0 | 0 | 1597 | 53 | 171 | 2463 | 3288 | 305 | 0 | 1449 | 0 | 218 | 1106 | 0 | 384 | 1200 | 0 | 465 | 0 | 0 | 0 | 0 | 0 | 0 | 0 | 0 | 0
2040-04-06 | 22 | 23.29 | -17633 | -774 | -854 | 376 | 1525 | 1549 | 2980 | 0 | 0 | 1577 | 53 | 171 | 2463 | 3288 | 382 | 0 | 1512 | 0 | 219 | 1104 | 0 | 398 | 1200 | 0 | 465 | 0 | 0 | 0 | 0 | 0 | 0 | 0 | 0 | 0
2040-04-06 | 23 | 23.29 | -16544 | -868 | -709 | 389 | 1319 | 1028 | 2203 | 0 | 0 | 1577 | 53 | 171 | 2463 | 3288 | 690 | 0 | 1547 | 0 | 219 | 1106 | 0 | 403 | 1200 | 0 | 465 | 0 | 0 | 0 | 0 | 0 | 0 | 0 | 0 | 0
2040-04-06 | 24 | 23.29 | -15388 | -968 | -582 | 4 | 476 | 1279 | 1379 | 0 | 0 | 1572 | 53 | 171 | 3109 | 3288 | 888 | 0 | 1366 | 0 | 218 | 1106 | 0 | 364 | 1200 | 0 | 465 | 0 | 0 | 0 | 0 | 0 | 0 | 0 | 0 | 0
2040-04-07 | 1 | 23.36 | -14515 | -1072 | -672 | 0 | 0 | -7 | 824 | 0 | 0 | 1539 | 53 | 191 | 4163 | 3288 | 1244 | 0 | 1350 | 0 | 213 | 1106 | 0 | 631 | 1200 | 0 | 465 | 0 | 0 | 0 | 0 | 0 | 0 | 0 | 0 | 0
2040-04-07 | 2 | 23.36 | -14000 | -1124 | -582 | 0 | 0 | -360 | 528 | 0 | 0 | 1539 | 53 | 191 | 4135 | 3288 | 1275 | 0 | 1469 | 0 | 203 | 1100 | 0 | 620 | 1200 | 0 | 465 | 0 | 0 | 0 | 0 | 0 | 0 | 0 | 0 | 0
2040-04-07 | 3 | 23.36 | -13764 | -1182 | -527 | 0 | 0 | -462 | 528 | 0 | 0 | 1506 | 53 | 191 | 4135 | 3288 | 1315 | 0 | 1407 | 0 | 200 | 1098 | 0 | 548 | 1200 | 0 | 465 | 0 | 0 | 0 | 0 | 0 | 0 | 0 | 0 | 0
2040-04-07 | 4 | 23.36 | -13704 | -1240 | -472 | 0 | 0 | -245 | 528 | 0 | 0 | 1506 | 53 | 197 | 4135 | 3288 | 1289 | 0 | 1403 | 0 | 200 | 1103 | 0 | 294 | 1200 | 0 | 465 | 0 | 0 | 0 | 0 | 0 | 0 | 0 | 0 | 0
2040-04-07 | 5 | 23.36 | -13852 | -1297 | -472 | 0 | 0 | -167 | 528 | 0 | 0 | 1506 | 53 | 206 | 4135 | 3288 | 1388 | 0 | 1429 | 0 | 209 | 1098 | 0 | 284 | 1200 | 0 | 465 | 0 | 0 | 0 | 0 | 0 | 0 | 0 | 0 | 0
2040-04-07 | 6 | 28.61 | -14316 | -1480 | -491 | 0 | 0 | 0 | 682 | 0 | 0 | 1539 | 53 | 341 | 4389 | 3288 | 1376 | 0 | 1356 | 0 | 217 | 1106 | 0 | 276 | 1200 | 0 | 465 | 0 | 0 | 0 | 0 | 0 | 0 | 0 | 0 | 0
2040-04-07 | 7 | 31.57 | -14988 | -1480 | -545 | 0 | 0 | 568 | 1162 | 0 | 0 | 1577 | 53 | 341 | 4630 | 3288 | 1133 | 0 | 913 | 99 | 217 | 1112 | 0 | 256 | 1200 | 0 | 465 | 0 | 0 | 0 | 0 | 0 | 0 | 0 | 0 | 0
2040-04-07 | 8 | 31.57 | -15920 | -1417 | -636 | 0 | 0 | 350 | 1828 | 0 | 0 | 1572 | 53 | 341 | 4505 | 3288 | 766 | 0 | 812 | 1209 | 219 | 1100 | 0 | 265 | 1200 | 0 | 465 | 0 | 0 | 0 | 0 | 0 | 0 | 0 | 0 | 0
2040-04-07 | 9 | 23.29 | -16909 | -1182 | -763 | 0 | 0 | -290 | 2536 | 0 | 0 | 1453 | 53 | 192 | 3765 | 3288 | 444 | 0 | 794 | 3344 | 219 | 1104 | 0 | 287 | 1200 | 0 | 465 | 0 | 0 | 0 | 0 | 0 | 0 | 0 | 0 | 0
2040-04-07 | 10 | 23.29 | -17652 | -915 | -909 | 0 | 0 | -1048 | 3070 | 0 | 0 | 1130 | 53 | 177 | 2292 | 3288 | 241 | 0 | 801 | 6186 | 219 | 1107 | 0 | 295 | 1200 | 0 | 465 | 0 | 0 | 0 | 0 | 0 | 0 | 0 | 0 | 0
2040-04-07 | 11 | 23.29 | -18021 | -727 | -818 | 0 | 0 | -1394 | 3334 | 0 | 0 | 750 | 53 | 171 | 668 | 3288 | 120 | 0 | 1219 | 8075 | 219 | 1107 | 0 | 290 | 1200 | 0 | 465 | 0 | 0 | 0 | 0 | 0 | 0 | 0 | 0 | 0
2040-04-07 | 12 | 21.49 | -18053 | -643 | -909 | 0 | -1533 | -1859 | 3361 | 0 | 0 | 736 | 53 | 160 | 636 | 3288 | 51 | 0 | 1414 | 10012 | 219 | 1106 | 0 | 297 | 1200 | 0 | 465 | 0 | 0 | 0 | 0 | 0 | 0 | 0 | 0 | 0
2040-04-07 | 13 | 21.49 | -18057 | -497 | -981 | 0 | -1112 | -1859 | 3361 | 0 | 0 | 736 | 53 | 160 | 180 | 3288 | 17 | 0 | 1469 | 9958 | 218 | 1106 | 0 | 297 | 1200 | 0 | 465 | 0 | 0 | 0 | 0 | 0 | 0 | 0 | 0 | 0
2040-04-07 | 14 | 21.49 | -17764 | -429 | -1018 | 0 | -1308 | -1859 | 3149 | 0 | 0 | 727 | 53 | 160 | 180 | 3288 | 2 | 0 | 1464 | 10070 | 217 | 1109 | 0 | 294 | 1200 | 0 | 465 | 0 | 0 | 0 | 0 | 0 | 0 | 0 | 0 | 0
2040-04-07 | 15 | 21.49 | -17464 | -366 | -1054 | 0 | -754 | -1859 | 2938 | 0 | 0 | 736 | 53 | 166 | 0 | 3288 | 7 | 0 | 1442 | 9593 | 218 | 1112 | 0 | 280 | 1200 | 0 | 465 | 0 | 0 | 0 | 0 | 0 | 0 | 0 | 0 | 0
2040-04-07 | 16 | 23.29 | -17376 | -366 | -999 | 0 | 0 | -516 | 2874 | 0 | 0 | 877 | 53 | 192 | 0 | 3288 | 29 | 0 | 1338 | 7329 | 218 | 1110 | 0 | 285 | 1200 | 0 | 465 | 0 | 0 | 0 | 0 | 0 | 0 | 0 | 0 | 0
2040-04-07 | 17 | 31.48 | -17643 | -366 | -999 | 0 | 491 | 129 | 3065 | 0 | 0 | 1327 | 53 | 341 | 1497 | 3288 | 88 | 0 | 1347 | 4072 | 218 | 1112 | 0 | 316 | 1200 | 0 | 465 | 0 | 0 | 0 | 0 | 0 | 0 | 0 | 0 | 0
2040-04-07 | 18 | 31.48 | -18221 | -397 | -1018 | 0 | 250 | 904 | 3477 | 0 | 0 | 1539 | 53 | 341 | 2902 | 3288 | 231 | 0 | 1211 | 2091 | 219 | 1110 | 0 | 356 | 1200 | 0 | 465 | 0 | 0 | 0 | 0 | 0 | 0 | 0 | 0 | 0
2040-04-07 | 19 | 31.48 | -18631 | -460 | -1054 | 0 | 1110 | 1549 | 3773 | 0 | 0 | 1577 | 53 | 341 | 3035 | 3288 | 432 | 0 | 994 | 629 | 219 | 1107 | 0 | 374 | 1200 | 0 | 465 | 0 | 0 | 0 | 0 | 0 | 0 | 0 | 0 | 0
2040-04-07 | 20 | 31.48 | -19267 | -565 | -981 | 0 | 1038 | 1549 | 4227 | 0 | 0 | 1577 | 53 | 341 | 3475 | 3288 | 779 | 0 | 1105 | 22 | 219 | 1107 | 0 | 369 | 1200 | 0 | 465 | 0 | 0 | 0 | 0 | 0 | 0 | 0 | 0 | 0
2040-04-07 | 21 | 31.48 | -19014 | -643 | -927 | 0 | 901 | 1273 | 4048 | 0 | 0 | 1577 | 53 | 341 | 3605 | 3288 | 1104 | 0 | 1023 | 0 | 218 | 1106 | 0 | 384 | 1200 | 0 | 465 | 0 | 0 | 0 | 0 | 0 | 0 | 0 | 0 | 0
2040-04-07 | 22 | 31.48 | -17779 | -685 | -836 | 0 | 4 | 1442 | 3160 | 0 | 0 | 1577 | 53 | 341 | 3605 | 3288 | 1247 | 0 | 1198 | 0 | 219 | 1104 | 0 | 398 | 1200 | 0 | 465 | 0 | 0 | 0 | 0 | 0 | 0 | 0 | 0 | 0
2040-04-07 | 23 | 31.48 | -16213 | -727 | -836 | 0 | 104 | 857 | 2040 | 0 | 0 | 1572 | 53 | 341 | 3785 | 3288 | 1388 | 0 | 955 | 0 | 219 | 1106 | 0 | 403 | 1200 | 0 | 465 | 0 | 0 | 0 | 0 | 0 | 0 | 0 | 0 | 0
2040-04-07 | 24 | 31.48 | -14847 | -774 | -763 | 0 | 150 | 202 | 1062 | 0 | 0 | 1539 | 53 | 341 | 4174 | 3288 | 1466 | 0 | 757 | 0 | 218 | 1106 | 0 | 364 | 1200 | 0 | 465 | 0 | 0 | 0 | 0 | 0 | 0 | 0 | 0 | 0
2040-04-08 | 1 | 23.38 | -13986 | -774 | -672 | 0 | 0 | 0 | 528 | 0 | 0 | 1539 | 53 | 233 | 3980 | 3288 | 1488 | 0 | 709 | 0 | 213 | 1106 | 0 | 631 | 1200 | 0 | 465 | 0 | 0 | 0 | 0 | 0 | 0 | 0 | 0 | 0
2040-04-08 | 2 | 17.55 | -13540 | -868 | -582 | 0 | 0 | -20 | 528 | 0 | 0 | 1506 | 53 | 166 | 3665 | 3288 | 1687 | 0 | 528 | 0 | 203 | 1100 | 0 | 620 | 1200 | 0 | 465 | 0 | 0 | 0 | 0 | 0 | 0 | 0 | 0 | 0
2040-04-08 | 3 | 17.55 | -13350 | -868 | -527 | 0 | 0 | -125 | 528 | 0 | 0 | 1453 | 53 | 160 | 3309 | 3288 | 2028 | 0 | 540 | 0 | 200 | 1098 | 0 | 548 | 1200 | 0 | 465 | 0 | 0 | 0 | 0 | 0 | 0 | 0 | 0 | 0
2040-04-08 | 4 | 17.55 | -13400 | -915 | -472 | 0 | 0 | -130 | 528 | 0 | 0 | 1411 | 53 | 160 | 3305 | 3288 | 2321 | 0 | 590 | 0 | 200 | 1103 | 0 | 294 | 1200 | 0 | 465 | 0 | 0 | 0 | 0 | 0 | 0 | 0 | 0 | 0
2040-04-08 | 5 | 17.55 | -13957 | -1015 | -472 | 0 | 0 | 0 | 528 | 0 | 0 | 1453 | 53 | 160 | 3286 | 3288 | 2822 | 0 | 598 | 0 | 209 | 1098 | 0 | 284 | 1200 | 0 | 465 | 0 | 0 | 0 | 0 | 0 | 0 | 0 | 0 | 0
2040-04-08 | 6 | 23.72 | -15460 | -1015 | -491 | 0 | 0 | 107 | 528 | 0 | 0 | 1492 | 53 | 212 | 3609 | 3288 | 3732 | 0 | 680 | 0 | 217 | 1106 | 0 | 276 | 1200 | 0 | 465 | 0 | 0 | 0 | 0 | 0 | 0 | 0 | 0 | 0
2040-04-08 | 7 | 23.72 | -18020 | -1072 | -545 | 0 | 0 | 96 | 1807 | 0 | 0 | 1492 | 53 | 212 | 3609 | 3288 | 5091 | 0 | 695 | 44 | 217 | 1112 | 0 | 256 | 1200 | 0 | 465 | 0 | 0 | 0 | 0 | 0 | 0 | 0 | 0 | 0
2040-04-08 | 8 | 17.3 | -19787 | -1124 | -636 | 0 | 0 | -38 | 2922 | 0 | 0 | 1367 | 53 | 160 | 2674 | 3288 | 6505 | 0 | 743 | 625 | 219 | 1100 | 0 | 265 | 1200 | 0 | 465 | 0 | 0 | 0 | 0 | 0 | 0 | 0 | 0 | 0
2040-04-08 | 9 | 19.46 | -20529 | -1182 | -763 | 0 | 0 | 0 | 3387 | 0 | 0 | 1130 | 53 | 160 | 1215 | 3288 | 7078 | 0 | 840 | 2049 | 219 | 1104 | 0 | 287 | 1200 | 0 | 465 | 0 | 0 | 0 | 0 | 0 | 0 | 0 | 0 | 0
2040-04-08 | 10 | 17.3 | -20976 | -1240 | -909 | 0 | 0 | -189 | 3672 | 0 | 0 | 1044 | 53 | 160 | 280 | 3288 | 7175 | 0 | 905 | 3452 | 219 | 1107 | 0 | 295 | 1200 | 0 | 465 | 0 | 0 | 0 | 0 | 0 | 0 | 0 | 0 | 0
2040-04-08 | 11 | 17.3 | -21368 | -1240 | -818 | 0 | 0 | -846 | 3921 | 0 | 0 | 838 | 53 | 160 | 280 | 3288 | 7218 | 0 | 941 | 4293 | 219 | 1107 | 0 | 290 | 1200 | 0 | 465 | 0 | 0 | 0 | 0 | 0 | 0 | 0 | 0 | 0
2040-04-08 | 12 | 17.3 | -21514 | -1240 | -909 | 0 | 0 | -1282 | 4011 | 0 | 0 | 750 | 53 | 160 | 180 | 3288 | 7226 | 0 | 1056 | 4935 | 219 | 1106 | 0 | 297 | 1200 | 0 | 465 | 0 | 0 | 0 | 0 | 0 | 0 | 0 | 0 | 0
2040-04-08 | 13 | 14.53 | -21426 | -1297 | -981 | 0 | -963 | -1859 | 3958 | 0 | 0 | 727 | 53 | 160 | 0 | 3288 | 7242 | 0 | 1030 | 6784 | 218 | 1106 | 0 | 297 | 1200 | 0 | 465 | 0 | 0 | 0 | 0 | 0 | 0 | 0 | 0 | 0
2040-04-08 | 14 | 14.53 | -21332 | -1297 | -1018 | 0 | -1359 | -1859 | 3894 | 0 | 0 | 727 | 53 | 160 | 0 | 3288 | 7252 | 0 | 973 | 7233 | 217 | 1109 | 0 | 294 | 1200 | 0 | 465 | 0 | 0 | 0 | 0 | 0 | 0 | 0 | 0 | 0
2040-04-08 | 15 | 14.53 | -21077 | -1297 | -1054 | 0 | -679 | -1859 | 3736 | 0 | 0 | 736 | 53 | 160 | 0 | 3288 | 7209 | 0 | 1064 | 6446 | 218 | 1112 | 0 | 280 | 1200 | 0 | 465 | 0 | 0 | 0 | 0 | 0 | 0 | 0 | 0 | 0
2040-04-08 | 16 | 17.3 | -20938 | -1297 | -999 | 0 | 0 | -1205 | 3646 | 0 | 0 | 750 | 53 | 160 | 0 | 3288 | 7207 | 0 | 1180 | 4879 | 218 | 1110 | 0 | 285 | 1200 | 0 | 465 | 0 | 0 | 0 | 0 | 0 | 0 | 0 | 0 | 0
2040-04-08 | 17 | 23.29 | -21194 | -1355 | -999 | 0 | 0 | 0 | 3810 | 0 | 0 | 1062 | 53 | 171 | 597 | 3288 | 7182 | 0 | 955 | 3120 | 218 | 1112 | 0 | 316 | 1200 | 0 | 465 | 0 | 0 | 0 | 0 | 0 | 0 | 0 | 0 | 0
2040-04-08 | 18 | 23.38 | -21599 | -1355 | -1018 | 0 | 129 | 1 | 4063 | 0 | 0 | 1229 | 53 | 212 | 1696 | 3288 | 7144 | 0 | 979 | 1828 | 219 | 1110 | 0 | 356 | 1200 | 0 | 465 | 0 | 0 | 0 | 0 | 0 | 0 | 0 | 0 | 0
2040-04-08 | 19 | 23.38 | -21687 | -1417 | -1054 | 0 | 157 | 1465 | 4122 | 0 | 0 | 1453 | 53 | 212 | 1696 | 3288 | 7054 | 0 | 824 | 470 | 219 | 1107 | 0 | 374 | 1200 | 0 | 465 | 0 | 0 | 0 | 0 | 0 | 0 | 0 | 0 | 0
2040-04-08 | 20 | 23.38 | -21856 | -1417 | -981 | 0 | 623 | 1432 | 4227 | 0 | 0 | 1506 | 53 | 212 | 1696 | 3288 | 7018 | 0 | 818 | 21 | 219 | 1107 | 0 | 369 | 1200 | 0 | 465 | 0 | 0 | 0 | 0 | 0 | 0 | 0 | 0 | 0
2040-04-08 | 21 | 23.38 | -21285 | -1480 | -927 | 0 | 839 | 1273 | 3868 | 0 | 0 | 1506 | 53 | 212 | 1696 | 3288 | 6931 | 0 | 654 | 0 | 218 | 1106 | 0 | 384 | 1200 | 0 | 465 | 0 | 0 | 0 | 0 | 0 | 0 | 0 | 0 | 0
2040-04-08 | 22 | 23.38 | -19887 | -1548 | -836 | 0 | 259 | 1273 | 2985 | 0 | 0 | 1453 | 53 | 212 | 1696 | 3288 | 7065 | 0 | 601 | 0 | 219 | 1104 | 0 | 398 | 1200 | 0 | 465 | 0 | 0 | 0 | 0 | 0 | 0 | 0 | 0 | 0
2040-04-08 | 23 | 23.38 | -18108 | -1548 | -836 | 0 | 254 | 1009 | 1860 | 0 | 0 | 1411 | 53 | 212 | 1696 | 3288 | 6753 | 0 | 564 | 0 | 219 | 1106 | 0 | 403 | 1200 | 0 | 465 | 0 | 0 | 0 | 0 | 0 | 0 | 0 | 0 | 0
2040-04-08 | 24 | 23.38 | -16549 | -1611 | -763 | 0 | 319 | 310 | 877 | 0 | 0 | 1453 | 53 | 212 | 2538 | 3288 | 5974 | 0 | 547 | 0 | 218 | 1106 | 0 | 364 | 1200 | 0 | 465 | 0 | 0 | 0 | 0 | 0 | 0 | 0 | 0 | 0
2040-04-09 | 1 | 31.6 | -15602 | -1611 | -509 | 0 | -75 | -1549 | 528 | 0 | 0 | 1453 | 53 | 319 | 4503 | 3288 | 5081 | 0 | 506 | 0 | 213 | 1106 | 0 | 631 | 1200 | 0 | 465 | 0 | 0 | 0 | 0 | 0 | 0 | 0 | 0 | 0
2040-04-09 | 2 | 31.99 | -15083 | -1611 | -454 | 0 | 0 | -399 | 528 | 0 | 0 | 1539 | 53 | 335 | 4581 | 3288 | 3177 | 0 | 458 | 0 | 203 | 1100 | 0 | 620 | 1200 | 0 | 465 | 0 | 0 | 0 | 0 | 0 | 0 | 0 | 0 | 0
2040-04-09 | 3 | 34.21 | -14872 | -1679 | -400 | 0 | 0 | 0 | 528 | 0 | 0 | 1577 | 53 | 341 | 5231 | 3288 | 2031 | 0 | 392 | 0 | 200 | 1098 | 0 | 548 | 1200 | 0 | 465 | 0 | 0 | 0 | 0 | 0 | 0 | 0 | 0 | 0
2040-04-09 | 4 | 36.9 | -14884 | -1679 | -382 | 0 | 0 | 0 | 528 | 0 | 0 | 1577 | 53 | 341 | 5980 | 3288 | 1535 | 0 | 381 | 0 | 200 | 1103 | 0 | 294 | 1200 | 0 | 465 | 0 | 0 | 0 | 0 | 0 | 0 | 0 | 0 | 0
2040-04-09 | 5 | 37.71 | -15410 | -1752 | -363 | 0 | 0 | 0 | 528 | 0 | 0 | 1597 | 53 | 341 | 6426 | 3288 | 1668 | 0 | 369 | 0 | 209 | 1098 | 0 | 284 | 1200 | 0 | 465 | 0 | 0 | 0 | 0 | 0 | 0 | 0 | 0 | 0
2040-04-09 | 6 | 39.2 | -16933 | -1752 | -382 | 0 | 0 | 0 | 967 | 0 | 0 | 1598 | 53 | 341 | 7342 | 3288 | 1847 | 0 | 367 | 0 | 217 | 1106 | 0 | 276 | 1200 | 0 | 465 | 0 | 0 | 0 | 0 | 0 | 0 | 0 | 0 | 0
2040-04-09 | 7 | 40.59 | -19462 | -1752 | -491 | 0 | 0 | 0 | 2542 | 0 | 0 | 1598 | 53 | 341 | 8279 | 3288 | 1850 | 0 | 397 | 108 | 217 | 1112 | 0 | 256 | 1200 | 0 | 465 | 0 | 0 | 0 | 0 | 0 | 0 | 0 | 0 | 0
2040-04-09 | 8 | 39.27 | -20982 | -1752 | -600 | 0 | 0 | 0 | 3487 | 0 | 0 | 1598 | 53 | 341 | 7454 | 3288 | 2114 | 0 | 440 | 1310 | 219 | 1100 | 0 | 265 | 1200 | 0 | 465 | 0 | 0 | 0 | 0 | 0 | 0 | 0 | 0 | 0
2040-04-09 | 9 | 31.99 | -21437 | -1752 | -727 | 0 | 0 | -51 | 3773 | 0 | 0 | 1572 | 53 | 341 | 5026 | 3288 | 2467 | 0 | 526 | 3646 | 219 | 1104 | 0 | 287 | 1200 | 0 | 465 | 0 | 0 | 0 | 0 | 0 | 0 | 0 | 0 | 0
2040-04-09 | 10 | 31.99 | -21622 | -1679 | -854 | 0 | 0 | -960 | 3889 | 0 | 0 | 1539 | 53 | 341 | 4861 | 3288 | 2413 | 0 | 577 | 4869 | 219 | 1107 | 0 | 295 | 1200 | 0 | 465 | 0 | 0 | 0 | 0 | 0 | 0 | 0 | 0 | 0
2040-04-09 | 11 | 35.98 | -21702 | -1679 | -818 | 0 | 0 | 0 | 3937 | 0 | 0 | 1577 | 53 | 341 | 5650 | 3288 | 2642 | 0 | 566 | 2865 | 219 | 1107 | 0 | 290 | 1200 | 0 | 465 | 0 | 0 | 0 | 0 | 0 | 0 | 0 | 0 | 0
2040-04-09 | 12 | 31.99 | -21667 | -1611 | -709 | 0 | 0 | -253 | 3915 | 0 | 0 | 1539 | 53 | 341 | 4618 | 3288 | 2614 | 0 | 737 | 3847 | 219 | 1106 | 0 | 297 | 1200 | 0 | 465 | 0 | 0 | 0 | 0 | 0 | 0 | 0 | 0 | 0
2040-04-09 | 13 | 31.99 | -21513 | -1548 | -927 | 0 | 0 | -752 | 3820 | 0 | 0 | 1506 | 53 | 341 | 4563 | 3288 | 2344 | 0 | 826 | 4712 | 218 | 1106 | 0 | 297 | 1200 | 0 | 465 | 0 | 0 | 0 | 0 | 0 | 0 | 0 | 0 | 0
2040-04-09 | 14 | 34.21 | -21426 | -1480 | -909 | 0 | 0 | 0 | 3767 | 0 | 0 | 1572 | 53 | 341 | 4785 | 3288 | 2207 | 0 | 556 | 3961 | 217 | 1109 | 0 | 294 | 1200 | 0 | 465 | 0 | 0 | 0 | 0 | 0 | 0 | 0 | 0 | 0
2040-04-09 | 15 | 37.72 | -21188 | -1417 | -818 | 0 | 0 | 0 | 3620 | 0 | 0 | 1577 | 53 | 341 | 5585 | 3288 | 1516 | 0 | 544 | 3626 | 218 | 1112 | 0 | 280 | 1200 | 0 | 465 | 0 | 0 | 0 | 0 | 0 | 0 | 0 | 0 | 0
2040-04-09 | 16 | 40.15 | -21069 | -1355 | -1072 | 0 | 0 | 0 | 3546 | 0 | 0 | 1598 | 53 | 341 | 6816 | 3288 | 976 | 0 | 688 | 2912 | 218 | 1110 | 0 | 285 | 1200 | 0 | 465 | 0 | 0 | 0 | 0 | 0 | 0 | 0 | 0 | 0
2040-04-09 | 17 | 42.69 | -21343 | -1355 | -1381 | 0 | 0 | 0 | 3715 | 0 | 0 | 1598 | 53 | 341 | 8210 | 3288 | 758 | 0 | 635 | 2171 | 218 | 1112 | 0 | 316 | 1200 | 0 | 465 | 0 | 0 | 0 | 0 | 0 | 0 | 0 | 0 | 0
2040-04-09 | 18 | 43.23 | -21919 | -1297 | -1654 | 0 | 0 | 1065 | 4074 | 0 | 0 | 1598 | 53 | 341 | 8997 | 3288 | 525 | 0 | 578 | 1001 | 219 | 1110 | 0 | 356 | 1200 | 0 | 465 | 0 | 0 | 0 | 0 | 0 | 0 | 0 | 0 | 0
2040-04-09 | 19 | 43.23 | -22121 | -1417 | -1581 | 0 | 0 | 1019 | 4201 | 0 | 0 | 1598 | 53 | 341 | 9942 | 3288 | 425 | 0 | 568 | 319 | 219 | 1107 | 0 | 374 | 1200 | 0 | 465 | 0 | 0 | 0 | 0 | 0 | 0 | 0 | 0 | 0
2040-04-09 | 20 | 43.23 | -22166 | -1480 | -1109 | 0 | 0 | 558 | 4227 | 0 | 0 | 1598 | 53 | 341 | 10450 | 3288 | 221 | 0 | 636 | 22 | 219 | 1107 | 0 | 369 | 1200 | 0 | 465 | 0 | 0 | 0 | 0 | 0 | 0 | 0 | 0 | 0
2040-04-09 | 21 | 43.23 | -21615 | -1480 | -1018 | 0 | 65 | 290 | 3884 | 0 | 0 | 1598 | 53 | 341 | 10450 | 3288 | 143 | 0 | 629 | 0 | 218 | 1106 | 0 | 384 | 1200 | 0 | 465 | 0 | 0 | 0 | 0 | 0 | 0 | 0 | 0 | 0
2040-04-09 | 22 | 42.41 | -20294 | -1480 | -854 | 0 | 0 | 0 | 3059 | 0 | 0 | 1598 | 53 | 341 | 10059 | 3288 | 237 | 0 | 607 | 0 | 219 | 1104 | 0 | 398 | 1200 | 0 | 465 | 0 | 0 | 0 | 0 | 0 | 0 | 0 | 0 | 0
2040-04-09 | 23 | 40.97 | -18436 | -1480 | -709 | 0 | 0 | 0 | 1908 | 0 | 0 | 1598 | 53 | 341 | 9167 | 3288 | 297 | 0 | 581 | 0 | 219 | 1106 | 0 | 403 | 1200 | 0 | 465 | 0 | 0 | 0 | 0 | 0 | 0 | 0 | 0 | 0
2040-04-09 | 24 | 40.27 | -16883 | -1480 | -582 | 0 | 0 | 0 | 941 | 0 | 0 | 1598 | 53 | 341 | 8321 | 3288 | 487 | 0 | 564 | 0 | 218 | 1106 | 0 | 364 | 1200 | 0 | 465 | 0 | 0 | 0 | 0 | 0 | 0 | 0 | 0 | 0
2040-04-10 | 1 | 38.75 | -15886 | -1480 | -509 | 0 | 0 | 0 | 581 | 0 | 0 | 1598 | 53 | 341 | 7276 | 3288 | 543 | 0 | 580 | 0 | 213 | 1106 | 0 | 631 | 1200 | 0 | 465 | 0 | 0 | 0 | 0 | 0 | 0 | 0 | 0 | 0
2040-04-10 | 2 | 37.9 | -15376 | -1480 | -454 | 0 | 0 | 0 | 528 | 0 | 0 | 1598 | 53 | 341 | 6583 | 3288 | 796 | 0 | 535 | 0 | 203 | 1100 | 0 | 620 | 1200 | 0 | 465 | 0 | 0 | 0 | 0 | 0 | 0 | 0 | 0 | 0
2040-04-10 | 3 | 36.08 | -15144 | -1548 | -400 | 0 | 0 | 0 | 528 | 0 | 0 | 1577 | 53 | 341 | 5824 | 3288 | 1436 | 0 | 534 | 0 | 200 | 1098 | 0 | 548 | 1200 | 0 | 465 | 0 | 0 | 0 | 0 | 0 | 0 | 0 | 0 | 0
2040-04-10 | 4 | 35.37 | -15153 | -1548 | -382 | 0 | 0 | 0 | 528 | 0 | 0 | 1577 | 53 | 341 | 5069 | 3288 | 2483 | 0 | 483 | 0 | 200 | 1103 | 0 | 294 | 1200 | 0 | 465 | 0 | 0 | 0 | 0 | 0 | 0 | 0 | 0 | 0
2040-04-10 | 5 | 29.6 | -15688 | -1548 | -363 | 0 | 0 | 0 | 528 | 0 | 0 | 1539 | 53 | 341 | 4588 | 3288 | 3571 | 0 | 436 | 0 | 209 | 1098 | 0 | 284 | 1200 | 0 | 465 | 0 | 0 | 0 | 0 | 0 | 0 | 0 | 0 | 0
2040-04-10 | 6 | 27.12 | -17180 | -1548 | -382 | 0 | 0 | 0 | 1411 | 0 | 0 | 1539 | 53 | 341 | 4446 | 3288 | 4342 | 0 | 427 | 0 | 217 | 1106 | 0 | 276 | 1200 | 0 | 465 | 0 | 0 | 0 | 0 | 0 | 0 | 0 | 0 | 0
2040-04-10 | 7 | 32.43 | -19575 | -1548 | -491 | 0 | 0 | 0 | 2943 | 0 | 0 | 1572 | 53 | 341 | 4826 | 3288 | 4791 | 0 | 426 | 125 | 217 | 1112 | 0 | 256 | 1200 | 0 | 465 | 0 | 0 | 0 | 0 | 0 | 0 | 0 | 0 | 0
2040-04-10 | 8 | 27.02 | -20879 | -1548 | -600 | 0 | -106 | 0 | 3773 | 0 | 0 | 1506 | 53 | 341 | 3932 | 3288 | 5345 | 0 | 414 | 1233 | 219 | 1100 | 0 | 265 | 1200 | 0 | 465 | 0 | 0 | 0 | 0 | 0 | 0 | 0 | 0 | 0
2040-04-10 | 9 | 27.02 | -21091 | -1480 | -727 | 0 | -103 | -296 | 3910 | 0 | 0 | 1411 | 53 | 341 | 2953 | 3288 | 4911 | 0 | 421 | 3135 | 219 | 1104 | 0 | 287 | 1200 | 0 | 465 | 0 | 0 | 0 | 0 | 0 | 0 | 0 | 0 | 0
2040-04-10 | 10 | 27.02 | -21233 | -1417 | -854 | 0 | -284 | -395 | 4000 | 0 | 0 | 1130 | 53 | 341 | 1662 | 3288 | 4872 | 0 | 497 | 5055 | 219 | 1107 | 0 | 295 | 1200 | 0 | 465 | 0 | 0 | 0 | 0 | 0 | 0 | 0 | 0 | 0
2040-04-10 | 11 | 27.02 | -21370 | -1355 | -818 | 0 | -150 | -988 | 4090 | 0 | 0 | 1044 | 53 | 341 | 977 | 3288 | 4620 | 0 | 558 | 6429 | 219 | 1107 | 0 | 290 | 1200 | 0 | 465 | 0 | 0 | 0 | 0 | 0 | 0 | 0 | 0 | 0
2040-04-10 | 12 | 27.02 | -21212 | -1297 | -709 | 0 | 0 | -1666 | 3989 | 0 | 0 | 877 | 53 | 341 | 977 | 3288 | 4292 | 0 | 605 | 7175 | 219 | 1106 | 0 | 297 | 1200 | 0 | 465 | 0 | 0 | 0 | 0 | 0 | 0 | 0 | 0 | 0
2040-04-10 | 13 | 27.02 | -20980 | -1297 | -927 | 0 | 0 | -1532 | 3841 | 0 | 0 | 877 | 53 | 341 | 977 | 3288 | 3673 | 0 | 757 | 7643 | 218 | 1106 | 0 | 297 | 1200 | 0 | 465 | 0 | 0 | 0 | 0 | 0 | 0 | 0 | 0 | 0
2040-04-10 | 14 | 27.02 | -20856 | -1240 | -909 | 0 | 0 | -1819 | 3762 | 0 | 0 | 750 | 53 | 341 | 977 | 3288 | 3396 | 0 | 835 | 8137 | 217 | 1109 | 0 | 294 | 1200 | 0 | 465 | 0 | 0 | 0 | 0 | 0 | 0 | 0 | 0 | 0
2040-04-10 | 15 | 27.02 | -20539 | -1124 | -818 | 0 | 0 | -1733 | 3556 | 0 | 0 | 838 | 53 | 341 | 977 | 3288 | 2650 | 0 | 894 | 8341 | 218 | 1112 | 0 | 280 | 1200 | 0 | 465 | 0 | 0 | 0 | 0 | 0 | 0 | 0 | 0 | 0
2040-04-10 | 16 | 27.02 | -20300 | -1124 | -1072 | 0 | 0 | -694 | 3403 | 0 | 0 | 1062 | 53 | 341 | 977 | 3288 | 2200 | 0 | 982 | 7606 | 218 | 1110 | 0 | 285 | 1200 | 0 | 465 | 0 | 0 | 0 | 0 | 0 | 0 | 0 | 0 | 0
2040-04-10 | 17 | 33.53 | -20415 | -1072 | -1381 | 0 | 0 | 0 | 3477 | 0 | 0 | 1390 | 53 | 341 | 2458 | 3288 | 2008 | 0 | 1161 | 5382 | 218 | 1112 | 0 | 316 | 1200 | 0 | 465 | 0 | 0 | 0 | 0 | 0 | 0 | 0 | 0 | 0
2040-04-10 | 18 | 36.51 | -20796 | -1072 | -1654 | 0 | 0 | 146 | 3720 | 0 | 0 | 1577 | 53 | 341 | 5432 | 3288 | 1671 | 0 | 1209 | 2735 | 219 | 1110 | 0 | 356 | 1200 | 0 | 465 | 0 | 0 | 0 | 0 | 0 | 0 | 0 | 0 | 0
2040-04-10 | 19 | 37.9 | -21045 | -1182 | -1581 | 0 | 121 | 1859 | 3878 | 0 | 0 | 1598 | 53 | 341 | 6043 | 3288 | 1004 | 0 | 1335 | 923 | 219 | 1107 | 0 | 374 | 1200 | 0 | 465 | 0 | 0 | 0 | 0 | 0 | 0 | 0 | 0 | 0
2040-04-10 | 20 | 37.9 | -21587 | -1240 | -1109 | 0 | 432 | 1859 | 4227 | 0 | 0 | 1598 | 53 | 341 | 6637 | 3288 | 708 | 0 | 1371 | 61 | 219 | 1107 | 0 | 369 | 1200 | 0 | 465 | 0 | 0 | 0 | 0 | 0 | 0 | 0 | 0 | 0
2040-04-10 | 21 | 37.84 | -21538 | -1355 | -1018 | 0 | 0 | 1859 | 4195 | 0 | 0 | 1598 | 53 | 341 | 6536 | 3288 | 1243 | 0 | 1424 | 0 | 218 | 1106 | 0 | 384 | 1200 | 0 | 465 | 0 | 0 | 0 | 0 | 0 | 0 | 0 | 0 | 0
2040-04-10 | 22 | 36.51 | -20349 | -1480 | -854 | 0 | 0 | 1028 | 3435 | 0 | 0 | 1598 | 53 | 341 | 6037 | 3288 | 2013 | 0 | 1505 | 0 | 219 | 1104 | 0 | 398 | 1200 | 0 | 465 | 0 | 0 | 0 | 0 | 0 | 0 | 0 | 0 | 0
2040-04-10 | 23 | 35.37 | -18603 | -1611 | -709 | 0 | 0 | 0 | 2320 | 0 | 0 | 1577 | 53 | 341 | 5651 | 3288 | 2671 | 0 | 1630 | 0 | 219 | 1106 | 0 | 403 | 1200 | 0 | 465 | 0 | 0 | 0 | 0 | 0 | 0 | 0 | 0 | 0
2040-04-10 | 24 | 23.29 | -17102 | -1679 | -582 | 0 | 0 | 0 | 1358 | 0 | 0 | 1539 | 53 | 192 | 4098 | 3288 | 3713 | 0 | 1769 | 0 | 218 | 1106 | 0 | 364 | 1200 | 0 | 465 | 0 | 0 | 0 | 0 | 0 | 0 | 0 | 0 | 0
2040-04-11 | 1 | 28.77 | -16203 | -1820 | -509 | 0 | 0 | -1725 | 967 | 0 | 0 | 1411 | 53 | 341 | 4389 | 3288 | 4436 | 0 | 1757 | 0 | 213 | 1106 | 0 | 631 | 1200 | 0 | 465 | 0 | 0 | 0 | 0 | 0 | 0 | 0 | 0 | 0
2040-04-11 | 2 | 28.77 | -15740 | -1820 | -454 | 0 | 0 | -1437 | 666 | 0 | 0 | 1411 | 53 | 341 | 3860 | 3288 | 4473 | 0 | 1772 | 0 | 203 | 1100 | 0 | 620 | 1200 | 0 | 465 | 0 | 0 | 0 | 0 | 0 | 0 | 0 | 0 | 0
2040-04-11 | 3 | 28.77 | -15573 | -1893 | -400 | 0 | 0 | -691 | 555 | 0 | 0 | 1453 | 53 | 341 | 3860 | 3288 | 3771 | 0 | 1725 | 0 | 200 | 1098 | 0 | 548 | 1200 | 0 | 465 | 0 | 0 | 0 | 0 | 0 | 0 | 0 | 0 | 0
2040-04-11 | 4 | 28.77 | -15642 | -1893 | -382 | 0 | 0 | -244 | 602 | 0 | 0 | 1492 | 53 | 341 | 3856 | 3288 | 3472 | 0 | 1795 | 0 | 200 | 1103 | 0 | 294 | 1200 | 0 | 465 | 0 | 0 | 0 | 0 | 0 | 0 | 0 | 0 | 0
2040-04-11 | 5 | 32.43 | -16218 | -1893 | -363 | 0 | 0 | 0 | 978 | 0 | 0 | 1539 | 53 | 341 | 4075 | 3288 | 3106 | 0 | 1840 | 0 | 209 | 1098 | 0 | 284 | 1200 | 0 | 465 | 0 | 0 | 0 | 0 | 0 | 0 | 0 | 0 | 0
2040-04-11 | 6 | 35.98 | -17745 | -1966 | -382 | 0 | 0 | 0 | 1966 | 0 | 0 | 1572 | 53 | 341 | 4994 | 3288 | 2764 | 0 | 1852 | 0 | 217 | 1106 | 0 | 276 | 1200 | 0 | 465 | 0 | 0 | 0 | 0 | 0 | 0 | 0 | 0 | 0
2040-04-11 | 7 | 38.88 | -20127 | -1966 | -491 | 0 | 0 | 684 | 3519 | 0 | 0 | 1597 | 53 | 341 | 5675 | 3288 | 2183 | 0 | 1814 | 181 | 217 | 1112 | 0 | 256 | 1200 | 0 | 465 | 0 | 0 | 0 | 0 | 0 | 0 | 0 | 0 | 0
2040-04-11 | 8 | 37.72 | -21218 | -1893 | -600 | 0 | 0 | 0 | 4227 | 0 | 0 | 1577 | 53 | 341 | 5669 | 3288 | 1726 | 0 | 1802 | 1780 | 219 | 1100 | 0 | 265 | 1200 | 0 | 465 | 0 | 0 | 0 | 0 | 0 | 0 | 0 | 0 | 0
2040-04-11 | 9 | 28.77 | -21126 | -1679 | -727 | 0 | 0 | -1165 | 4169 | 0 | 0 | 1411 | 53 | 341 | 4082 | 3288 | 1633 | 0 | 1694 | 4751 | 219 | 1104 | 0 | 287 | 1200 | 0 | 465 | 0 | 0 | 0 | 0 | 0 | 0 | 0 | 0 | 0
2040-04-11 | 10 | 28.13 | -21047 | -1480 | -854 | 0 | -799 | -1859 | 4116 | 0 | 0 | 980 | 53 | 341 | 2426 | 3288 | 1421 | 0 | 1649 | 8479 | 219 | 1107 | 0 | 295 | 1200 | 0 | 465 | 0 | 0 | 0 | 0 | 0 | 0 | 0 | 0 | 0
2040-04-11 | 11 | 28.13 | -21111 | -1355 | -818 | 0 | -1557 | -1859 | 4159 | 0 | 0 | 750 | 53 | 341 | 1181 | 3288 | 1137 | 0 | 1626 | 10884 | 219 | 1107 | 0 | 290 | 1200 | 0 | 465 | 0 | 0 | 0 | 0 | 0 | 0 | 0 | 0 | 0
2040-04-11 | 12 | 24.21 | -21071 | -1240 | -709 | -908 | -2000 | -1859 | 4132 | 0 | 0 | 727 | 53 | 310 | 473 | 3288 | 861 | 0 | 1521 | 13134 | 219 | 1106 | 0 | 297 | 1200 | 0 | 465 | 0 | 0 | 0 | 0 | 0 | 0 | 0 | 0 | 0
2040-04-11 | 13 | 25.34 | -20774 | -1072 | -927 | -62 | -2000 | -1859 | 3937 | 0 | 0 | 727 | 53 | 341 | 473 | 3288 | 647 | 0 | 1322 | 12621 | 218 | 1106 | 0 | 297 | 1200 | 0 | 465 | 0 | 0 | 0 | 0 | 0 | 0 | 0 | 0 | 0
2040-04-11 | 14 | 28.13 | -20527 | -968 | -909 | 0 | -1721 | -1859 | 3778 | 0 | 0 | 727 | 53 | 341 | 447 | 3288 | 446 | 0 | 1061 | 12558 | 217 | 1109 | 0 | 294 | 1200 | 0 | 465 | 0 | 0 | 0 | 0 | 0 | 0 | 0 | 0 | 0
2040-04-11 | 15 | 28.77 | -20127 | -968 | -818 | 0 | 0 | -1394 | 3519 | 0 | 0 | 750 | 53 | 341 | 522 | 3288 | 256 | 0 | 742 | 10561 | 218 | 1112 | 0 | 280 | 1200 | 0 | 465 | 0 | 0 | 0 | 0 | 0 | 0 | 0 | 0 | 0
2040-04-11 | 16 | 39.2 | -19892 | -868 | -1072 | 0 | 0 | 195 | 3366 | 0 | 0 | 1367 | 53 | 341 | 2261 | 3288 | 143 | 0 | 665 | 6877 | 218 | 1110 | 0 | 285 | 1200 | 0 | 465 | 0 | 0 | 0 | 0 | 0 | 0 | 0 | 0 | 0
2040-04-11 | 17 | 39.2 | -19958 | -915 | -1381 | 0 | 0 | 833 | 3408 | 0 | 0 | 1577 | 53 | 341 | 4961 | 3288 | 108 | 0 | 550 | 3824 | 218 | 1112 | 0 | 316 | 1200 | 0 | 465 | 0 | 0 | 0 | 0 | 0 | 0 | 0 | 0 | 0
2040-04-11 | 18 | 39.2 | -20360 | -915 | -1654 | 1 | 1039 | 1609 | 3667 | 0 | 0 | 1598 | 53 | 341 | 5550 | 3288 | 120 | 0 | 452 | 1861 | 219 | 1110 | 0 | 356 | 1200 | 0 | 465 | 0 | 0 | 0 | 0 | 0 | 0 | 0 | 0 | 0
2040-04-11 | 19 | 39.2 | -20622 | -968 | -1581 | 296 | 1542 | 1621 | 3841 | 0 | 0 | 1598 | 53 | 341 | 6085 | 3288 | 129 | 0 | 341 | 671 | 219 | 1107 | 0 | 374 | 1200 | 0 | 465 | 0 | 0 | 0 | 0 | 0 | 0 | 0 | 0 | 0
2040-04-11 | 20 | 39.2 | -21075 | -1015 | -1109 | 377 | 1429 | 1621 | 4132 | 0 | 0 | 1598 | 53 | 341 | 6582 | 3288 | 100 | 0 | 276 | 42 | 219 | 1107 | 0 | 369 | 1200 | 0 | 465 | 0 | 0 | 0 | 0 | 0 | 0 | 0 | 0 | 0
2040-04-11 | 21 | 39.2 | -20957 | -1072 | -1018 | 101 | 1542 | 1609 | 4058 | 0 | 0 | 1598 | 53 | 341 | 6582 | 3288 | 108 | 0 | 394 | 0 | 218 | 1106 | 0 | 384 | 1200 | 0 | 465 | 0 | 0 | 0 | 0 | 0 | 0 | 0 | 0 | 0
2040-04-11 | 22 | 39.2 | -19771 | -1124 | -854 | 23 | 774 | 1576 | 3287 | 0 | 0 | 1598 | 53 | 341 | 7002 | 3288 | 112 | 0 | 309 | 0 | 219 | 1104 | 0 | 398 | 1200 | 0 | 465 | 0 | 0 | 0 | 0 | 0 | 0 | 0 | 0 | 0
2040-04-11 | 23 | 39.2 | -18092 | -1124 | -709 | 36 | 469 | 1127 | 2193 | 0 | 0 | 1598 | 53 | 341 | 6959 | 3288 | 175 | 0 | 293 | 0 | 219 | 1106 | 0 | 403 | 1200 | 0 | 465 | 0 | 0 | 0 | 0 | 0 | 0 | 0 | 0 | 0
2040-04-11 | 24 | 39.2 | -16567 | -1240 | -582 | 0 | 150 | 930 | 1199 | 0 | 0 | 1598 | 53 | 341 | 6928 | 3288 | 255 | 0 | 294 | 0 | 218 | 1106 | 0 | 364 | 1200 | 0 | 465 | 0 | 0 | 0 | 0 | 0 | 0 | 0 | 0 | 0
2040-04-12 | 1 | 39.47 | -15597 | -1240 | -509 | 0 | 0 | 0 | 528 | 0 | 0 | 1598 | 53 | 341 | 7331 | 3288 | 378 | 0 | 213 | 0 | 213 | 1106 | 0 | 631 | 1200 | 0 | 465 | 0 | 0 | 0 | 0 | 0 | 0 | 0 | 0 | 0
2040-04-12 | 2 | 38.75 | -15113 | -1355 | -454 | 0 | 0 | 0 | 528 | 0 | 0 | 1598 | 53 | 341 | 6848 | 3288 | 433 | 0 | 245 | 0 | 203 | 1100 | 0 | 620 | 1200 | 0 | 465 | 0 | 0 | 0 | 0 | 0 | 0 | 0 | 0 | 0
2040-04-12 | 3 | 37.9 | -14874 | -1417 | -400 | 0 | 0 | 0 | 528 | 0 | 0 | 1598 | 53 | 341 | 6641 | 3288 | 556 | 0 | 175 | 0 | 200 | 1098 | 0 | 548 | 1200 | 0 | 465 | 0 | 0 | 0 | 0 | 0 | 0 | 0 | 0 | 0
2040-04-12 | 4 | 38.14 | -14867 | -1417 | -382 | 0 | 0 | 0 | 528 | 0 | 0 | 1597 | 53 | 341 | 6663 | 3288 | 737 | 0 | 197 | 0 | 200 | 1103 | 0 | 294 | 1200 | 0 | 465 | 0 | 0 | 0 | 0 | 0 | 0 | 0 | 0 | 0
2040-04-12 | 5 | 39.27 | -15383 | -1417 | -363 | 0 | 0 | 0 | 528 | 0 | 0 | 1598 | 53 | 341 | 7162 | 3288 | 733 | 0 | 205 | 0 | 209 | 1098 | 0 | 284 | 1200 | 0 | 465 | 0 | 0 | 0 | 0 | 0 | 0 | 0 | 0 | 0
2040-04-12 | 6 | 39.93 | -16831 | -1417 | -382 | 0 | 0 | 0 | 1173 | 0 | 0 | 1598 | 53 | 341 | 7932 | 3288 | 767 | 0 | 214 | 0 | 217 | 1106 | 0 | 276 | 1200 | 0 | 465 | 0 | 0 | 0 | 0 | 0 | 0 | 0 | 0 | 0
2040-04-12 | 7 | 40.92 | -19138 | -1355 | -491 | 0 | 0 | 0 | 2647 | 0 | 0 | 1598 | 53 | 341 | 8574 | 3288 | 962 | 0 | 207 | 63 | 217 | 1112 | 0 | 256 | 1200 | 0 | 465 | 0 | 0 | 0 | 0 | 0 | 0 | 0 | 0 | 0
2040-04-12 | 8 | 41.13 | -20640 | -1355 | -600 | 0 | 0 | 0 | 3604 | 0 | 0 | 1598 | 53 | 341 | 8695 | 3288 | 1144 | 0 | 252 | 371 | 219 | 1100 | 0 | 265 | 1200 | 0 | 465 | 0 | 0 | 0 | 0 | 0 | 0 | 0 | 0 | 0
2040-04-12 | 9 | 40.76 | -21215 | -1297 | -727 | 0 | 0 | 0 | 3974 | 0 | 0 | 1598 | 53 | 341 | 8541 | 3288 | 1151 | 0 | 266 | 752 | 219 | 1104 | 0 | 287 | 1200 | 0 | 465 | 0 | 0 | 0 | 0 | 0 | 0 | 0 | 0 | 0
2040-04-12 | 10 | 39.73 | -21510 | -1240 | -854 | 0 | 0 | 0 | 4159 | 0 | 0 | 1598 | 53 | 341 | 7801 | 3288 | 1492 | 0 | 248 | 1338 | 219 | 1107 | 0 | 295 | 1200 | 0 | 465 | 0 | 0 | 0 | 0 | 0 | 0 | 0 | 0 | 0
2040-04-12 | 11 | 37.74 | -21616 | -1124 | -818 | 0 | 0 | 0 | 4227 | 0 | 0 | 1597 | 53 | 341 | 6398 | 3288 | 2010 | 0 | 320 | 2043 | 219 | 1107 | 0 | 290 | 1200 | 0 | 465 | 0 | 0 | 0 | 0 | 0 | 0 | 0 | 0 | 0
2040-04-12 | 12 | 37.71 | -21514 | -1124 | -709 | 0 | -350 | -226 | 4164 | 0 | 0 | 1577 | 53 | 341 | 6045 | 3288 | 2398 | 0 | 387 | 2384 | 219 | 1106 | 0 | 297 | 1200 | 0 | 465 | 0 | 0 | 0 | 0 | 0 | 0 | 0 | 0 | 0
2040-04-12 | 13 | 37.71 | -21183 | -1124 | -927 | 0 | -810 | 0 | 3952 | 0 | 0 | 1506 | 53 | 341 | 4611 | 3288 | 3155 | 0 | 580 | 3273 | 218 | 1106 | 0 | 297 | 1200 | 0 | 465 | 0 | 0 | 0 | 0 | 0 | 0 | 0 | 0 | 0
2040-04-12 | 14 | 37.71 | -20972 | -1015 | -909 | 0 | -1328 | 0 | 3815 | 0 | 0 | 1273 | 53 | 341 | 3285 | 3288 | 4140 | 0 | 673 | 4072 | 217 | 1109 | 0 | 294 | 1200 | 0 | 465 | 0 | 0 | 0 | 0 | 0 | 0 | 0 | 0 | 0
2040-04-12 | 15 | 37.71 | -20630 | -968 | -818 | 0 | -1797 | 0 | 3598 | 0 | 0 | 1105 | 53 | 341 | 2575 | 3288 | 5657 | 0 | 778 | 3543 | 218 | 1112 | 0 | 280 | 1200 | 0 | 465 | 0 | 0 | 0 | 0 | 0 | 0 | 0 | 0 | 0
2040-04-12 | 16 | 37.71 | -20342 | -868 | -1072 | 0 | -357 | 0 | 3413 | 0 | 0 | 1051 | 53 | 341 | 446 | 3288 | 6860 | 0 | 921 | 2988 | 218 | 1110 | 0 | 285 | 1200 | 0 | 465 | 0 | 0 | 0 | 0 | 0 | 0 | 0 | 0 | 0
2040-04-12 | 17 | 50.34 | -20321 | -821 | -1381 | 0 | 6 | 0 | 3398 | 0 | 0 | 1130 | 53 | 388 | 825 | 3288 | 7047 | 0 | 1064 | 2014 | 218 | 1112 | 0 | 316 | 1200 | 0 | 465 | 0 | 0 | 0 | 0 | 0 | 0 | 0 | 0 | 0
2040-04-12 | 18 | 50.34 | -20400 | -821 | -1654 | 0 | 829 | 0 | 3450 | 0 | 0 | 1229 | 53 | 388 | 825 | 3288 | 7216 | 0 | 1200 | 1047 | 219 | 1110 | 0 | 356 | 1200 | 0 | 465 | 0 | 0 | 0 | 0 | 0 | 0 | 0 | 0 | 0
2040-04-12 | 19 | 50.34 | -20403 | -821 | -1581 | 0 | 1194 | 0 | 3450 | 0 | 0 | 1361 | 53 | 384 | 825 | 3288 | 7230 | 0 | 1268 | 387 | 219 | 1107 | 0 | 374 | 1200 | 0 | 465 | 0 | 0 | 0 | 0 | 0 | 0 | 0 | 0 | 0
2040-04-12 | 20 | 50.34 | -20619 | -774 | -1109 | 0 | 1192 | 0 | 3593 | 0 | 0 | 1274 | 53 | 388 | 825 | 3288 | 7245 | 0 | 1261 | 22 | 219 | 1107 | 0 | 369 | 1200 | 0 | 465 | 0 | 0 | 0 | 0 | 0 | 0 | 0 | 0 | 0
2040-04-12 | 21 | 50.34 | -20205 | -774 | -1018 | 0 | 667 | 126 | 3324 | 0 | 0 | 1274 | 53 | 331 | 1126 | 3288 | 7249 | 0 | 1187 | 0 | 218 | 1106 | 0 | 384 | 1200 | 0 | 465 | 0 | 0 | 0 | 0 | 0 | 0 | 0 | 0 | 0
2040-04-12 | 22 | 24.21 | -19107 | -774 | -854 | 0 | 105 | 42 | 2626 | 0 | 0 | 1181 | 53 | 294 | 1359 | 3288 | 7247 | 0 | 1153 | 0 | 219 | 1104 | 0 | 398 | 1200 | 0 | 465 | 0 | 0 | 0 | 0 | 0 | 0 | 0 | 0 | 0
2040-04-12 | 23 | 0 | -17669 | -774 | -709 | 0 | 0 | 0 | 1707 | 0 | 0 | 1121 | 48 | 163 | 1211 | 3288 | 7269 | 0 | 1085 | 0 | 219 | 1106 | 0 | 403 | 1200 | 0 | 332 | 0 | 0 | 0 | 0 | 0 | 0 | 0 | 0 | 0
2040-04-12 | 24 | 0 | -16226 | -727 | -582 | 0 | 0 | -4 | 787 | 0 | 0 | 492 | 48 | 160 | 1211 | 3288 | 7244 | 0 | 1131 | 0 | 218 | 1106 | 0 | 364 | 1200 | 0 | 289 | 0 | 0 | 0 | 0 | 0 | 0 | 0 | 0 | 0
2040-04-13 | 1 | -35 | -15150 | -685 | -509 | 0 | -548 | -626 | 1284 | 0 | 0 | 0 | 48 | 160 | 973 | 3288 | 7269 | 0 | 1066 | 0 | 213 | 1106 | 0 | 631 | 1200 | 0 | 280 | 0 | 0 | 0 | 0 | 0 | 0 | 0 | 0 | 0
2040-04-13 | 2 | -35 | -14500 | -643 | -454 | 0 | -263 | -1143 | 819 | 0 | 0 | 0 | 48 | 160 | 973 | 3288 | 7267 | 0 | 1045 | 0 | 203 | 1100 | 0 | 620 | 1200 | 0 | 280 | 0 | 0 | 0 | 0 | 0 | 0 | 0 | 0 | 0
2040-04-13 | 3 | -35 | -14162 | -607 | -400 | 0 | -300 | -1127 | 576 | 0 | 0 | 0 | 48 | 160 | 973 | 3288 | 7273 | 0 | 952 | 0 | 200 | 1098 | 0 | 548 | 1200 | 0 | 280 | 0 | 0 | 0 | 0 | 0 | 0 | 0 | 0 | 0
2040-04-13 | 4 | -35 | -13987 | -607 | -382 | 0 | -996 | -33 | 528 | 0 | 0 | 0 | 48 | 160 | 805 | 3288 | 7271 | 0 | 827 | 0 | 200 | 1103 | 0 | 294 | 1200 | 0 | 280 | 0 | 21 | 0 | 0 | 0 | 0 | 0 | 0 | 0
2040-04-13 | 5 | -35 | -14093 | -607 | -363 | 0 | 0 | -140 | 528 | 0 | 0 | 0 | 48 | 160 | 755 | 3288 | 7280 | 0 | 74 | 0 | 209 | 1098 | 0 | 284 | 1200 | 0 | 280 | 0 | 669 | 0 | 0 | 0 | 0 | 0 | 0 | 0
2040-04-13 | 6 | -35 | -14575 | -607 | -382 | 0 | 0 | 0 | 872 | 0 | 0 | 0 | 48 | 160 | 165 | 3288 | 7272 | 0 | 680 | 0 | 217 | 1106 | 0 | 276 | 1200 | 0 | 280 | 0 | 32 | 0 | 0 | 0 | 0 | 0 | 0 | 0
2040-04-13 | 7 | -34.21 | -15534 | -607 | -491 | 0 | 443 | 0 | 1559 | 0 | 0 | 0 | 48 | 160 | 0 | 3288 | 7289 | 0 | 730 | 49 | 217 | 1112 | 0 | 256 | 1200 | 0 | 280 | 0 | 0 | 0 | 0 | 0 | 0 | 0 | 0 | 0
2040-04-13 | 8 | -34.21 | -16741 | -607 | -600 | 0 | 605 | 0 | 2425 | 0 | 0 | 0 | 48 | 160 | 0 | 3288 | 7294 | 0 | 649 | 414 | 219 | 1100 | 0 | 265 | 1200 | 0 | 280 | 0 | 0 | 0 | 0 | 0 | 0 | 0 | 0 | 0
2040-04-13 | 9 | -34.21 | -18044 | -607 | -727 | 0 | 598 | 0 | 3361 | 0 | 0 | 0 | 48 | 160 | 0 | 3288 | 7280 | 0 | 586 | 967 | 219 | 1104 | 0 | 287 | 1200 | 0 | 280 | 0 | 0 | 0 | 0 | 0 | 0 | 0 | 0 | 0
2040-04-13 | 10 | -34.21 | -18859 | -565 | -854 | 0 | 151 | 0 | 3947 | 0 | 0 | 0 | 48 | 160 | 0 | 3288 | 7275 | 0 | 525 | 1783 | 219 | 1107 | 0 | 295 | 1200 | 0 | 280 | 0 | 0 | 0 | 0 | 0 | 0 | 0 | 0 | 0
2040-04-13 | 11 | -35 | -19253 | -528 | -818 | 0 | -1 | -787 | 4227 | 0 | 0 | 0 | 48 | 160 | 0 | 3288 | 7264 | 0 | 0 | 3303 | 219 | 1107 | 0 | 290 | 1200 | 0 | 280 | 0 | 479 | 0 | 0 | 0 | 0 | 0 | 0 | 0
2040-04-13 | 12 | -40 | -19208 | -497 | -709 | -168 | -504 | -1853 | 4195 | 0 | 0 | 0 | 48 | 160 | 0 | 3288 | 7258 | 0 | 0 | 4887 | 219 | 1106 | 0 | 297 | 1200 | 0 | 280 | 0 | 514 | 0 | 0 | 0 | 0 | 0 | 0 | 0
2040-04-13 | 13 | -40 | -18939 | -366 | -927 | -908 | -2000 | -1859 | 4000 | 0 | 0 | 0 | 48 | 160 | 0 | 3288 | 6137 | 0 | 0 | 8265 | 218 | 1106 | 0 | 297 | 1200 | 0 | 280 | 1116 | 719 | 0 | 0 | 0 | 0 | 0 | 0 | 0
2040-04-13 | 14 | -40 | -18723 | -288 | -909 | -908 | -2000 | -1859 | 3847 | 0 | 0 | 0 | 48 | 160 | 0 | 3288 | 3085 | 0 | 0 | 11159 | 217 | 1109 | 0 | 294 | 1200 | 0 | 280 | 4177 | 914 | 0 | 0 | 0 | 0 | 0 | 0 | 0
2040-04-13 | 15 | -40 | -18278 | -225 | -818 | -908 | -2000 | -1859 | 3530 | 0 | 0 | 0 | 48 | 160 | 0 | 3288 | 3376 | 0 | 0 | 10596 | 218 | 1112 | 0 | 280 | 1200 | 0 | 280 | 3882 | 810 | 0 | 0 | 0 | 0 | 0 | 0 | 0
2040-04-13 | 16 | -40 | -17960 | -188 | -1072 | -905 | -1800 | -1859 | 3303 | 0 | 0 | 0 | 48 | 160 | 0 | 3288 | 5258 | 0 | 0 | 8634 | 218 | 1110 | 0 | 285 | 1200 | 0 | 280 | 1990 | 924 | 0 | 0 | 0 | 0 | 0 | 0 | 0
2040-04-13 | 17 | -40 | -17932 | -167 | -1381 | -276 | -828 | -1859 | 3281 | 0 | 0 | 0 | 48 | 160 | 0 | 3288 | 6795 | 0 | 0 | 5746 | 218 | 1112 | 0 | 316 | 1200 | 0 | 280 | 449 | 1080 | 0 | 0 | 0 | 0 | 0 | 0 | 0
2040-04-13 | 18 | -35 | -18166 | -167 | -1654 | 0 | 0 | -20 | 3450 | 0 | 0 | 0 | 48 | 160 | 0 | 3288 | 7214 | 0 | 0 | 2682 | 219 | 1110 | 0 | 356 | 1200 | 0 | 280 | 0 | 1065 | 0 | 0 | 0 | 0 | 0 | 0 | 0
2040-04-13 | 19 | 0 | -18329 | -225 | -1581 | 0 | 0 | 188 | 3567 | 0 | 0 | 1044 | 48 | 160 | 0 | 3288 | 6989 | 0 | 1031 | 640 | 219 | 1107 | 0 | 374 | 1200 | 0 | 280 | 0 | 0 | 0 | 0 | 0 | 0 | 0 | 0 | 0
2040-04-13 | 20 | 0 | -18687 | -267 | -1109 | 0 | 0 | 756 | 3820 | 0 | 0 | 1062 | 48 | 160 | 0 | 3288 | 6635 | 0 | 1068 | 49 | 219 | 1107 | 0 | 369 | 1200 | 0 | 280 | 0 | 0 | 0 | 0 | 0 | 0 | 0 | 0 | 0
2040-04-13 | 21 | 0 | -18622 | -314 | -1018 | 0 | 0 | 542 | 3773 | 0 | 0 | 1062 | 48 | 160 | 0 | 3288 | 6511 | 0 | 1382 | 0 | 218 | 1106 | 0 | 384 | 1200 | 0 | 280 | 0 | 0 | 0 | 0 | 0 | 0 | 0 | 0 | 0
2040-04-13 | 22 | 0 | -17770 | -397 | -854 | 0 | 0 | 293 | 3165 | 0 | 0 | 1050 | 48 | 160 | 0 | 3288 | 6052 | 0 | 1764 | 0 | 219 | 1104 | 0 | 398 | 1200 | 0 | 280 | 0 | 0 | 0 | 0 | 0 | 0 | 0 | 0 | 0
2040-04-13 | 23 | 0 | -16594 | -429 | -709 | 0 | 0 | 813 | 2320 | 0 | 0 | 1063 | 48 | 160 | 0 | 3288 | 5007 | 0 | 1824 | 0 | 219 | 1106 | 0 | 403 | 1200 | 0 | 280 | 0 | 0 | 0 | 0 | 0 | 0 | 0 | 0 | 0
2040-04-13 | 24 | 0 | -15346 | -528 | -582 | 0 | 0 | 1115 | 1427 | 0 | 0 | 1112 | 48 | 160 | 0 | 3288 | 4432 | 0 | 1707 | 0 | 218 | 1106 | 0 | 364 | 1200 | 0 | 280 | 0 | 0 | 0 | 0 | 0 | 0 | 0 | 0 | 0
2040-04-14 | 1 | 24.2 | -14353 | -528 | -672 | 51 | 0 | 127 | 761 | 0 | 0 | 1158 | 53 | 217 | 1088 | 3288 | 3707 | 0 | 1540 | 0 | 213 | 1106 | 0 | 631 | 1200 | 0 | 414 | 0 | 0 | 0 | 0 | 0 | 0 | 0 | 0 | 0
2040-04-14 | 2 | 24.2 | -13725 | -643 | -582 | 129 | 171 | 243 | 528 | 0 | 0 | 1367 | 53 | 217 | 1528 | 3288 | 2454 | 0 | 1392 | 0 | 203 | 1100 | 0 | 620 | 1200 | 0 | 456 | 0 | 0 | 0 | 0 | 0 | 0 | 0 | 0 | 0
2040-04-14 | 3 | 24.2 | -13376 | -685 | -527 | 212 | 575 | 487 | 528 | 0 | 0 | 1411 | 53 | 217 | 1528 | 3288 | 1370 | 0 | 1408 | 0 | 200 | 1098 | 0 | 548 | 1200 | 0 | 465 | 0 | 0 | 0 | 0 | 0 | 0 | 0 | 0 | 0
2040-04-14 | 4 | 24.2 | -13187 | -727 | -472 | 327 | 721 | 990 | 528 | 0 | 0 | 1471 | 53 | 217 | 1528 | 3288 | 966 | 0 | 1035 | 0 | 200 | 1103 | 0 | 294 | 1200 | 0 | 465 | 0 | 0 | 0 | 0 | 0 | 0 | 0 | 0 | 0
2040-04-14 | 5 | 24.2 | -13245 | -727 | -472 | 359 | 832 | 1283 | 528 | 0 | 0 | 1527 | 53 | 217 | 1528 | 3288 | 609 | 0 | 965 | 0 | 209 | 1098 | 0 | 284 | 1200 | 0 | 465 | 0 | 0 | 0 | 0 | 0 | 0 | 0 | 0 | 0
2040-04-14 | 6 | 24.2 | -13606 | -774 | -491 | 296 | 1417 | 1464 | 528 | 0 | 0 | 1539 | 53 | 217 | 1528 | 3288 | 348 | 0 | 928 | 0 | 217 | 1106 | 0 | 276 | 1200 | 0 | 465 | 0 | 0 | 0 | 0 | 0 | 0 | 0 | 0 | 0
2040-04-14 | 7 | 24.2 | -14210 | -774 | -545 | 545 | 1553 | 1548 | 661 | 0 | 0 | 1577 | 53 | 217 | 1528 | 3288 | 174 | 0 | 963 | 173 | 217 | 1112 | 0 | 256 | 1200 | 0 | 465 | 0 | 0 | 0 | 0 | 0 | 0 | 0 | 0 | 0
2040-04-14 | 8 | 24.2 | -15171 | -727 | -636 | 487 | 1291 | 961 | 1353 | 0 | 0 | 1539 | 53 | 217 | 1528 | 3288 | 100 | 0 | 1088 | 1380 | 219 | 1100 | 0 | 265 | 1200 | 0 | 465 | 0 | 0 | 0 | 0 | 0 | 0 | 0 | 0 | 0
2040-04-14 | 9 | 24.2 | -16354 | -607 | -763 | 508 | 581 | 0 | 2203 | 0 | 0 | 1400 | 53 | 217 | 1528 | 3288 | 120 | 0 | 1101 | 3449 | 219 | 1104 | 0 | 287 | 1200 | 0 | 465 | 0 | 0 | 0 | 0 | 0 | 0 | 0 | 0 | 0
2040-04-14 | 10 | 17.91 | -17172 | -528 | -909 | 0 | 0 | -216 | 2790 | 0 | 0 | 1130 | 53 | 160 | 1329 | 3288 | 242 | 0 | 905 | 5643 | 219 | 1107 | 0 | 295 | 1200 | 0 | 465 | 0 | 0 | 0 | 0 | 0 | 0 | 0 | 0 | 0
2040-04-14 | 11 | 17.91 | -17706 | -460 | -818 | 0 | 0 | -660 | 3176 | 0 | 0 | 918 | 53 | 160 | 440 | 3288 | 442 | 0 | 650 | 7238 | 219 | 1107 | 0 | 290 | 1200 | 0 | 465 | 0 | 0 | 0 | 0 | 0 | 0 | 0 | 0 | 0
2040-04-14 | 12 | 17.91 | -17927 | -429 | -909 | 0 | 0 | -275 | 3334 | 0 | 0 | 1044 | 53 | 160 | 440 | 3288 | 688 | 0 | 396 | 6850 | 219 | 1106 | 0 | 297 | 1200 | 0 | 465 | 0 | 0 | 0 | 0 | 0 | 0 | 0 | 0 | 0
2040-04-14 | 13 | 15.23 | -17951 | -397 | -981 | 0 | -534 | -1859 | 3355 | 0 | 0 | 750 | 53 | 160 | 440 | 3288 | 931 | 0 | 300 | 9160 | 218 | 1106 | 0 | 297 | 1200 | 0 | 465 | 0 | 0 | 0 | 0 | 0 | 0 | 0 | 0 | 0
2040-04-14 | 14 | 15.23 | -17949 | -340 | -1018 | 0 | -48 | -1859 | 3350 | 0 | 0 | 750 | 53 | 160 | 0 | 3288 | 1012 | 0 | 232 | 9084 | 217 | 1109 | 0 | 294 | 1200 | 0 | 465 | 0 | 0 | 0 | 0 | 0 | 0 | 0 | 0 | 0
2040-04-14 | 15 | 17.91 | -17779 | -314 | -1054 | 0 | 0 | -40 | 3229 | 0 | 0 | 1001 | 53 | 160 | 0 | 3288 | 1358 | 0 | 209 | 6615 | 218 | 1112 | 0 | 280 | 1200 | 0 | 465 | 0 | 0 | 0 | 0 | 0 | 0 | 0 | 0 | 0
2040-04-14 | 16 | 24.2 | -17850 | -288 | -999 | 111 | 133 | 1524 | 3281 | 0 | 0 | 1181 | 53 | 217 | 0 | 3288 | 2172 | 0 | 165 | 3733 | 218 | 1110 | 0 | 285 | 1200 | 0 | 465 | 0 | 0 | 0 | 0 | 0 | 0 | 0 | 0 | 0
2040-04-14 | 17 | 24.2 | -18116 | -366 | -999 | 116 | 133 | 1227 | 3472 | 0 | 0 | 1367 | 53 | 217 | 819 | 3288 | 3259 | 0 | 189 | 2031 | 218 | 1112 | 0 | 316 | 1200 | 0 | 465 | 0 | 0 | 0 | 0 | 0 | 0 | 0 | 0 | 0
2040-04-14 | 18 | 24.2 | -18622 | -397 | -1018 | 290 | 637 | 586 | 3836 | 0 | 0 | 1411 | 53 | 217 | 1088 | 3288 | 4140 | 0 | 173 | 967 | 219 | 1110 | 0 | 356 | 1200 | 0 | 465 | 0 | 0 | 0 | 0 | 0 | 0 | 0 | 0 | 0
2040-04-14 | 19 | 24.2 | -18900 | -460 | -1054 | 71 | 239 | 605 | 4037 | 0 | 0 | 1274 | 53 | 215 | 1088 | 3288 | 5614 | 0 | 221 | 344 | 219 | 1107 | 0 | 374 | 1200 | 0 | 465 | 0 | 0 | 0 | 0 | 0 | 0 | 0 | 0 | 0
2040-04-14 | 20 | 24.2 | -19165 | -565 | -981 | 0 | 89 | 0 | 4227 | 0 | 0 | 1130 | 53 | 212 | 1088 | 3288 | 6905 | 0 | 334 | 26 | 219 | 1107 | 0 | 369 | 1200 | 0 | 465 | 0 | 0 | 0 | 0 | 0 | 0 | 0 | 0 | 0
2040-04-14 | 21 | 17.55 | -18764 | -607 | -927 | 0 | 0 | 0 | 3937 | 0 | 0 | 1112 | 53 | 160 | 875 | 3288 | 7235 | 0 | 265 | 0 | 218 | 1106 | 0 | 384 | 1200 | 0 | 465 | 0 | 0 | 0 | 0 | 0 | 0 | 0 | 0 | 0
2040-04-14 | 22 | 0 | -17540 | -607 | -836 | 0 | 0 | 0 | 3059 | 0 | 0 | 723 | 48 | 160 | 833 | 3288 | 7226 | 0 | 393 | 0 | 219 | 1104 | 0 | 398 | 1200 | 0 | 332 | 0 | 0 | 0 | 0 | 0 | 0 | 0 | 0 | 0
2040-04-14 | 23 | 0 | -16243 | -643 | -836 | 0 | 0 | -388 | 2124 | 0 | 0 | 410 | 48 | 160 | 833 | 3288 | 7227 | 0 | 803 | 0 | 219 | 1106 | 0 | 403 | 1200 | 0 | 289 | 0 | 0 | 0 | 0 | 0 | 0 | 0 | 0 | 0
2040-04-14 | 24 | 0 | -15035 | -643 | -763 | 0 | 0 | -893 | 1252 | 0 | 0 | 340 | 48 | 160 | 833 | 3288 | 7225 | 0 | 1020 | 0 | 218 | 1106 | 0 | 364 | 1200 | 0 | 280 | 0 | 0 | 0 | 0 | 0 | 0 | 0 | 0 | 0
2040-04-15 | 1 | -2.55 | -14167 | -643 | -672 | 0 | 0 | -642 | 528 | 0 | 0 | 340 | 48 | 160 | 15 | 3288 | 7236 | 0 | 1080 | 0 | 213 | 1106 | 0 | 631 | 1200 | 0 | 280 | 0 | 0 | 0 | 0 | 0 | 0 | 0 | 0 | 0
2040-04-15 | 2 | -2.55 | -13679 | -643 | -582 | 0 | 0 | -1504 | 528 | 0 | 0 | 340 | 48 | 160 | 10 | 3288 | 7216 | 0 | 1415 | 0 | 203 | 1100 | 0 | 620 | 1200 | 0 | 280 | 0 | 0 | 0 | 0 | 0 | 0 | 0 | 0 | 0
2040-04-15 | 3 | -2.55 | -13465 | -643 | -527 | 0 | 0 | -1079 | 528 | 0 | 0 | 340 | 48 | 160 | 10 | 3288 | 6492 | 0 | 1522 | 0 | 200 | 1098 | 0 | 548 | 1200 | 0 | 280 | 0 | 0 | 0 | 0 | 0 | 0 | 0 | 0 | 0
2040-04-15 | 4 | -2.55 | -13475 | -685 | -472 | 0 | 0 | -1663 | 528 | 0 | 0 | 329 | 48 | 160 | 10 | 3288 | 7237 | 0 | 1618 | 0 | 200 | 1103 | 0 | 294 | 1200 | 0 | 280 | 0 | 0 | 0 | 0 | 0 | 0 | 0 | 0 | 0
2040-04-15 | 5 | -3 | -13913 | -607 | -472 | 0 | -107 | -1234 | 528 | 0 | 0 | 340 | 48 | 160 | 10 | 3288 | 7219 | 0 | 1670 | 0 | 209 | 1098 | 0 | 284 | 1200 | 0 | 280 | 0 | 0 | 0 | 0 | 0 | 0 | 0 | 0 | 0
2040-04-15 | 6 | -3 | -15168 | -607 | -491 | 0 | -38 | -41 | 528 | 0 | 0 | 340 | 48 | 160 | 0 | 3288 | 7240 | 0 | 1662 | 0 | 217 | 1106 | 0 | 276 | 1200 | 0 | 280 | 0 | 0 | 0 | 0 | 0 | 0 | 0 | 0 | 0
2040-04-15 | 7 | -3 | -17164 | -565 | -545 | 0 | -216 | 942 | 1770 | 0 | 0 | 465 | 48 | 160 | 0 | 3288 | 7249 | 0 | 1459 | 44 | 217 | 1112 | 0 | 256 | 1200 | 0 | 280 | 0 | 0 | 0 | 0 | 0 | 0 | 0 | 0 | 0
2040-04-15 | 8 | 0 | -18619 | -565 | -636 | 0 | 0 | 955 | 2732 | 0 | 0 | 772 | 48 | 160 | 0 | 3288 | 7237 | 0 | 1247 | 317 | 219 | 1100 | 0 | 265 | 1200 | 0 | 280 | 0 | 0 | 0 | 0 | 0 | 0 | 0 | 0 | 0
2040-04-15 | 9 | -3 | -19547 | -685 | -763 | 0 | -637 | -904 | 3345 | 0 | 0 | 340 | 48 | 160 | 0 | 3288 | 7242 | 0 | 1069 | 3955 | 219 | 1104 | 0 | 287 | 1200 | 0 | 280 | 0 | 0 | 0 | 0 | 0 | 0 | 0 | 0 | 0
2040-04-15 | 10 | -4.5 | -20147 | -643 | -909 | -35 | -2000 | -1859 | 3741 | 0 | 0 | 316 | 48 | 160 | 0 | 3288 | 7263 | 0 | 752 | 6924 | 219 | 1107 | 0 | 295 | 1200 | 0 | 280 | 0 | 0 | 0 | 0 | 0 | 0 | 0 | 0 | 0
2040-04-15 | 11 | -40 | -20692 | -643 | -818 | -908 | -2000 | -1859 | 4100 | 0 | 0 | 0 | 48 | 160 | 0 | 3288 | 6645 | 0 | 0 | 9583 | 219 | 1107 | 0 | 290 | 1200 | 0 | 280 | 627 | 658 | 0 | 0 | 0 | 0 | 0 | 0 | 0
2040-04-15 | 12 | -2.55 | -20878 | -565 | -909 | 0 | 0 | -689 | 4222 | 0 | 0 | 340 | 48 | 160 | 0 | 3288 | 7264 | 0 | 640 | 3976 | 219 | 1106 | 0 | 297 | 1200 | 0 | 280 | 0 | 0 | 0 | 0 | 0 | 0 | 0 | 0 | 0
2040-04-15 | 13 | -3 | -20869 | -497 | -981 | 0 | -890 | -1859 | 4217 | 0 | 0 | 316 | 48 | 160 | 0 | 3288 | 7248 | 0 | 699 | 6019 | 218 | 1106 | 0 | 297 | 1200 | 0 | 280 | 0 | 0 | 0 | 0 | 0 | 0 | 0 | 0 | 0
2040-04-15 | 14 | -3 | -20884 | -460 | -1018 | 0 | -855 | -1859 | 4227 | 0 | 0 | 316 | 48 | 160 | 0 | 3288 | 7258 | 0 | 943 | 5736 | 217 | 1109 | 0 | 294 | 1200 | 0 | 280 | 0 | 0 | 0 | 0 | 0 | 0 | 0 | 0 | 0
2040-04-15 | 15 | -2.55 | -20552 | -497 | -1054 | 0 | 0 | -1439 | 4011 | 0 | 0 | 340 | 48 | 160 | 0 | 3288 | 7286 | 0 | 1254 | 4066 | 218 | 1112 | 0 | 280 | 1200 | 0 | 280 | 0 | 0 | 0 | 0 | 0 | 0 | 0 | 0 | 0
2040-04-15 | 16 | -0.01 | -20229 | -565 | -999 | 0 | 0 | -19 | 3794 | 0 | 0 | 340 | 48 | 160 | 0 | 3288 | 7308 | 0 | 1052 | 2730 | 218 | 1110 | 0 | 285 | 1200 | 0 | 280 | 0 | 0 | 0 | 0 | 0 | 0 | 0 | 0 | 0
2040-04-15 | 17 | -0.01 | -20168 | -685 | -999 | 0 | 0 | -246 | 3752 | 0 | 0 | 340 | 48 | 160 | 0 | 3288 | 7312 | 0 | 1262 | 2812 | 218 | 1112 | 0 | 316 | 1200 | 0 | 280 | 0 | 0 | 0 | 0 | 0 | 0 | 0 | 0 | 0
2040-04-15 | 18 | 0 | -20411 | -727 | -1018 | 0 | 0 | 0 | 3915 | 0 | 0 | 645 | 48 | 160 | 0 | 3288 | 7349 | 0 | 1645 | 1941 | 219 | 1110 | 0 | 356 | 1200 | 0 | 280 | 0 | 0 | 0 | 0 | 0 | 0 | 0 | 0 | 0
2040-04-15 | 19 | 0 | -20425 | -821 | -1054 | 0 | 0 | 726 | 3926 | 0 | 0 | 1062 | 48 | 160 | 0 | 3288 | 7379 | 0 | 1746 | 784 | 219 | 1107 | 0 | 374 | 1200 | 0 | 280 | 0 | 0 | 0 | 0 | 0 | 0 | 0 | 0 | 0
2040-04-15 | 20 | 0 | -20608 | -968 | -981 | 0 | 0 | 1337 | 4048 | 0 | 0 | 1130 | 48 | 160 | 0 | 3288 | 7379 | 0 | 1923 | 68 | 219 | 1107 | 0 | 369 | 1200 | 0 | 280 | 0 | 0 | 0 | 0 | 0 | 0 | 0 | 0 | 0
2040-04-15 | 21 | 0 | -20368 | -1072 | -927 | 0 | 0 | 1274 | 3884 | 0 | 0 | 1130 | 48 | 160 | 0 | 3288 | 7357 | 0 | 2038 | 0 | 218 | 1106 | 0 | 384 | 1200 | 0 | 280 | 0 | 0 | 0 | 0 | 0 | 0 | 0 | 0 | 0
2040-04-15 | 22 | 0 | -19156 | -1124 | -836 | 0 | 0 | 825 | 3086 | 0 | 0 | 1063 | 48 | 160 | 0 | 3288 | 7355 | 0 | 2090 | 0 | 219 | 1104 | 0 | 398 | 1200 | 0 | 280 | 0 | 0 | 0 | 0 | 0 | 0 | 0 | 0 | 0
2040-04-15 | 23 | 0 | -17579 | -1182 | -836 | 0 | 0 | 393 | 2045 | 0 | 0 | 1051 | 48 | 160 | 0 | 3288 | 7364 | 0 | 2040 | 0 | 219 | 1106 | 0 | 403 | 1200 | 0 | 280 | 0 | 0 | 0 | 0 | 0 | 0 | 0 | 0 | 0
2040-04-15 | 24 | 0 | -16135 | -1182 | -763 | 0 | 0 | 0 | 1089 | 0 | 0 | 893 | 48 | 160 | 0 | 3288 | 7367 | 0 | 2068 | 0 | 218 | 1106 | 0 | 364 | 1200 | 0 | 280 | 0 | 0 | 0 | 0 | 0 | 0 | 0 | 0 | 0
2040-04-16 | 1 | -35 | -15223 | -1240 | -509 | 0 | 110 | 0 | 528 | 0 | 0 | 0 | 48 | 160 | 0 | 3288 | 7363 | 0 | 2044 | 0 | 213 | 1106 | 0 | 631 | 1200 | 0 | 280 | 0 | 25 | 0 | 0 | 0 | 0 | 0 | 0 | 0
2040-04-16 | 2 | -35 | -14714 | -1240 | -454 | 0 | 23 | 0 | 528 | 0 | 0 | 0 | 48 | 160 | 0 | 3288 | 7363 | 0 | 1594 | 0 | 203 | 1100 | 0 | 620 | 1200 | 0 | 280 | 0 | 528 | 0 | 0 | 0 | 0 | 0 | 0 | 0
2040-04-16 | 3 | -35 | -14542 | -1297 | -400 | 0 | 316 | 0 | 528 | 0 | 0 | 0 | 48 | 160 | 0 | 3288 | 7363 | 0 | 1210 | 0 | 200 | 1098 | 0 | 548 | 1200 | 0 | 280 | 0 | 1071 | 0 | 0 | 0 | 0 | 0 | 0 | 0
2040-04-16 | 4 | -35 | -14528 | -1297 | -382 | 0 | 23 | 0 | 528 | 0 | 0 | 0 | 48 | 160 | 0 | 3288 | 7376 | 0 | 1706 | 0 | 200 | 1103 | 0 | 294 | 1200 | 0 | 280 | 0 | 533 | 0 | 0 | 0 | 0 | 0 | 0 | 0
2040-04-16 | 5 | -35 | -15051 | -1355 | -363 | 0 | 643 | 0 | 528 | 0 | 0 | 0 | 48 | 160 | 0 | 3288 | 7376 | 0 | 1655 | 0 | 209 | 1098 | 0 | 284 | 1200 | 0 | 280 | 0 | 579 | 0 | 0 | 0 | 0 | 0 | 0 | 0
2040-04-16 | 6 | -35 | -16497 | -1355 | -382 | 0 | 1338 | 0 | 1273 | 0 | 0 | 0 | 48 | 160 | 0 | 3288 | 7386 | 0 | 1661 | 0 | 217 | 1106 | 0 | 276 | 1200 | 0 | 280 | 0 | 569 | 0 | 0 | 0 | 0 | 0 | 0 | 0
2040-04-16 | 7 | -35 | -18583 | -1417 | -491 | 248 | 1667 | 0 | 2642 | 0 | 0 | 0 | 48 | 160 | 0 | 3288 | 7372 | 0 | 1752 | 250 | 217 | 1112 | 0 | 256 | 1200 | 0 | 280 | 0 | 506 | 0 | 0 | 0 | 0 | 0 | 0 | 0
2040-04-16 | 8 | -35 | -19999 | -1417 | -600 | 564 | 1681 | 0 | 3577 | 0 | 0 | 0 | 48 | 160 | 0 | 3288 | 7372 | 0 | 372 | 1890 | 219 | 1100 | 0 | 265 | 1200 | 0 | 280 | 0 | 1901 | 0 | 0 | 0 | 0 | 0 | 0 | 0
2040-04-16 | 9 | -40 | -20418 | -1297 | -727 | -28 | -236 | 0 | 3852 | 0 | 0 | 0 | 48 | 160 | 0 | 3288 | 7370 | 0 | 0 | 4898 | 219 | 1104 | 0 | 287 | 1200 | 0 | 280 | 0 | 2287 | 0 | 0 | 0 | 0 | 0 | 0 | 0
2040-04-16 | 10 | -40 | -20621 | -1182 | -854 | -905 | -1733 | -771 | 3984 | 0 | 0 | 0 | 48 | 160 | 0 | 3288 | 7353 | 0 | 0 | 8131 | 219 | 1107 | 0 | 295 | 1200 | 0 | 280 | 0 | 2193 | 0 | 0 | 0 | 0 | 0 | 0 | 0
2040-04-16 | 11 | -40 | -20877 | -1072 | -818 | -908 | -2000 | -1859 | 4153 | 0 | 0 | 0 | 48 | 160 | 0 | 3288 | 6242 | 0 | 0 | 10547 | 219 | 1107 | 0 | 290 | 1200 | 0 | 280 | 1128 | 2163 | 0 | 0 | 0 | 0 | 0 | 0 | 0
2040-04-16 | 12 | -40 | -20991 | -968 | -709 | -908 | -2000 | -1859 | 4227 | 0 | 0 | 0 | 48 | 160 | 0 | 3288 | 4403 | 0 | 0 | 12206 | 219 | 1106 | 0 | 297 | 1200 | 0 | 280 | 2947 | 2160 | 0 | 0 | 0 | 0 | 0 | 0 | 0
2040-04-16 | 13 | -40 | -20875 | -821 | -927 | -908 | -2000 | -1666 | 4153 | 0 | 0 | 0 | 48 | 160 | 0 | 3288 | 3454 | 0 | 0 | 12994 | 218 | 1106 | 0 | 297 | 1200 | 0 | 280 | 3874 | 2164 | 0 | 0 | 0 | 0 | 0 | 0 | 0
2040-04-16 | 14 | -40 | -20729 | -727 | -909 | -293 | -939 | 0 | 4053 | 0 | 0 | 0 | 48 | 160 | 0 | 3288 | 0 | 0 | 0 | 12948 | 217 | 1109 | 0 | 294 | 1200 | 0 | 280 | 7242 | 2196 | 0 | 0 | 0 | 0 | 0 | 0 | 0
2040-04-16 | 15 | -40 | -20267 | -607 | -818 | -124 | -242 | 0 | 3752 | 0 | 0 | 0 | 48 | 160 | 0 | 3288 | 0 | 0 | 0 | 11719 | 218 | 1112 | 0 | 280 | 1200 | 0 | 280 | 6655 | 2193 | 0 | 0 | 0 | 0 | 0 | 0 | 0
2040-04-16 | 16 | -40 | -19815 | -607 | -1072 | 0 | -1 | 0 | 3456 | 0 | 0 | 0 | 48 | 160 | 0 | 3288 | 1399 | 0 | 0 | 10051 | 218 | 1110 | 0 | 285 | 1200 | 0 | 280 | 4907 | 2176 | 0 | 0 | 0 | 0 | 0 | 0 | 0
2040-04-16 | 17 | -40 | -19754 | -565 | -1381 | 0 | 0 | 0 | 3413 | 0 | 0 | 0 | 48 | 160 | 0 | 3288 | 4780 | 0 | 0 | 6885 | 218 | 1112 | 0 | 316 | 1200 | 0 | 280 | 1561 | 2173 | 0 | 0 | 0 | 0 | 0 | 0 | 0
2040-04-16 | 18 | -35 | -20000 | -528 | -1654 | 0 | 0 | 0 | 3577 | 0 | 0 | 0 | 48 | 160 | 0 | 3288 | 6728 | 0 | 1625 | 3590 | 219 | 1110 | 0 | 356 | 1200 | 0 | 280 | 0 | 564 | 0 | 0 | 0 | 0 | 0 | 0 | 0
2040-04-16 | 19 | 0 | -20235 | -607 | -1581 | 0 | 0 | 992 | 3731 | 0 | 0 | 1070 | 48 | 160 | 0 | 3288 | 6690 | 0 | 2197 | 1026 | 219 | 1107 | 0 | 374 | 1200 | 0 | 323 | 0 | 0 | 0 | 0 | 0 | 0 | 0 | 0 | 0
2040-04-16 | 20 | 3 | -20615 | -643 | -1109 | 0 | 0 | 1704 | 3979 | 0 | 0 | 1181 | 53 | 160 | 0 | 3288 | 6442 | 0 | 2142 | 68 | 219 | 1107 | 0 | 369 | 1200 | 0 | 456 | 0 | 0 | 0 | 0 | 0 | 0 | 0 | 0 | 0
2040-04-16 | 21 | 3 | -20593 | -774 | -1018 | 0 | 358 | 1802 | 3963 | 0 | 0 | 1274 | 53 | 160 | 0 | 3288 | 6074 | 0 | 2041 | 0 | 218 | 1106 | 0 | 384 | 1200 | 0 | 465 | 0 | 0 | 0 | 0 | 0 | 0 | 0 | 0 | 0
2040-04-16 | 22 | 3 | -19389 | -821 | -854 | 0 | 379 | 1802 | 3176 | 0 | 0 | 1274 | 53 | 160 | 0 | 3288 | 5478 | 0 | 2070 | 0 | 219 | 1104 | 0 | 398 | 1200 | 0 | 465 | 0 | 0 | 0 | 0 | 0 | 0 | 0 | 0 | 0
2040-04-16 | 23 | 3 | -17723 | -915 | -709 | 0 | 421 | 1794 | 2077 | 0 | 0 | 1281 | 53 | 160 | 0 | 3288 | 4868 | 0 | 2012 | 0 | 219 | 1106 | 0 | 403 | 1200 | 0 | 465 | 0 | 0 | 0 | 0 | 0 | 0 | 0 | 0 | 0
2040-04-16 | 24 | 3 | -16217 | -1015 | -582 | 0 | 1168 | 1853 | 1089 | 0 | 0 | 1411 | 48 | 160 | 0 | 3288 | 3514 | 0 | 1976 | 0 | 218 | 1106 | 0 | 364 | 1200 | 0 | 418 | 0 | 0 | 0 | 0 | 0 | 0 | 0 | 0 | 0
2040-04-17 | 1 | 19.46 | -15223 | -1015 | -509 | 0 | 0 | 0 | 671 | 0 | 0 | 1453 | 53 | 160 | 3015 | 3288 | 2562 | 0 | 1930 | 0 | 213 | 1106 | 0 | 631 | 1200 | 0 | 465 | 0 | 0 | 0 | 0 | 0 | 0 | 0 | 0 | 0
2040-04-17 | 2 | 25.21 | -14680 | -1124 | -454 | 342 | 0 | -24 | 528 | 0 | 0 | 1506 | 53 | 319 | 3167 | 3288 | 1621 | 0 | 1869 | 0 | 203 | 1100 | 0 | 620 | 1200 | 0 | 465 | 0 | 0 | 0 | 0 | 0 | 0 | 0 | 0 | 0
2040-04-17 | 3 | 25.21 | -14477 | -1182 | -400 | 400 | 13 | 0 | 528 | 0 | 0 | 1539 | 53 | 335 | 3497 | 3288 | 1135 | 0 | 1761 | 0 | 200 | 1098 | 0 | 548 | 1200 | 0 | 465 | 0 | 0 | 0 | 0 | 0 | 0 | 0 | 0 | 0
2040-04-17 | 4 | 25.21 | -14503 | -1240 | -382 | 382 | 482 | 0 | 528 | 0 | 0 | 1539 | 53 | 341 | 3563 | 3288 | 960 | 0 | 1727 | 0 | 200 | 1103 | 0 | 294 | 1200 | 0 | 465 | 0 | 0 | 0 | 0 | 0 | 0 | 0 | 0 | 0
2040-04-17 | 5 | 25.21 | -15037 | -1297 | -363 | 363 | 783 | 0 | 544 | 0 | 0 | 1566 | 53 | 341 | 3563 | 3288 | 1234 | 0 | 1707 | 0 | 209 | 1098 | 0 | 284 | 1200 | 0 | 465 | 0 | 0 | 0 | 0 | 0 | 0 | 0 | 0 | 0
2040-04-17 | 6 | 25.21 | -16443 | -1417 | -382 | 382 | 1313 | 0 | 1490 | 0 | 0 | 1577 | 53 | 341 | 3563 | 3288 | 1372 | 0 | 1600 | 0 | 217 | 1106 | 0 | 276 | 1200 | 0 | 465 | 0 | 0 | 0 | 0 | 0 | 0 | 0 | 0 | 0
2040-04-17 | 7 | 25.21 | -18445 | -1480 | -491 | 857 | 1597 | 0 | 2838 | 0 | 0 | 1577 | 53 | 341 | 3591 | 3288 | 1277 | 0 | 1459 | 290 | 217 | 1112 | 0 | 256 | 1200 | 0 | 465 | 0 | 0 | 0 | 0 | 0 | 0 | 0 | 0 | 0
2040-04-17 | 8 | 25.21 | -19709 | -1417 | -600 | 600 | 1329 | 6 | 3688 | 0 | 0 | 1577 | 53 | 335 | 3217 | 3288 | 1170 | 0 | 1094 | 2121 | 219 | 1100 | 0 | 265 | 1200 | 0 | 465 | 0 | 0 | 0 | 0 | 0 | 0 | 0 | 0 | 0
2040-04-17 | 9 | 25.21 | -19956 | -1072 | -727 | 178 | 27 | -886 | 3857 | 0 | 0 | 1274 | 53 | 319 | 2709 | 3288 | 1240 | 0 | 1081 | 5339 | 219 | 1104 | 0 | 287 | 1200 | 0 | 465 | 0 | 0 | 0 | 0 | 0 | 0 | 0 | 0 | 0
2040-04-17 | 10 | 0 | -20101 | -915 | -854 | -47 | -369 | -1602 | 3952 | 0 | 0 | 440 | 48 | 160 | 1453 | 3288 | 1384 | 0 | 896 | 9115 | 219 | 1107 | 0 | 295 | 1200 | 0 | 332 | 0 | 0 | 0 | 0 | 0 | 0 | 0 | 0 | 0
2040-04-17 | 11 | 0 | -20358 | -774 | -818 | -623 | -1444 | -1859 | 4127 | 0 | 0 | 316 | 48 | 160 | 1133 | 3288 | 1085 | 0 | 1028 | 11587 | 219 | 1107 | 0 | 290 | 1200 | 0 | 289 | 0 | 0 | 0 | 0 | 0 | 0 | 0 | 0 | 0
2040-04-17 | 12 | -35 | -20508 | -685 | -709 | -908 | -2000 | -1859 | 4227 | 0 | 0 | 0 | 48 | 160 | 1133 | 3288 | 910 | 0 | 395 | 13407 | 219 | 1106 | 0 | 297 | 1200 | 0 | 280 | 0 | 523 | 0 | 0 | 0 | 0 | 0 | 0 | 0
2040-04-17 | 13 | -35 | -20383 | -607 | -927 | -908 | -2000 | -1859 | 4143 | 0 | 0 | 0 | 48 | 160 | 180 | 3288 | 674 | 0 | 879 | 14211 | 218 | 1106 | 0 | 297 | 1200 | 0 | 280 | 0 | 54 | 0 | 0 | 0 | 0 | 0 | 0 | 0
2040-04-17 | 14 | -30 | -20272 | -528 | -909 | -908 | -2000 | -1859 | 4069 | 0 | 0 | 38 | 48 | 160 | 180 | 3288 | 562 | 0 | 887 | 14144 | 217 | 1109 | 0 | 294 | 1200 | 0 | 280 | 0 | 0 | 0 | 0 | 0 | 0 | 0 | 0 | 0
2040-04-17 | 15 | 0 | -19883 | -528 | -818 | -641 | -1319 | -1854 | 3804 | 0 | 0 | 316 | 48 | 160 | 0 | 3288 | 448 | 0 | 854 | 13026 | 218 | 1112 | 0 | 280 | 1200 | 0 | 289 | 0 | 0 | 0 | 0 | 0 | 0 | 0 | 0 | 0
2040-04-17 | 16 | 0 | -19473 | -497 | -1072 | -38 | -19 | -1500 | 3530 | 0 | 0 | 340 | 48 | 160 | 0 | 3288 | 533 | 0 | 729 | 10827 | 218 | 1110 | 0 | 285 | 1200 | 0 | 332 | 0 | 0 | 0 | 0 | 0 | 0 | 0 | 0 | 0
2040-04-17 | 17 | 25.21 | -19331 | -497 | -1381 | 0 | 0 | -53 | 3435 | 0 | 0 | 1130 | 53 | 319 | 1088 | 3288 | 537 | 0 | 614 | 7488 | 218 | 1112 | 0 | 316 | 1200 | 0 | 465 | 0 | 0 | 0 | 0 | 0 | 0 | 0 | 0 | 0
2040-04-17 | 18 | 34.06 | -19482 | -497 | -1654 | 270 | 232 | 1163 | 3535 | 0 | 0 | 1539 | 53 | 335 | 2770 | 3288 | 556 | 0 | 450 | 4093 | 219 | 1110 | 0 | 356 | 1200 | 0 | 465 | 0 | 0 | 0 | 0 | 0 | 0 | 0 | 0 | 0
2040-04-17 | 19 | 34.06 | -19684 | -565 | -1581 | 678 | 1449 | 1684 | 3672 | 0 | 0 | 1598 | 53 | 341 | 3395 | 3288 | 613 | 0 | 365 | 1330 | 219 | 1107 | 0 | 374 | 1200 | 0 | 465 | 0 | 0 | 0 | 0 | 0 | 0 | 0 | 0 | 0
2040-04-17 | 20 | 34.06 | -20125 | -607 | -1109 | 908 | 1797 | 1749 | 3968 | 0 | 0 | 1598 | 53 | 341 | 3713 | 3288 | 689 | 0 | 269 | 108 | 219 | 1107 | 0 | 369 | 1200 | 0 | 465 | 0 | 0 | 0 | 0 | 0 | 0 | 0 | 0 | 0
2040-04-17 | 21 | 34.06 | -20256 | -685 | -1018 | 908 | 1711 | 1749 | 4058 | 0 | 0 | 1598 | 53 | 341 | 3846 | 3288 | 766 | 0 | 268 | 0 | 218 | 1106 | 0 | 384 | 1200 | 0 | 465 | 0 | 0 | 0 | 0 | 0 | 0 | 0 | 0 | 0
2040-04-17 | 22 | 34.06 | -19132 | -821 | -854 | 280 | 1632 | 1667 | 3303 | 0 | 0 | 1598 | 53 | 341 | 4132 | 3288 | 903 | 0 | 225 | 0 | 219 | 1104 | 0 | 398 | 1200 | 0 | 465 | 0 | 0 | 0 | 0 | 0 | 0 | 0 | 0 | 0
2040-04-17 | 23 | 34.06 | -17510 | -915 | -709 | 316 | 722 | 1655 | 2209 | 0 | 0 | 1598 | 53 | 341 | 4312 | 3288 | 985 | 0 | 263 | 0 | 219 | 1106 | 0 | 403 | 1200 | 0 | 465 | 0 | 0 | 0 | 0 | 0 | 0 | 0 | 0 | 0
2040-04-17 | 24 | 34.06 | -15994 | -1072 | -582 | 143 | 328 | 1386 | 1189 | 0 | 0 | 1597 | 53 | 341 | 4725 | 3288 | 1041 | 0 | 204 | 0 | 218 | 1106 | 0 | 364 | 1200 | 0 | 465 | 0 | 0 | 0 | 0 | 0 | 0 | 0 | 0 | 0
2040-04-18 | 1 | 37 | -15060 | -1182 | -509 | 0 | 0 | 0 | 528 | 0 | 0 | 1597 | 53 | 341 | 5918 | 3288 | 1170 | 0 | 241 | 0 | 213 | 1106 | 0 | 631 | 1200 | 0 | 465 | 0 | 0 | 0 | 0 | 0 | 0 | 0 | 0 | 0
2040-04-18 | 2 | 35.37 | -14523 | -1240 | -454 | 0 | 0 | 0 | 528 | 0 | 0 | 1577 | 53 | 341 | 5488 | 3288 | 1008 | 0 | 346 | 0 | 203 | 1100 | 0 | 620 | 1200 | 0 | 465 | 0 | 0 | 0 | 0 | 0 | 0 | 0 | 0 | 0
2040-04-18 | 3 | 35.5 | -14322 | -1297 | -400 | 0 | 0 | 0 | 528 | 0 | 0 | 1577 | 53 | 341 | 5557 | 3288 | 814 | 0 | 351 | 0 | 200 | 1098 | 0 | 548 | 1200 | 0 | 465 | 0 | 0 | 0 | 0 | 0 | 0 | 0 | 0 | 0
2040-04-18 | 4 | 35.69 | -14327 | -1355 | -382 | 0 | 0 | 0 | 528 | 0 | 0 | 1577 | 53 | 341 | 5668 | 3288 | 832 | 0 | 514 | 0 | 200 | 1103 | 0 | 294 | 1200 | 0 | 465 | 0 | 0 | 0 | 0 | 0 | 0 | 0 | 0 | 0
2040-04-18 | 5 | 36.08 | -14847 | -1355 | -363 | 0 | 0 | 0 | 528 | 0 | 0 | 1577 | 53 | 341 | 5849 | 3288 | 1068 | 0 | 606 | 0 | 209 | 1098 | 0 | 284 | 1200 | 0 | 465 | 0 | 0 | 0 | 0 | 0 | 0 | 0 | 0 | 0
2040-04-18 | 6 | 37.76 | -16213 | -1297 | -382 | 0 | 0 | 0 | 766 | 0 | 0 | 1595 | 53 | 341 | 6207 | 3288 | 1748 | 0 | 631 | 0 | 217 | 1106 | 0 | 276 | 1200 | 0 | 465 | 0 | 0 | 0 | 0 | 0 | 0 | 0 | 0 | 0
2040-04-18 | 7 | 38.17 | -18197 | -1297 | -491 | 0 | 0 | 0 | 2029 | 0 | 0 | 1597 | 53 | 341 | 6405 | 3288 | 2231 | 0 | 622 | 168 | 217 | 1112 | 0 | 256 | 1200 | 0 | 465 | 0 | 0 | 0 | 0 | 0 | 0 | 0 | 0 | 0
2040-04-18 | 8 | 33.72 | -19862 | -1240 | -600 | 0 | 0 | 0 | 3091 | 0 | 0 | 1577 | 53 | 341 | 5092 | 3288 | 3610 | 0 | 674 | 727 | 219 | 1100 | 0 | 265 | 1200 | 0 | 465 | 0 | 0 | 0 | 0 | 0 | 0 | 0 | 0 | 0
2040-04-18 | 9 | 27.12 | -20739 | -1124 | -727 | 0 | -55 | -190 | 3651 | 0 | 0 | 1453 | 53 | 341 | 3562 | 3288 | 5155 | 0 | 801 | 1257 | 219 | 1104 | 0 | 287 | 1200 | 0 | 465 | 0 | 0 | 0 | 0 | 0 | 0 | 0 | 0 | 0
2040-04-18 | 10 | 27.12 | -21204 | -1072 | -854 | 0 | 0 | -498 | 3947 | 0 | 0 | 1274 | 53 | 341 | 2594 | 3288 | 6427 | 0 | 720 | 1699 | 219 | 1107 | 0 | 295 | 1200 | 0 | 465 | 0 | 0 | 0 | 0 | 0 | 0 | 0 | 0 | 0
2040-04-18 | 11 | 27.12 | -21526 | -1015 | -818 | 0 | 0 | -837 | 4153 | 0 | 0 | 1130 | 53 | 341 | 1973 | 3288 | 7049 | 0 | 930 | 1998 | 219 | 1107 | 0 | 290 | 1200 | 0 | 465 | 0 | 0 | 0 | 0 | 0 | 0 | 0 | 0 | 0
2040-04-18 | 12 | 27.12 | -21643 | -968 | -709 | 0 | 0 | -515 | 4227 | 0 | 0 | 1062 | 53 | 341 | 754 | 3288 | 7154 | 0 | 1339 | 2331 | 219 | 1106 | 0 | 297 | 1200 | 0 | 465 | 0 | 0 | 0 | 0 | 0 | 0 | 0 | 0 | 0
2040-04-18 | 13 | 27.12 | -21555 | -915 | -927 | 0 | 0 | -232 | 4169 | 0 | 0 | 1027 | 53 | 341 | 0 | 3288 | 7293 | 0 | 1746 | 2428 | 218 | 1106 | 0 | 297 | 1200 | 0 | 465 | 0 | 0 | 0 | 0 | 0 | 0 | 0 | 0 | 0
2040-04-18 | 14 | 27.12 | -21477 | -915 | -909 | 0 | 0 | -275 | 4122 | 0 | 0 | 972 | 53 | 341 | 0 | 3288 | 7327 | 0 | 1919 | 2270 | 217 | 1109 | 0 | 294 | 1200 | 0 | 465 | 0 | 0 | 0 | 0 | 0 | 0 | 0 | 0 | 0
2040-04-18 | 15 | 27.12 | -21265 | -868 | -818 | 0 | 0 | -173 | 3984 | 0 | 0 | 1044 | 53 | 341 | 0 | 3288 | 7335 | 0 | 2003 | 1802 | 218 | 1112 | 0 | 280 | 1200 | 0 | 465 | 0 | 0 | 0 | 0 | 0 | 0 | 0 | 0 | 0
2040-04-18 | 16 | 36.65 | -21126 | -915 | -1072 | 0 | 0 | 419 | 3900 | 0 | 0 | 1063 | 53 | 341 | 129 | 3288 | 7337 | 0 | 2023 | 1284 | 218 | 1110 | 0 | 285 | 1200 | 0 | 465 | 0 | 0 | 0 | 0 | 0 | 0 | 0 | 0 | 0
2040-04-18 | 17 | 36.65 | -21265 | -968 | -1381 | 0 | 0 | 573 | 3984 | 0 | 0 | 1130 | 53 | 341 | 499 | 3288 | 7339 | 0 | 2043 | 1054 | 218 | 1112 | 0 | 316 | 1200 | 0 | 465 | 0 | 0 | 0 | 0 | 0 | 0 | 0 | 0 | 0
2040-04-18 | 18 | 36.65 | -21495 | -968 | -1654 | 0 | 0 | 523 | 4132 | 0 | 0 | 1228 | 53 | 341 | 1079 | 3288 | 7342 | 0 | 1981 | 800 | 219 | 1110 | 0 | 356 | 1200 | 0 | 465 | 0 | 0 | 0 | 0 | 0 | 0 | 0 | 0 | 0
2040-04-18 | 19 | 36.65 | -21472 | -968 | -1581 | 0 | 3 | 499 | 4116 | 0 | 0 | 1229 | 53 | 341 | 1351 | 3288 | 7342 | 0 | 1994 | 440 | 219 | 1107 | 0 | 374 | 1200 | 0 | 465 | 0 | 0 | 0 | 0 | 0 | 0 | 0 | 0 | 0
2040-04-18 | 20 | 36.36 | -21377 | -968 | -1109 | 0 | 44 | 0 | 4058 | 0 | 0 | 1229 | 53 | 335 | 1708 | 3288 | 7349 | 0 | 1979 | 50 | 219 | 1107 | 0 | 369 | 1200 | 0 | 465 | 0 | 0 | 0 | 0 | 0 | 0 | 0 | 0 | 0
2040-04-18 | 21 | 21.38 | -20880 | -968 | -1018 | 0 | 0 | 0 | 3741 | 0 | 0 | 1195 | 53 | 175 | 1745 | 3288 | 7360 | 0 | 1936 | 0 | 218 | 1106 | 0 | 384 | 1200 | 0 | 465 | 0 | 0 | 0 | 0 | 0 | 0 | 0 | 0 | 0
2040-04-18 | 22 | 0 | -19617 | -968 | -854 | 0 | 0 | 0 | 2933 | 0 | 0 | 1025 | 48 | 160 | 1591 | 3288 | 7329 | 0 | 1813 | 0 | 219 | 1104 | 0 | 398 | 1200 | 0 | 332 | 0 | 0 | 0 | 0 | 0 | 0 | 0 | 0 | 0
2040-04-18 | 23 | 0 | -17973 | -821 | -709 | 0 | 0 | -27 | 1886 | 0 | 0 | 492 | 48 | 160 | 1423 | 3288 | 7309 | 0 | 1707 | 0 | 219 | 1106 | 0 | 403 | 1200 | 0 | 289 | 0 | 0 | 0 | 0 | 0 | 0 | 0 | 0 | 0
2040-04-18 | 24 | 0 | -16431 | -774 | -582 | 0 | 0 | -648 | 904 | 0 | 0 | 492 | 48 | 160 | 1423 | 3288 | 7308 | 0 | 1644 | 0 | 218 | 1106 | 0 | 364 | 1200 | 0 | 280 | 0 | 0 | 0 | 0 | 0 | 0 | 0 | 0 | 0
2040-04-19 | 1 | -30 | -15379 | -727 | -509 | -295 | -827 | -584 | 639 | 0 | 0 | 340 | 48 | 160 | 1423 | 3288 | 7294 | 0 | 1699 | 0 | 213 | 1106 | 0 | 631 | 1200 | 0 | 280 | 0 | 0 | 0 | 0 | 0 | 0 | 0 | 0 | 0
2040-04-19 | 2 | -30 | -14771 | -727 | -454 | -31 | -153 | -1567 | 528 | 0 | 0 | 340 | 48 | 160 | 843 | 3288 | 7301 | 0 | 1792 | 0 | 203 | 1100 | 0 | 620 | 1200 | 0 | 280 | 0 | 0 | 0 | 0 | 0 | 0 | 0 | 0 | 0
2040-04-19 | 3 | -30 | -14416 | -685 | -400 | -37 | 0 | -1567 | 528 | 0 | 0 | 340 | 48 | 160 | 445 | 3288 | 7302 | 0 | 1668 | 0 | 200 | 1098 | 0 | 548 | 1200 | 0 | 280 | 0 | 0 | 0 | 0 | 0 | 0 | 0 | 0 | 0
2040-04-19 | 4 | -30 | -14332 | -643 | -382 | -175 | -150 | -1279 | 528 | 0 | 0 | 340 | 48 | 160 | 440 | 3288 | 7302 | 0 | 1777 | 0 | 200 | 1103 | 0 | 294 | 1200 | 0 | 280 | 0 | 0 | 0 | 0 | 0 | 0 | 0 | 0 | 0
2040-04-19 | 5 | -30 | -14683 | -685 | -363 | 0 | -220 | -858 | 528 | 0 | 0 | 340 | 48 | 160 | 440 | 3288 | 7302 | 0 | 1633 | 0 | 209 | 1098 | 0 | 284 | 1200 | 0 | 280 | 0 | 0 | 0 | 0 | 0 | 0 | 0 | 0 | 0
2040-04-19 | 6 | -30 | -15771 | -565 | -382 | 0 | 0 | -305 | 898 | 0 | 0 | 380 | 48 | 160 | 440 | 3288 | 7313 | 0 | 1415 | 0 | 217 | 1106 | 0 | 276 | 1200 | 0 | 280 | 0 | 0 | 0 | 0 | 0 | 0 | 0 | 0 | 0
2040-04-19 | 7 | -30 | -17349 | -528 | -491 | 0 | -490 | 624 | 1945 | 0 | 0 | 410 | 48 | 160 | 440 | 3288 | 7325 | 0 | 1369 | 186 | 217 | 1112 | 0 | 256 | 1200 | 0 | 280 | 0 | 0 | 0 | 0 | 0 | 0 | 0 | 0 | 0
2040-04-19 | 8 | -30 | -18763 | -497 | -600 | -63 | 0 | 0 | 2885 | 0 | 0 | 380 | 48 | 160 | 440 | 3288 | 7325 | 0 | 1276 | 1056 | 219 | 1100 | 0 | 265 | 1200 | 0 | 280 | 0 | 0 | 0 | 0 | 0 | 0 | 0 | 0 | 0
2040-04-19 | 9 | -30 | -19705 | -429 | -727 | 0 | -158 | -320 | 3509 | 0 | 0 | 340 | 48 | 160 | 0 | 3288 | 7308 | 0 | 1207 | 2391 | 219 | 1104 | 0 | 287 | 1200 | 0 | 280 | 0 | 0 | 0 | 0 | 0 | 0 | 0 | 0 | 0
2040-04-19 | 10 | -30 | -20271 | -366 | -854 | -199 | -801 | -624 | 3884 | 0 | 0 | 340 | 48 | 160 | 0 | 3288 | 7302 | 0 | 1129 | 3864 | 219 | 1107 | 0 | 295 | 1200 | 0 | 280 | 0 | 0 | 0 | 0 | 0 | 0 | 0 | 0 | 0
2040-04-19 | 11 | -30 | -20640 | -288 | -818 | -38 | -193 | -1617 | 4132 | 0 | 0 | 290 | 48 | 160 | 0 | 3288 | 7303 | 0 | 1024 | 4254 | 219 | 1107 | 0 | 290 | 1200 | 0 | 280 | 0 | 0 | 0 | 0 | 0 | 0 | 0 | 0 | 0
2040-04-19 | 12 | -30 | -20785 | -267 | -709 | -791 | -1244 | -1539 | 4227 | 0 | 0 | 0 | 48 | 160 | 0 | 3288 | 7316 | 0 | 1038 | 6155 | 219 | 1106 | 0 | 297 | 1200 | 0 | 280 | 0 | 0 | 0 | 0 | 0 | 0 | 0 | 0 | 0
2040-04-19 | 13 | -30 | -20667 | -225 | -927 | -748 | -2000 | -1096 | 4148 | 0 | 0 | 0 | 48 | 160 | 0 | 3288 | 7326 | 0 | 879 | 6713 | 218 | 1106 | 0 | 297 | 1200 | 0 | 280 | 0 | 0 | 0 | 0 | 0 | 0 | 0 | 0 | 0
2040-04-19 | 14 | -30 | -20665 | -188 | -909 | -870 | -1850 | -1131 | 4148 | 0 | 0 | 0 | 48 | 160 | 0 | 3288 | 7340 | 0 | 880 | 6649 | 217 | 1109 | 0 | 294 | 1200 | 0 | 280 | 0 | 0 | 0 | 0 | 0 | 0 | 0 | 0 | 0
2040-04-19 | 15 | -30 | -20453 | -167 | -818 | -490 | -634 | -1539 | 4005 | 0 | 0 | 4 | 48 | 160 | 0 | 3288 | 7331 | 0 | 873 | 5301 | 218 | 1112 | 0 | 280 | 1200 | 0 | 280 | 0 | 0 | 0 | 0 | 0 | 0 | 0 | 0 | 0
2040-04-19 | 16 | -30 | -20231 | -167 | -1072 | -262 | -330 | -1168 | 3857 | 0 | 0 | 0 | 48 | 160 | 0 | 3288 | 7339 | 0 | 764 | 4681 | 218 | 1110 | 0 | 285 | 1200 | 0 | 280 | 0 | 0 | 0 | 0 | 0 | 0 | 0 | 0 | 0
2040-04-19 | 17 | -30 | -20140 | -167 | -1381 | -77 | -102 | 0 | 3799 | 0 | 0 | 0 | 48 | 160 | 0 | 3288 | 7342 | 0 | 761 | 3342 | 218 | 1112 | 0 | 316 | 1200 | 0 | 280 | 0 | 0 | 0 | 0 | 0 | 0 | 0 | 0 | 0
2040-04-19 | 18 | 0 | -20139 | -204 | -1654 | 0 | 0 | 711 | 3799 | 0 | 0 | 1062 | 48 | 160 | 0 | 3288 | 7344 | 0 | 748 | 1671 | 219 | 1110 | 0 | 356 | 1200 | 0 | 280 | 0 | 0 | 0 | 0 | 0 | 0 | 0 | 0 | 0
2040-04-19 | 19 | 0 | -19933 | -225 | -1581 | 0 | 0 | 1528 | 3662 | 0 | 0 | 1158 | 48 | 160 | 0 | 3288 | 7354 | 0 | 709 | 652 | 219 | 1107 | 0 | 374 | 1200 | 0 | 280 | 0 | 0 | 0 | 0 | 0 | 0 | 0 | 0 | 0
2040-04-19 | 20 | 0 | -20071 | -288 | -1109 | 0 | 0 | 1814 | 3752 | 0 | 0 | 1158 | 48 | 160 | 0 | 3288 | 7366 | 0 | 645 | 62 | 219 | 1107 | 0 | 369 | 1200 | 0 | 280 | 0 | 0 | 0 | 0 | 0 | 0 | 0 | 0 | 0
2040-04-19 | 21 | 0.1 | -19863 | -314 | -1018 | 0 | 0 | 1859 | 3614 | 0 | 0 | 1181 | 48 | 160 | 0 | 3288 | 7349 | 0 | 481 | 0 | 218 | 1106 | 0 | 384 | 1200 | 0 | 307 | 0 | 0 | 0 | 0 | 0 | 0 | 0 | 0 | 0
2040-04-19 | 22 | 0 | -18849 | -340 | -854 | 0 | 0 | 1449 | 2943 | 0 | 0 | 1132 | 48 | 160 | 0 | 3288 | 7311 | 0 | 511 | 0 | 219 | 1104 | 0 | 398 | 1200 | 0 | 280 | 0 | 0 | 0 | 0 | 0 | 0 | 0 | 0 | 0
2040-04-19 | 23 | 0 | -17498 | -340 | -709 | 0 | 0 | 908 | 2045 | 0 | 0 | 1063 | 48 | 160 | 0 | 3288 | 7317 | 0 | 509 | 0 | 219 | 1106 | 0 | 403 | 1200 | 0 | 280 | 0 | 0 | 0 | 0 | 0 | 0 | 0 | 0 | 0
2040-04-19 | 24 | 0 | -16140 | -340 | -582 | 0 | 0 | 310 | 1141 | 0 | 0 | 1044 | 48 | 160 | 0 | 3288 | 7313 | 0 | 589 | 0 | 218 | 1106 | 0 | 364 | 1200 | 0 | 280 | 0 | 0 | 0 | 0 | 0 | 0 | 0 | 0 | 0
2040-04-20 | 1 | 0.08 | -15042 | -340 | -509 | 0 | 0 | -414 | 645 | 0 | 0 | 877 | 48 | 160 | 0 | 3288 | 7285 | 0 | 572 | 0 | 213 | 1106 | 0 | 631 | 1200 | 0 | 280 | 0 | 0 | 0 | 0 | 0 | 0 | 0 | 0 | 0
2040-04-20 | 2 | 0.08 | -14386 | -340 | -454 | 0 | 0 | -945 | 528 | 0 | 0 | 750 | 48 | 160 | 0 | 3288 | 7298 | 0 | 650 | 0 | 203 | 1100 | 0 | 620 | 1200 | 0 | 280 | 0 | 0 | 0 | 0 | 0 | 0 | 0 | 0 | 0
2040-04-20 | 3 | 0.08 | -14002 | -340 | -400 | 0 | 0 | -1409 | 528 | 0 | 0 | 750 | 48 | 160 | 0 | 3288 | 7309 | 0 | 742 | 0 | 200 | 1098 | 0 | 548 | 1200 | 0 | 280 | 0 | 0 | 0 | 0 | 0 | 0 | 0 | 0 | 0
2040-04-20 | 4 | 0.08 | -13800 | -340 | -382 | 0 | 0 | -1410 | 528 | 0 | 0 | 750 | 48 | 160 | 0 | 3288 | 7309 | 0 | 772 | 0 | 200 | 1103 | 0 | 294 | 1200 | 0 | 280 | 0 | 0 | 0 | 0 | 0 | 0 | 0 | 0 | 0
2040-04-20 | 5 | 0.08 | -13835 | -397 | -363 | 0 | 0 | -1202 | 528 | 0 | 0 | 750 | 48 | 160 | 0 | 3288 | 7301 | 0 | 652 | 0 | 209 | 1098 | 0 | 284 | 1200 | 0 | 280 | 0 | 0 | 0 | 0 | 0 | 0 | 0 | 0 | 0
2040-04-20 | 6 | 0.08 | -14249 | -397 | -382 | 0 | 0 | -753 | 528 | 0 | 0 | 750 | 48 | 160 | 0 | 3288 | 7303 | 0 | 625 | 0 | 217 | 1106 | 0 | 276 | 1200 | 0 | 280 | 0 | 0 | 0 | 0 | 0 | 0 | 0 | 0 | 0
2040-04-20 | 7 | 0.08 | -15051 | -397 | -491 | 0 | 0 | -172 | 650 | 0 | 0 | 877 | 48 | 160 | 0 | 3288 | 7328 | 0 | 595 | 100 | 217 | 1112 | 0 | 256 | 1200 | 0 | 280 | 0 | 0 | 0 | 0 | 0 | 0 | 0 | 0 | 0
2040-04-20 | 8 | 0.11 | -16331 | -397 | -600 | 0 | 0 | 29 | 1522 | 0 | 0 | 925 | 48 | 160 | 0 | 3288 | 7331 | 0 | 547 | 386 | 219 | 1100 | 0 | 265 | 1200 | 0 | 309 | 0 | 0 | 0 | 0 | 0 | 0 | 0 | 0 | 0
2040-04-20 | 9 | 0.11 | -17847 | -366 | -727 | 0 | 0 | 143 | 2552 | 0 | 0 | 1044 | 48 | 160 | 0 | 3288 | 7341 | 0 | 446 | 794 | 219 | 1104 | 0 | 287 | 1200 | 0 | 315 | 0 | 0 | 0 | 0 | 0 | 0 | 0 | 0 | 0
2040-04-20 | 10 | 0.11 | -19126 | -397 | -854 | 0 | 0 | 305 | 3419 | 0 | 0 | 1044 | 48 | 160 | 0 | 3288 | 7335 | 0 | 492 | 1152 | 219 | 1107 | 0 | 295 | 1200 | 0 | 315 | 0 | 0 | 0 | 0 | 0 | 0 | 0 | 0 | 0
2040-04-20 | 11 | 0.11 | -19908 | -366 | -818 | 0 | 0 | 109 | 3952 | 0 | 0 | 1023 | 48 | 160 | 0 | 3288 | 7327 | 0 | 442 | 1612 | 219 | 1107 | 0 | 290 | 1200 | 0 | 315 | 0 | 0 | 0 | 0 | 0 | 0 | 0 | 0 | 0
2040-04-20 | 12 | 0.1 | -20312 | -340 | -709 | 0 | 0 | 0 | 4227 | 0 | 0 | 936 | 48 | 160 | 0 | 3288 | 7332 | 0 | 480 | 1768 | 219 | 1106 | 0 | 297 | 1200 | 0 | 300 | 0 | 0 | 0 | 0 | 0 | 0 | 0 | 0 | 0
2040-04-20 | 13 | 0.08 | -20307 | -314 | -927 | 0 | 0 | -197 | 4222 | 0 | 0 | 877 | 48 | 160 | 0 | 3288 | 7332 | 0 | 518 | 2199 | 218 | 1106 | 0 | 297 | 1200 | 0 | 280 | 0 | 0 | 0 | 0 | 0 | 0 | 0 | 0 | 0
2040-04-20 | 14 | 0.08 | -20068 | -288 | -909 | 0 | 0 | -587 | 4063 | 0 | 0 | 750 | 48 | 160 | 0 | 3288 | 7327 | 0 | 499 | 2617 | 217 | 1109 | 0 | 294 | 1200 | 0 | 280 | 0 | 0 | 0 | 0 | 0 | 0 | 0 | 0 | 0
2040-04-20 | 15 | 0.08 | -19793 | -288 | -818 | 0 | 0 | -671 | 3873 | 0 | 0 | 750 | 48 | 160 | 0 | 3288 | 7326 | 0 | 453 | 2582 | 218 | 1112 | 0 | 280 | 1200 | 0 | 280 | 0 | 0 | 0 | 0 | 0 | 0 | 0 | 0 | 0
2040-04-20 | 16 | 0.08 | -19562 | -314 | -1072 | 0 | 0 | -410 | 3720 | 0 | 0 | 785 | 48 | 160 | 0 | 3288 | 7349 | 0 | 447 | 2467 | 218 | 1110 | 0 | 285 | 1200 | 0 | 280 | 0 | 0 | 0 | 0 | 0 | 0 | 0 | 0 | 0
2040-04-20 | 17 | 0.11 | -19633 | -314 | -1381 | 0 | 0 | 585 | 3767 | 0 | 0 | 1062 | 48 | 160 | 0 | 3288 | 7349 | 0 | 432 | 1482 | 218 | 1112 | 0 | 316 | 1200 | 0 | 309 | 0 | 0 | 0 | 0 | 0 | 0 | 0 | 0 | 0
2040-04-20 | 18 | 0.11 | -19768 | -314 | -1654 | 0 | 0 | 1524 | 3857 | 0 | 0 | 1158 | 48 | 160 | 0 | 3288 | 7352 | 0 | 450 | 698 | 219 | 1110 | 0 | 356 | 1200 | 0 | 315 | 0 | 0 | 0 | 0 | 0 | 0 | 0 | 0 | 0
2040-04-20 | 19 | 0.11 | -19702 | -366 | -1581 | 0 | 0 | 1752 | 3815 | 0 | 0 | 1158 | 48 | 160 | 0 | 3288 | 7351 | 0 | 485 | 377 | 219 | 1107 | 0 | 374 | 1200 | 0 | 317 | 0 | 0 | 0 | 0 | 0 | 0 | 0 | 0 | 0
2040-04-20 | 20 | 0.11 | -19805 | -397 | -1109 | 0 | 0 | 1602 | 3884 | 0 | 0 | 1158 | 48 | 160 | 0 | 3288 | 7355 | 0 | 546 | 60 | 219 | 1107 | 0 | 369 | 1200 | 0 | 315 | 0 | 0 | 0 | 0 | 0 | 0 | 0 | 0 | 0
2040-04-20 | 21 | 0.11 | -19549 | -429 | -1018 | 0 | 0 | 1412 | 3709 | 0 | 0 | 1130 | 48 | 160 | 0 | 3288 | 7335 | 0 | 691 | 0 | 218 | 1106 | 0 | 384 | 1200 | 0 | 315 | 0 | 0 | 0 | 0 | 0 | 0 | 0 | 0 | 0
2040-04-20 | 22 | 0.11 | -18648 | -429 | -854 | 0 | 0 | 828 | 3096 | 0 | 0 | 1063 | 48 | 160 | 0 | 3288 | 7314 | 0 | 898 | 0 | 219 | 1104 | 0 | 398 | 1200 | 0 | 315 | 0 | 0 | 0 | 0 | 0 | 0 | 0 | 0 | 0
2040-04-20 | 23 | 0.11 | -17348 | -460 | -709 | 0 | 0 | 298 | 2214 | 0 | 0 | 1050 | 48 | 160 | 0 | 3288 | 7309 | 0 | 913 | 0 | 219 | 1106 | 0 | 403 | 1200 | 0 | 309 | 0 | 0 | 0 | 0 | 0 | 0 | 0 | 0 | 0
2040-04-20 | 24 | 0 | -15931 | -497 | -582 | 0 | 0 | 0 | 1252 | 0 | 0 | 702 | 48 | 160 | 0 | 3288 | 7314 | 0 | 1078 | 0 | 218 | 1106 | 0 | 364 | 1200 | 0 | 280 | 0 | 0 | 0 | 0 | 0 | 0 | 0 | 0 | 0
2040-04-21 | 1 | 15.82 | -14861 | -528 | -672 | 0 | 0 | -1288 | 1194 | 0 | 0 | 750 | 53 | 160 | 0 | 3288 | 7289 | 0 | 1052 | 0 | 213 | 1106 | 0 | 631 | 1200 | 0 | 414 | 0 | 0 | 0 | 0 | 0 | 0 | 0 | 0 | 0
2040-04-21 | 2 | 15.82 | -14127 | -528 | -582 | 0 | 42 | -1606 | 661 | 0 | 0 | 750 | 53 | 160 | 0 | 3288 | 7296 | 0 | 1014 | 0 | 203 | 1100 | 0 | 620 | 1200 | 0 | 456 | 0 | 0 | 0 | 0 | 0 | 0 | 0 | 0 | 0
2040-04-21 | 3 | 8.02 | -13679 | -528 | -527 | 0 | -49 | -1859 | 528 | 0 | 0 | 750 | 53 | 160 | 0 | 3288 | 7287 | 0 | 1066 | 0 | 200 | 1098 | 0 | 548 | 1200 | 0 | 465 | 0 | 0 | 0 | 0 | 0 | 0 | 0 | 0 | 0
2040-04-21 | 4 | 15.82 | -13451 | -607 | -472 | 0 | 0 | -1854 | 528 | 0 | 0 | 750 | 53 | 160 | 0 | 3288 | 7274 | 0 | 1070 | 0 | 200 | 1103 | 0 | 294 | 1200 | 0 | 465 | 0 | 0 | 0 | 0 | 0 | 0 | 0 | 0 | 0
2040-04-21 | 5 | 15.82 | -13436 | -643 | -472 | 0 | 0 | -1599 | 528 | 0 | 0 | 750 | 53 | 160 | 0 | 3288 | 7139 | 0 | 977 | 0 | 209 | 1098 | 0 | 284 | 1200 | 0 | 465 | 0 | 0 | 0 | 0 | 0 | 0 | 0 | 0 | 0
2040-04-21 | 6 | 15.82 | -13743 | -643 | -491 | 0 | 0 | -1005 | 528 | 0 | 0 | 750 | 53 | 160 | 0 | 3288 | 6917 | 0 | 922 | 0 | 217 | 1106 | 0 | 276 | 1200 | 0 | 465 | 0 | 0 | 0 | 0 | 0 | 0 | 0 | 0 | 0
2040-04-21 | 7 | 15.82 | -14346 | -643 | -545 | 0 | 0 | -402 | 819 | 0 | 0 | 877 | 53 | 160 | 0 | 3288 | 6531 | 0 | 792 | 167 | 217 | 1112 | 0 | 256 | 1200 | 0 | 465 | 0 | 0 | 0 | 0 | 0 | 0 | 0 | 0 | 0
2040-04-21 | 8 | 21.38 | -15516 | -643 | -636 | 0 | 0 | 98 | 1670 | 0 | 0 | 1062 | 53 | 160 | 399 | 3288 | 5380 | 0 | 690 | 748 | 219 | 1100 | 0 | 265 | 1200 | 0 | 465 | 0 | 0 | 0 | 0 | 0 | 0 | 0 | 0 | 0
2040-04-21 | 9 | 15.82 | -17004 | -607 | -763 | 0 | 0 | -26 | 2748 | 0 | 0 | 1200 | 53 | 160 | 1884 | 3288 | 3849 | 0 | 582 | 1362 | 219 | 1104 | 0 | 287 | 1200 | 0 | 465 | 0 | 0 | 0 | 0 | 0 | 0 | 0 | 0 | 0
2040-04-21 | 10 | 21.38 | -18178 | -565 | -909 | 56 | 45 | 167 | 3598 | 0 | 0 | 1396 | 53 | 160 | 2396 | 3288 | 2528 | 0 | 454 | 2225 | 219 | 1107 | 0 | 295 | 1200 | 0 | 465 | 0 | 0 | 0 | 0 | 0 | 0 | 0 | 0 | 0
2040-04-21 | 11 | 17.55 | -18813 | -528 | -818 | 0 | 0 | 0 | 4058 | 0 | 0 | 1327 | 53 | 160 | 2328 | 3288 | 1740 | 0 | 470 | 3455 | 219 | 1107 | 0 | 290 | 1200 | 0 | 465 | 0 | 0 | 0 | 0 | 0 | 0 | 0 | 0 | 0
2040-04-21 | 12 | 15.82 | -19048 | -497 | -909 | 0 | 0 | -366 | 4227 | 0 | 0 | 1229 | 53 | 160 | 2264 | 3288 | 1260 | 0 | 357 | 4695 | 219 | 1106 | 0 | 297 | 1200 | 0 | 465 | 0 | 0 | 0 | 0 | 0 | 0 | 0 | 0 | 0
2040-04-21 | 13 | 15.82 | -18976 | -460 | -981 | 0 | 0 | -697 | 4174 | 0 | 0 | 1158 | 53 | 160 | 2264 | 3288 | 1372 | 0 | 286 | 5074 | 218 | 1106 | 0 | 297 | 1200 | 0 | 465 | 0 | 0 | 0 | 0 | 0 | 0 | 0 | 0 | 0
2040-04-21 | 14 | 15.82 | -18479 | -460 | -1018 | 0 | 0 | -904 | 3815 | 0 | 0 | 1150 | 53 | 160 | 2264 | 3288 | 1490 | 0 | 290 | 5065 | 217 | 1109 | 0 | 294 | 1200 | 0 | 465 | 0 | 0 | 0 | 0 | 0 | 0 | 0 | 0 | 0
2040-04-21 | 15 | 15.82 | -17933 | -460 | -1054 | 0 | 0 | -1162 | 3419 | 0 | 0 | 1063 | 53 | 160 | 2096 | 3288 | 1529 | 0 | 278 | 5449 | 218 | 1112 | 0 | 280 | 1200 | 0 | 465 | 0 | 0 | 0 | 0 | 0 | 0 | 0 | 0 | 0
2040-04-21 | 16 | 15.82 | -17636 | -429 | -999 | 0 | 0 | -560 | 3202 | 0 | 0 | 1158 | 53 | 160 | 2096 | 3288 | 1332 | 0 | 241 | 4816 | 218 | 1110 | 0 | 285 | 1200 | 0 | 465 | 0 | 0 | 0 | 0 | 0 | 0 | 0 | 0 | 0
2040-04-21 | 17 | 21.38 | -17589 | -429 | -999 | 0 | 0 | 69 | 3170 | 0 | 0 | 1348 | 53 | 160 | 2228 | 3288 | 1253 | 0 | 254 | 3883 | 218 | 1112 | 0 | 316 | 1200 | 0 | 465 | 0 | 0 | 0 | 0 | 0 | 0 | 0 | 0 | 0
2040-04-21 | 18 | 21.38 | -17689 | -397 | -1018 | 0 | 0 | 594 | 3244 | 0 | 0 | 1506 | 53 | 160 | 3196 | 3288 | 991 | 0 | 239 | 2483 | 219 | 1110 | 0 | 356 | 1200 | 0 | 465 | 0 | 0 | 0 | 0 | 0 | 0 | 0 | 0 | 0
2040-04-21 | 19 | 21.38 | -17905 | -397 | -1054 | 646 | 672 | 997 | 3398 | 0 | 0 | 1577 | 53 | 160 | 3196 | 3288 | 851 | 0 | 196 | 959 | 219 | 1107 | 0 | 374 | 1200 | 0 | 465 | 0 | 0 | 0 | 0 | 0 | 0 | 0 | 0 | 0
2040-04-21 | 20 | 21.38 | -18495 | -429 | -981 | 528 | 1481 | 1526 | 3826 | 0 | 0 | 1597 | 53 | 160 | 3196 | 3288 | 629 | 0 | 184 | 77 | 219 | 1107 | 0 | 369 | 1200 | 0 | 465 | 0 | 0 | 0 | 0 | 0 | 0 | 0 | 0 | 0
2040-04-21 | 21 | 21.38 | -18932 | -528 | -927 | 716 | 1667 | 1549 | 4143 | 0 | 0 | 1598 | 53 | 160 | 3364 | 3288 | 214 | 0 | 262 | 0 | 218 | 1106 | 0 | 384 | 1200 | 0 | 465 | 0 | 0 | 0 | 0 | 0 | 0 | 0 | 0 | 0
2040-04-21 | 22 | 21.38 | -17888 | -565 | -836 | 799 | 1596 | 1549 | 3387 | 0 | 0 | 1598 | 53 | 160 | 3034 | 3288 | 144 | 0 | 294 | 0 | 219 | 1104 | 0 | 398 | 1200 | 0 | 465 | 0 | 0 | 0 | 0 | 0 | 0 | 0 | 0 | 0
2040-04-21 | 23 | 21.38 | -16457 | -643 | -836 | 645 | 1506 | 1488 | 2351 | 0 | 0 | 1597 | 53 | 160 | 3034 | 3288 | 99 | 0 | 322 | 0 | 219 | 1106 | 0 | 403 | 1200 | 0 | 465 | 0 | 0 | 0 | 0 | 0 | 0 | 0 | 0 | 0
2040-04-21 | 24 | 21.38 | -15097 | -727 | -763 | 113 | 903 | 1826 | 1363 | 0 | 0 | 1577 | 53 | 160 | 3352 | 3288 | 156 | 0 | 443 | 0 | 218 | 1106 | 0 | 364 | 1200 | 0 | 465 | 0 | 0 | 0 | 0 | 0 | 0 | 0 | 0 | 0
2040-04-22 | 1 | 35.32 | -14157 | -774 | -672 | 0 | 0 | 0 | 528 | 0 | 0 | 1577 | 53 | 319 | 4972 | 3288 | 268 | 0 | 984 | 0 | 213 | 1106 | 0 | 631 | 1200 | 0 | 465 | 0 | 0 | 0 | 0 | 0 | 0 | 0 | 0 | 0
2040-04-22 | 2 | 29.01 | -13635 | -821 | -582 | 0 | 0 | 0 | 528 | 0 | 0 | 1572 | 53 | 335 | 4439 | 3288 | 458 | 0 | 776 | 0 | 203 | 1100 | 0 | 620 | 1200 | 0 | 465 | 0 | 0 | 0 | 0 | 0 | 0 | 0 | 0 | 0
2040-04-22 | 3 | 28.45 | -13392 | -821 | -527 | 0 | 0 | -462 | 528 | 0 | 0 | 1539 | 53 | 341 | 4431 | 3288 | 678 | 0 | 834 | 0 | 200 | 1098 | 0 | 548 | 1200 | 0 | 465 | 0 | 0 | 0 | 0 | 0 | 0 | 0 | 0 | 0
2040-04-22 | 4 | 28.45 | -13420 | -821 | -472 | 0 | 0 | -488 | 528 | 0 | 0 | 1539 | 53 | 341 | 4651 | 3288 | 787 | 0 | 753 | 0 | 200 | 1103 | 0 | 294 | 1200 | 0 | 465 | 0 | 0 | 0 | 0 | 0 | 0 | 0 | 0 | 0
2040-04-22 | 5 | 28.45 | -13901 | -821 | -472 | 0 | 0 | -448 | 528 | 0 | 0 | 1539 | 53 | 341 | 4651 | 3288 | 1257 | 0 | 729 | 0 | 209 | 1098 | 0 | 284 | 1200 | 0 | 465 | 0 | 0 | 0 | 0 | 0 | 0 | 0 | 0 | 0
2040-04-22 | 6 | 33.72 | -15343 | -868 | -491 | 0 | 0 | 0 | 528 | 0 | 0 | 1577 | 53 | 341 | 5203 | 3288 | 1721 | 0 | 728 | 0 | 217 | 1106 | 0 | 276 | 1200 | 0 | 465 | 0 | 0 | 0 | 0 | 0 | 0 | 0 | 0 | 0
2040-04-22 | 7 | 37 | -17642 | -868 | -545 | 0 | 0 | 0 | 1712 | 0 | 0 | 1577 | 53 | 341 | 5899 | 3288 | 2084 | 0 | 635 | 217 | 217 | 1112 | 0 | 256 | 1200 | 0 | 465 | 0 | 0 | 0 | 0 | 0 | 0 | 0 | 0 | 0
2040-04-22 | 8 | 35.69 | -19280 | -821 | -636 | 0 | 0 | 0 | 2764 | 0 | 0 | 1577 | 53 | 341 | 5615 | 3288 | 1968 | 0 | 602 | 1282 | 219 | 1100 | 0 | 265 | 1200 | 0 | 465 | 0 | 0 | 0 | 0 | 0 | 0 | 0 | 0 | 0
2040-04-22 | 9 | 28.45 | -19975 | -774 | -763 | 0 | 0 | -543 | 3207 | 0 | 0 | 1506 | 53 | 341 | 4201 | 3288 | 2429 | 0 | 548 | 3207 | 219 | 1104 | 0 | 287 | 1200 | 0 | 465 | 0 | 0 | 0 | 0 | 0 | 0 | 0 | 0 | 0
2040-04-22 | 10 | 28.45 | -20368 | -643 | -909 | 0 | 0 | -1362 | 3461 | 0 | 0 | 1401 | 53 | 341 | 3845 | 3288 | 2582 | 0 | 453 | 4572 | 219 | 1107 | 0 | 295 | 1200 | 0 | 465 | 0 | 0 | 0 | 0 | 0 | 0 | 0 | 0 | 0
2040-04-22 | 11 | 28.45 | -20810 | -497 | -818 | 0 | 0 | -1532 | 3741 | 0 | 0 | 1158 | 53 | 341 | 3017 | 3288 | 2570 | 0 | 391 | 5817 | 219 | 1107 | 0 | 290 | 1200 | 0 | 465 | 0 | 0 | 0 | 0 | 0 | 0 | 0 | 0 | 0
2040-04-22 | 12 | 28.45 | -21083 | -397 | -909 | 0 | 0 | -1148 | 3915 | 0 | 0 | 1112 | 53 | 341 | 1977 | 3288 | 3200 | 0 | 316 | 6049 | 219 | 1106 | 0 | 297 | 1200 | 0 | 465 | 0 | 0 | 0 | 0 | 0 | 0 | 0 | 0 | 0
2040-04-22 | 13 | 28.45 | -21110 | -429 | -981 | 0 | 0 | -312 | 3931 | 0 | 0 | 1158 | 53 | 341 | 1558 | 3288 | 3428 | 0 | 274 | 5515 | 218 | 1106 | 0 | 297 | 1200 | 0 | 465 | 0 | 0 | 0 | 0 | 0 | 0 | 0 | 0 | 0
2040-04-22 | 14 | 37.1 | -21105 | -397 | -1018 | 0 | 0 | 0 | 3931 | 0 | 0 | 1251 | 53 | 341 | 1956 | 3288 | 3908 | 0 | 331 | 4176 | 217 | 1109 | 0 | 294 | 1200 | 0 | 465 | 0 | 0 | 0 | 0 | 0 | 0 | 0 | 0 | 0
2040-04-22 | 15 | 38.45 | -20868 | -460 | -1054 | 0 | 0 | 628 | 3778 | 0 | 0 | 1411 | 53 | 341 | 2047 | 3288 | 3996 | 0 | 291 | 3274 | 218 | 1112 | 0 | 280 | 1200 | 0 | 465 | 0 | 0 | 0 | 0 | 0 | 0 | 0 | 0 | 0
2040-04-22 | 16 | 38.45 | -20796 | -565 | -999 | 0 | 0 | 974 | 3731 | 0 | 0 | 1414 | 53 | 341 | 2047 | 3288 | 4446 | 0 | 285 | 2504 | 218 | 1110 | 0 | 285 | 1200 | 0 | 465 | 0 | 0 | 0 | 0 | 0 | 0 | 0 | 0 | 0
2040-04-22 | 17 | 38.45 | -21036 | -565 | -999 | 0 | 0 | 287 | 3884 | 0 | 0 | 1539 | 53 | 341 | 3601 | 3288 | 4377 | 0 | 313 | 1607 | 218 | 1112 | 0 | 316 | 1200 | 0 | 465 | 0 | 0 | 0 | 0 | 0 | 0 | 0 | 0 | 0
2040-04-22 | 18 | 38.45 | -21482 | -607 | -1018 | 0 | 0 | 28 | 4174 | 0 | 0 | 1572 | 53 | 341 | 4857 | 3288 | 4002 | 0 | 309 | 1132 | 219 | 1110 | 0 | 356 | 1200 | 0 | 465 | 0 | 0 | 0 | 0 | 0 | 0 | 0 | 0 | 0
2040-04-22 | 19 | 38.45 | -21569 | -643 | -1054 | 0 | 0 | 1436 | 4227 | 0 | 0 | 1597 | 53 | 341 | 5037 | 3288 | 3011 | 0 | 334 | 577 | 219 | 1107 | 0 | 374 | 1200 | 0 | 465 | 0 | 0 | 0 | 0 | 0 | 0 | 0 | 0 | 0
2040-04-22 | 20 | 38.45 | -21508 | -643 | -981 | 0 | 0 | 1305 | 4190 | 0 | 0 | 1598 | 53 | 341 | 5557 | 3288 | 2885 | 0 | 483 | 74 | 219 | 1107 | 0 | 369 | 1200 | 0 | 465 | 0 | 0 | 0 | 0 | 0 | 0 | 0 | 0 | 0
2040-04-22 | 21 | 37.9 | -21010 | -643 | -927 | 0 | 0 | 0 | 3868 | 0 | 0 | 1597 | 53 | 341 | 6270 | 3288 | 3134 | 0 | 657 | 0 | 218 | 1106 | 0 | 384 | 1200 | 0 | 465 | 0 | 0 | 0 | 0 | 0 | 0 | 0 | 0 | 0
2040-04-22 | 22 | 35.69 | -19586 | -643 | -836 | 0 | 0 | 0 | 2959 | 0 | 0 | 1577 | 53 | 341 | 5815 | 3288 | 2837 | 0 | 811 | 0 | 219 | 1104 | 0 | 398 | 1200 | 0 | 465 | 0 | 0 | 0 | 0 | 0 | 0 | 0 | 0 | 0
2040-04-22 | 23 | 32.43 | -17693 | -643 | -836 | 0 | 0 | 0 | 1749 | 0 | 0 | 1577 | 53 | 341 | 5143 | 3288 | 2530 | 0 | 1099 | 0 | 219 | 1106 | 0 | 403 | 1200 | 0 | 465 | 0 | 0 | 0 | 0 | 0 | 0 | 0 | 0 | 0
2040-04-22 | 24 | 32.43 | -16114 | -643 | -763 | 0 | 0 | 0 | 734 | 0 | 0 | 1572 | 53 | 341 | 4885 | 3288 | 2114 | 0 | 1180 | 0 | 218 | 1106 | 0 | 364 | 1200 | 0 | 465 | 0 | 0 | 0 | 0 | 0 | 0 | 0 | 0 | 0
2040-04-23 | 1 | 27.12 | -15064 | -643 | -509 | 0 | 0 | -679 | 528 | 0 | 0 | 1539 | 53 | 341 | 4444 | 3288 | 1867 | 0 | 1221 | 0 | 213 | 1106 | 0 | 631 | 1200 | 0 | 465 | 0 | 0 | 0 | 0 | 0 | 0 | 0 | 0 | 0
2040-04-23 | 2 | 27.12 | -14463 | -685 | -454 | 0 | 0 | -935 | 528 | 0 | 0 | 1453 | 53 | 341 | 4051 | 3288 | 2046 | 0 | 1191 | 0 | 203 | 1100 | 0 | 620 | 1200 | 0 | 465 | 0 | 0 | 0 | 0 | 0 | 0 | 0 | 0 | 0
2040-04-23 | 3 | 27.12 | -14216 | -727 | -400 | 0 | 0 | -826 | 528 | 0 | 0 | 1492 | 53 | 341 | 4025 | 3288 | 1710 | 0 | 1221 | 0 | 200 | 1098 | 0 | 548 | 1200 | 0 | 465 | 0 | 0 | 0 | 0 | 0 | 0 | 0 | 0 | 0
2040-04-23 | 4 | 27.12 | -14182 | -727 | -382 | 0 | 0 | -370 | 528 | 0 | 0 | 1453 | 53 | 341 | 3805 | 3288 | 1744 | 0 | 1187 | 0 | 200 | 1103 | 0 | 294 | 1200 | 0 | 465 | 0 | 0 | 0 | 0 | 0 | 0 | 0 | 0 | 0
2040-04-23 | 5 | 31.75 | -14627 | -774 | -363 | 0 | 0 | 0 | 528 | 0 | 0 | 1539 | 53 | 341 | 3980 | 3288 | 1636 | 0 | 1144 | 0 | 209 | 1098 | 0 | 284 | 1200 | 0 | 465 | 0 | 0 | 0 | 0 | 0 | 0 | 0 | 0 | 0
2040-04-23 | 6 | 36.65 | -16048 | -727 | -382 | 0 | 0 | 49 | 824 | 0 | 0 | 1572 | 53 | 341 | 4834 | 3288 | 1779 | 0 | 1153 | 0 | 217 | 1106 | 0 | 276 | 1200 | 0 | 465 | 0 | 0 | 0 | 0 | 0 | 0 | 0 | 0 | 0
2040-04-23 | 7 | 36.65 | -18445 | -727 | -491 | 0 | 0 | 515 | 2378 | 0 | 0 | 1577 | 53 | 341 | 4983 | 3288 | 2045 | 0 | 1046 | 187 | 217 | 1112 | 0 | 256 | 1200 | 0 | 465 | 0 | 0 | 0 | 0 | 0 | 0 | 0 | 0 | 0
2040-04-23 | 8 | 35.98 | -20080 | -774 | -600 | 0 | 0 | 0 | 3440 | 0 | 0 | 1572 | 53 | 341 | 5023 | 3288 | 2515 | 0 | 1072 | 901 | 219 | 1100 | 0 | 265 | 1200 | 0 | 465 | 0 | 0 | 0 | 0 | 0 | 0 | 0 | 0 | 0
2040-04-23 | 9 | 27.12 | -20613 | -774 | -727 | 0 | 0 | -487 | 3783 | 0 | 0 | 1453 | 53 | 341 | 3740 | 3288 | 3369 | 0 | 1121 | 2178 | 219 | 1104 | 0 | 287 | 1200 | 0 | 465 | 0 | 0 | 0 | 0 | 0 | 0 | 0 | 0 | 0
2040-04-23 | 10 | 27.12 | -20871 | -727 | -854 | 0 | 0 | -1114 | 3952 | 0 | 0 | 1130 | 53 | 341 | 2026 | 3288 | 4306 | 0 | 1057 | 4128 | 219 | 1107 | 0 | 295 | 1200 | 0 | 465 | 0 | 0 | 0 | 0 | 0 | 0 | 0 | 0 | 0
2040-04-23 | 11 | 26.88 | -21136 | -685 | -818 | 0 | -355 | -1859 | 4122 | 0 | 0 | 750 | 53 | 341 | 1414 | 3288 | 4721 | 0 | 831 | 6054 | 219 | 1107 | 0 | 290 | 1200 | 0 | 465 | 0 | 0 | 0 | 0 | 0 | 0 | 0 | 0 | 0
2040-04-23 | 12 | 26.88 | -21277 | -607 | -709 | 0 | -701 | -1859 | 4217 | 0 | 0 | 750 | 53 | 341 | 1169 | 3288 | 4327 | 0 | 548 | 7175 | 219 | 1106 | 0 | 297 | 1200 | 0 | 465 | 0 | 0 | 0 | 0 | 0 | 0 | 0 | 0 | 0
2040-04-23 | 13 | 26.88 | -21161 | -528 | -927 | 0 | -1847 | -1859 | 4137 | 0 | 0 | 736 | 53 | 341 | 914 | 3288 | 4421 | 0 | 476 | 8671 | 218 | 1106 | 0 | 297 | 1200 | 0 | 465 | 0 | 0 | 0 | 0 | 0 | 0 | 0 | 0 | 0
2040-04-23 | 14 | 24.09 | -21183 | -497 | -909 | -136 | -2000 | -1859 | 4153 | 0 | 0 | 727 | 53 | 233 | 816 | 3288 | 3764 | 0 | 443 | 9823 | 217 | 1109 | 0 | 294 | 1200 | 0 | 465 | 0 | 0 | 0 | 0 | 0 | 0 | 0 | 0 | 0
2040-04-23 | 15 | 26.88 | -20957 | -460 | -818 | 0 | -1370 | -1859 | 4005 | 0 | 0 | 741 | 53 | 341 | 782 | 3288 | 3079 | 0 | 481 | 9419 | 218 | 1112 | 0 | 280 | 1200 | 0 | 465 | 0 | 0 | 0 | 0 | 0 | 0 | 0 | 0 | 0
2040-04-23 | 16 | 27.12 | -20692 | -429 | -1072 | 0 | 0 | -1396 | 3836 | 0 | 0 | 842 | 53 | 341 | 687 | 3288 | 2709 | 0 | 491 | 8065 | 218 | 1110 | 0 | 285 | 1200 | 0 | 465 | 0 | 0 | 0 | 0 | 0 | 0 | 0 | 0 | 0
2040-04-23 | 17 | 36.08 | -20699 | -429 | -1381 | 0 | 0 | 0 | 3841 | 0 | 0 | 1229 | 53 | 341 | 1906 | 3288 | 2053 | 0 | 456 | 6031 | 218 | 1112 | 0 | 316 | 1200 | 0 | 465 | 0 | 0 | 0 | 0 | 0 | 0 | 0 | 0 | 0
2040-04-23 | 18 | 36.65 | -20763 | -397 | -1654 | 0 | 0 | 866 | 3878 | 0 | 0 | 1577 | 53 | 341 | 4586 | 3288 | 1251 | 0 | 441 | 3183 | 219 | 1110 | 0 | 356 | 1200 | 0 | 465 | 0 | 0 | 0 | 0 | 0 | 0 | 0 | 0 | 0
2040-04-23 | 19 | 37.74 | -20897 | -460 | -1581 | 0 | 1164 | 1859 | 3968 | 0 | 0 | 1598 | 53 | 341 | 5293 | 3288 | 449 | 0 | 440 | 1121 | 219 | 1107 | 0 | 374 | 1200 | 0 | 465 | 0 | 0 | 0 | 0 | 0 | 0 | 0 | 0 | 0
2040-04-23 | 20 | 37.74 | -21297 | -528 | -1109 | 0 | 1667 | 1859 | 4227 | 0 | 0 | 1598 | 53 | 341 | 5949 | 3288 | 192 | 0 | 310 | 90 | 219 | 1107 | 0 | 369 | 1200 | 0 | 465 | 0 | 0 | 0 | 0 | 0 | 0 | 0 | 0 | 0
2040-04-23 | 21 | 37.74 | -21187 | -607 | -1018 | 101 | 1667 | 1859 | 4159 | 0 | 0 | 1598 | 53 | 341 | 5937 | 3288 | 114 | 0 | 322 | 0 | 218 | 1106 | 0 | 384 | 1200 | 0 | 465 | 0 | 0 | 0 | 0 | 0 | 0 | 0 | 0 | 0
2040-04-23 | 22 | 37.74 | -19771 | -685 | -854 | 16 | 806 | 1859 | 3239 | 0 | 0 | 1598 | 53 | 341 | 6234 | 3288 | 177 | 0 | 313 | 0 | 219 | 1104 | 0 | 398 | 1200 | 0 | 465 | 0 | 0 | 0 | 0 | 0 | 0 | 0 | 0 | 0
2040-04-23 | 23 | 37.74 | -17860 | -727 | -709 | 0 | 91 | 1524 | 2003 | 0 | 0 | 1598 | 53 | 341 | 6234 | 3288 | 460 | 0 | 311 | 0 | 219 | 1106 | 0 | 403 | 1200 | 0 | 465 | 0 | 0 | 0 | 0 | 0 | 0 | 0 | 0 | 0
2040-04-23 | 24 | 36.65 | -16272 | -774 | -582 | 0 | 0 | 786 | 972 | 0 | 0 | 1598 | 53 | 341 | 5984 | 3288 | 942 | 0 | 311 | 0 | 218 | 1106 | 0 | 364 | 1200 | 0 | 465 | 0 | 0 | 0 | 0 | 0 | 0 | 0 | 0 | 0
2040-04-24 | 1 | 34.21 | -15202 | -821 | -509 | 0 | 0 | 0 | 528 | 0 | 0 | 1577 | 53 | 325 | 5308 | 3288 | 1553 | 0 | 285 | 0 | 213 | 1106 | 0 | 631 | 1200 | 0 | 465 | 0 | 0 | 0 | 0 | 0 | 0 | 0 | 0 | 0
2040-04-24 | 2 | 3.33 | -14590 | -868 | -454 | 0 | -1 | -352 | 528 | 0 | 0 | 1453 | 53 | 166 | 3358 | 3288 | 3486 | 0 | 346 | 0 | 203 | 1100 | 0 | 620 | 1200 | 0 | 465 | 0 | 0 | 0 | 0 | 0 | 0 | 0 | 0 | 0
2040-04-24 | 3 | 3.33 | -14298 | -868 | -400 | 0 | 0 | -1481 | 528 | 0 | 0 | 1112 | 53 | 160 | 2323 | 3288 | 5699 | 0 | 372 | 0 | 200 | 1098 | 0 | 548 | 1200 | 0 | 465 | 0 | 0 | 0 | 0 | 0 | 0 | 0 | 0 | 0
2040-04-24 | 4 | 3.33 | -14275 | -868 | -382 | 0 | 0 | -1446 | 528 | 0 | 0 | 1044 | 53 | 160 | 1572 | 3288 | 6651 | 0 | 413 | 0 | 200 | 1103 | 0 | 294 | 1200 | 0 | 465 | 0 | 0 | 0 | 0 | 0 | 0 | 0 | 0 | 0
2040-04-24 | 5 | 3.33 | -14785 | -868 | -363 | 0 | 0 | -1278 | 528 | 0 | 0 | 1051 | 53 | 160 | 1572 | 3288 | 6970 | 0 | 417 | 0 | 209 | 1098 | 0 | 284 | 1200 | 0 | 465 | 0 | 0 | 0 | 0 | 0 | 0 | 0 | 0 | 0
2040-04-24 | 6 | 4.5 | -16168 | -868 | -382 | 0 | 0 | 298 | 893 | 0 | 0 | 1063 | 53 | 160 | 635 | 3288 | 7274 | 0 | 491 | 0 | 217 | 1106 | 0 | 276 | 1200 | 0 | 465 | 0 | 0 | 0 | 0 | 0 | 0 | 0 | 0 | 0
2040-04-24 | 7 | 4.5 | -18483 | -868 | -491 | 0 | 0 | 811 | 2388 | 0 | 0 | 1156 | 53 | 160 | 620 | 3288 | 7348 | 0 | 473 | 295 | 217 | 1112 | 0 | 256 | 1200 | 0 | 465 | 0 | 0 | 0 | 0 | 0 | 0 | 0 | 0 | 0
2040-04-24 | 8 | 4.5 | -20093 | -821 | -600 | 0 | 0 | 1110 | 3435 | 0 | 0 | 1130 | 48 | 160 | 220 | 3288 | 7186 | 0 | 376 | 1365 | 219 | 1100 | 0 | 265 | 1200 | 0 | 413 | 0 | 0 | 0 | 0 | 0 | 0 | 0 | 0 | 0
2040-04-24 | 9 | 3.33 | -20601 | -727 | -727 | 0 | 0 | -511 | 3762 | 0 | 0 | 836 | 53 | 160 | 0 | 3288 | 7301 | 0 | 287 | 3676 | 219 | 1104 | 0 | 287 | 1200 | 0 | 392 | 0 | 0 | 0 | 0 | 0 | 0 | 0 | 0 | 0
2040-04-24 | 10 | -30 | -20838 | -643 | -854 | -17 | -369 | -1815 | 3915 | 0 | 0 | 321 | 48 | 160 | 0 | 3288 | 7081 | 0 | 226 | 6396 | 219 | 1107 | 0 | 295 | 1200 | 0 | 280 | 0 | 0 | 0 | 0 | 0 | 0 | 0 | 0 | 0
2040-04-24 | 11 | -30 | -21144 | -607 | -818 | -841 | -1811 | -1859 | 4111 | 0 | 0 | 316 | 48 | 160 | 0 | 3288 | 6678 | 0 | 199 | 9183 | 219 | 1107 | 0 | 290 | 1200 | 0 | 280 | 0 | 0 | 0 | 0 | 0 | 0 | 0 | 0 | 0
2040-04-24 | 12 | -35 | -21320 | -565 | -709 | -908 | -2000 | -1859 | 4227 | 0 | 0 | 0 | 48 | 160 | 0 | 3288 | 6013 | 0 | 45 | 10478 | 219 | 1106 | 0 | 297 | 1200 | 0 | 280 | 0 | 165 | 0 | 0 | 0 | 0 | 0 | 0 | 0
2040-04-24 | 13 | -40 | -21284 | -460 | -927 | -908 | -2000 | -1859 | 4206 | 0 | 0 | 0 | 48 | 160 | 0 | 3288 | 5613 | 0 | 0 | 11023 | 218 | 1106 | 0 | 297 | 1200 | 0 | 280 | 202 | 213 | 0 | 0 | 0 | 0 | 0 | 0 | 0
2040-04-24 | 14 | -30 | -21172 | -460 | -909 | -626 | -1767 | -1859 | 4132 | 0 | 0 | 184 | 48 | 160 | 0 | 3288 | 4592 | 0 | 232 | 11057 | 217 | 1109 | 0 | 294 | 1200 | 0 | 280 | 0 | 0 | 0 | 0 | 0 | 0 | 0 | 0 | 0
2040-04-24 | 15 | -30 | -20886 | -429 | -818 | -773 | -1186 | -1859 | 3947 | 0 | 0 | 0 | 48 | 160 | 0 | 3288 | 5273 | 0 | 230 | 9914 | 218 | 1112 | 0 | 280 | 1200 | 0 | 280 | 0 | 0 | 0 | 0 | 0 | 0 | 0 | 0 | 0
2040-04-24 | 16 | -30 | -20555 | -429 | -1072 | 0 | -19 | -1282 | 3731 | 0 | 0 | 179 | 48 | 160 | 0 | 3288 | 4594 | 0 | 238 | 8026 | 218 | 1110 | 0 | 285 | 1200 | 0 | 280 | 0 | 0 | 0 | 0 | 0 | 0 | 0 | 0 | 0
2040-04-24 | 17 | 4.5 | -20468 | -429 | -1381 | 53 | 150 | 66 | 3678 | 0 | 0 | 1050 | 53 | 160 | 5 | 3288 | 4396 | 0 | 270 | 5850 | 218 | 1112 | 0 | 316 | 1200 | 0 | 414 | 0 | 0 | 0 | 0 | 0 | 0 | 0 | 0 | 0
2040-04-24 | 18 | 4.5 | -20572 | -460 | -1654 | 441 | 304 | 1361 | 3741 | 0 | 0 | 1367 | 53 | 160 | 243 | 3288 | 4819 | 0 | 295 | 3274 | 219 | 1110 | 0 | 356 | 1200 | 0 | 456 | 0 | 0 | 0 | 0 | 0 | 0 | 0 | 0 | 0
2040-04-24 | 19 | 4.5 | -20640 | -497 | -1581 | 361 | 1300 | 1629 | 3789 | 0 | 0 | 1506 | 53 | 160 | 533 | 3288 | 5209 | 0 | 322 | 1204 | 219 | 1107 | 0 | 374 | 1200 | 0 | 465 | 0 | 0 | 0 | 0 | 0 | 0 | 0 | 0 | 0
2040-04-24 | 20 | 4.5 | -20838 | -685 | -1109 | 757 | 1667 | 1662 | 3915 | 0 | 0 | 1544 | 53 | 160 | 701 | 3288 | 5009 | 0 | 386 | 130 | 219 | 1107 | 0 | 369 | 1200 | 0 | 465 | 0 | 0 | 0 | 0 | 0 | 0 | 0 | 0 | 0
2040-04-24 | 21 | 4.5 | -20935 | -821 | -1018 | 908 | 1779 | 1749 | 3979 | 0 | 0 | 1577 | 53 | 160 | 846 | 3288 | 4570 | 0 | 493 | 0 | 218 | 1106 | 0 | 384 | 1200 | 0 | 465 | 0 | 0 | 0 | 0 | 0 | 0 | 0 | 0 | 0
2040-04-24 | 22 | 4.5 | -19652 | -915 | -854 | 238 | 1659 | 1644 | 3149 | 0 | 0 | 1539 | 53 | 160 | 846 | 3288 | 4903 | 0 | 557 | 0 | 219 | 1104 | 0 | 398 | 1200 | 0 | 465 | 0 | 0 | 0 | 0 | 0 | 0 | 0 | 0 | 0
2040-04-24 | 23 | 4.5 | -17763 | -968 | -709 | 58 | 862 | 1397 | 1923 | 0 | 0 | 1453 | 53 | 160 | 846 | 3288 | 5369 | 0 | 637 | 0 | 219 | 1106 | 0 | 403 | 1200 | 0 | 465 | 0 | 0 | 0 | 0 | 0 | 0 | 0 | 0 | 0
2040-04-24 | 24 | 4.5 | -16130 | -968 | -582 | 0 | 150 | 1194 | 867 | 0 | 0 | 1274 | 53 | 160 | 906 | 3288 | 5765 | 0 | 670 | 0 | 218 | 1106 | 0 | 364 | 1200 | 0 | 465 | 0 | 0 | 0 | 0 | 0 | 0 | 0 | 0 | 0
2040-04-25 | 1 | 25.02 | -15067 | -1015 | -509 | 0 | -1183 | -665 | 528 | 0 | 0 | 1229 | 53 | 319 | 3380 | 3288 | 5481 | 0 | 545 | 0 | 213 | 1106 | 0 | 631 | 1200 | 0 | 465 | 0 | 0 | 0 | 0 | 0 | 0 | 0 | 0 | 0
2040-04-25 | 2 | 26.33 | -14487 | -1072 | -454 | 0 | 0 | -1771 | 528 | 0 | 0 | 1274 | 53 | 335 | 3446 | 3288 | 4599 | 0 | 674 | 0 | 203 | 1100 | 0 | 620 | 1200 | 0 | 465 | 0 | 0 | 0 | 0 | 0 | 0 | 0 | 0 | 0
2040-04-25 | 3 | 27.91 | -14256 | -1124 | -400 | 0 | 0 | -907 | 528 | 0 | 0 | 1411 | 53 | 341 | 3642 | 3288 | 3204 | 0 | 710 | 0 | 200 | 1098 | 0 | 548 | 1200 | 0 | 465 | 0 | 0 | 0 | 0 | 0 | 0 | 0 | 0 | 0
2040-04-25 | 4 | 27.91 | -14269 | -1240 | -382 | 0 | 0 | -469 | 528 | 0 | 0 | 1506 | 53 | 341 | 4229 | 3288 | 2362 | 0 | 790 | 0 | 200 | 1103 | 0 | 294 | 1200 | 0 | 465 | 0 | 0 | 0 | 0 | 0 | 0 | 0 | 0 | 0
2040-04-25 | 5 | 28.61 | -14806 | -1240 | -363 | 0 | 0 | 0 | 528 | 0 | 0 | 1569 | 53 | 341 | 4709 | 3288 | 1889 | 0 | 775 | 0 | 209 | 1098 | 0 | 284 | 1200 | 0 | 465 | 0 | 0 | 0 | 0 | 0 | 0 | 0 | 0 | 0
2040-04-25 | 6 | 35.59 | -16279 | -1240 | -382 | 0 | 0 | 180 | 1173 | 0 | 0 | 1577 | 53 | 341 | 5534 | 3288 | 1505 | 0 | 985 | 2 | 217 | 1106 | 0 | 276 | 1200 | 0 | 465 | 0 | 0 | 0 | 0 | 0 | 0 | 0 | 0 | 0
2040-04-25 | 7 | 35.59 | -18570 | -1297 | -491 | 0 | 301 | 576 | 2684 | 0 | 0 | 1597 | 53 | 341 | 5592 | 3288 | 1255 | 0 | 1036 | 386 | 217 | 1112 | 0 | 256 | 1200 | 0 | 465 | 0 | 0 | 0 | 0 | 0 | 0 | 0 | 0 | 0
2040-04-25 | 8 | 35.59 | -19983 | -1182 | -600 | 0 | 0 | 63 | 3614 | 0 | 0 | 1577 | 53 | 341 | 5521 | 3288 | 1041 | 0 | 898 | 2120 | 219 | 1100 | 0 | 265 | 1200 | 0 | 465 | 0 | 0 | 0 | 0 | 0 | 0 | 0 | 0 | 0
2040-04-25 | 9 | 27.12 | -20219 | -1015 | -727 | 0 | 0 | -1168 | 3773 | 0 | 0 | 1453 | 53 | 341 | 4323 | 3288 | 876 | 0 | 631 | 5117 | 219 | 1104 | 0 | 287 | 1200 | 0 | 465 | 0 | 0 | 0 | 0 | 0 | 0 | 0 | 0 | 0
2040-04-25 | 10 | 25.02 | -20451 | -821 | -854 | 0 | -584 | -1859 | 3926 | 0 | 0 | 1130 | 53 | 341 | 3364 | 3288 | 566 | 0 | 584 | 8032 | 219 | 1107 | 0 | 295 | 1200 | 0 | 465 | 0 | 0 | 0 | 0 | 0 | 0 | 0 | 0 | 0
2040-04-25 | 11 | 25.02 | -20764 | -821 | -818 | 0 | -1170 | -1859 | 4132 | 0 | 0 | 842 | 53 | 341 | 2317 | 3288 | 322 | 0 | 334 | 10523 | 219 | 1107 | 0 | 290 | 1200 | 0 | 465 | 0 | 0 | 0 | 0 | 0 | 0 | 0 | 0 | 0
2040-04-25 | 12 | 24.17 | -20909 | -727 | -709 | -144 | -2000 | -1859 | 4227 | 0 | 0 | 750 | 53 | 233 | 2317 | 3288 | 207 | 0 | 265 | 11720 | 219 | 1106 | 0 | 297 | 1200 | 0 | 465 | 0 | 0 | 0 | 0 | 0 | 0 | 0 | 0 | 0
2040-04-25 | 13 | 25.02 | -20876 | -643 | -927 | 0 | -1733 | -1859 | 4206 | 0 | 0 | 747 | 53 | 341 | 1134 | 3288 | 76 | 0 | 241 | 12666 | 218 | 1106 | 0 | 297 | 1200 | 0 | 465 | 0 | 0 | 0 | 0 | 0 | 0 | 0 | 0 | 0
2040-04-25 | 14 | 24.21 | -20808 | -607 | -909 | 0 | -2000 | -1859 | 4159 | 0 | 0 | 736 | 53 | 284 | 1130 | 3288 | 55 | 0 | 214 | 12979 | 217 | 1109 | 0 | 294 | 1200 | 0 | 465 | 0 | 0 | 0 | 0 | 0 | 0 | 0 | 0 | 0
2040-04-25 | 15 | 25.02 | -20575 | -528 | -818 | 0 | -832 | -1853 | 4005 | 0 | 0 | 750 | 53 | 341 | 581 | 3288 | 98 | 0 | 214 | 12001 | 218 | 1112 | 0 | 280 | 1200 | 0 | 465 | 0 | 0 | 0 | 0 | 0 | 0 | 0 | 0 | 0
2040-04-25 | 16 | 37.84 | -20222 | -460 | -1072 | 0 | 28 | 0 | 3773 | 0 | 0 | 1130 | 53 | 341 | 888 | 3288 | 166 | 0 | 240 | 8570 | 218 | 1110 | 0 | 285 | 1200 | 0 | 465 | 0 | 0 | 0 | 0 | 0 | 0 | 0 | 0 | 0
2040-04-25 | 17 | 37.71 | -20168 | -429 | -1381 | 0 | 0 | 442 | 3736 | 0 | 0 | 1411 | 53 | 341 | 2537 | 3288 | 342 | 0 | 209 | 6309 | 218 | 1112 | 0 | 316 | 1200 | 0 | 465 | 0 | 0 | 0 | 0 | 0 | 0 | 0 | 0 | 0
2040-04-25 | 18 | 37.84 | -20279 | -460 | -1654 | 0 | 1237 | 1733 | 3810 | 0 | 0 | 1597 | 53 | 341 | 3211 | 3288 | 597 | 0 | 227 | 2950 | 219 | 1110 | 0 | 356 | 1200 | 0 | 465 | 0 | 0 | 0 | 0 | 0 | 0 | 0 | 0 | 0
2040-04-25 | 19 | 37.84 | -20356 | -528 | -1581 | 259 | 1925 | 1859 | 3863 | 0 | 0 | 1598 | 53 | 341 | 4139 | 3288 | 664 | 0 | 145 | 967 | 219 | 1107 | 0 | 374 | 1200 | 0 | 465 | 0 | 0 | 0 | 0 | 0 | 0 | 0 | 0 | 0
2040-04-25 | 20 | 37.84 | -20651 | -528 | -1109 | 497 | 1944 | 1859 | 4058 | 0 | 0 | 1598 | 53 | 341 | 4164 | 3288 | 747 | 0 | 246 | 133 | 219 | 1107 | 0 | 369 | 1200 | 0 | 465 | 0 | 0 | 0 | 0 | 0 | 0 | 0 | 0 | 0
2040-04-25 | 21 | 37.84 | -20818 | -607 | -1018 | 32 | 1684 | 1744 | 4169 | 0 | 0 | 1598 | 53 | 341 | 5108 | 3288 | 908 | 0 | 146 | 0 | 218 | 1106 | 0 | 384 | 1200 | 0 | 465 | 0 | 0 | 0 | 0 | 0 | 0 | 0 | 0 | 0
2040-04-25 | 22 | 37.84 | -19566 | -727 | -854 | 0 | 794 | 1650 | 3339 | 0 | 0 | 1598 | 53 | 341 | 5547 | 3288 | 1028 | 0 | 123 | 0 | 219 | 1104 | 0 | 398 | 1200 | 0 | 465 | 0 | 0 | 0 | 0 | 0 | 0 | 0 | 0 | 0
2040-04-25 | 23 | 37.84 | -17801 | -774 | -709 | 23 | 258 | 1283 | 2177 | 0 | 0 | 1598 | 53 | 341 | 5881 | 3288 | 839 | 0 | 149 | 0 | 219 | 1106 | 0 | 403 | 1200 | 0 | 465 | 0 | 0 | 0 | 0 | 0 | 0 | 0 | 0 | 0
2040-04-25 | 24 | 37.71 | -16186 | -821 | -582 | 0 | 0 | 546 | 1110 | 0 | 0 | 1597 | 53 | 341 | 6048 | 3288 | 1029 | 0 | 226 | 0 | 218 | 1106 | 0 | 364 | 1200 | 0 | 465 | 0 | 0 | 0 | 0 | 0 | 0 | 0 | 0 | 0
2040-04-26 | 1 | 33.72 | -15139 | -868 | -509 | 0 | 0 | 0 | 528 | 0 | 0 | 1577 | 53 | 341 | 5388 | 3288 | 1349 | 0 | 378 | 0 | 213 | 1106 | 0 | 631 | 1200 | 0 | 465 | 0 | 0 | 0 | 0 | 0 | 0 | 0 | 0 | 0
2040-04-26 | 2 | 23.37 | -14530 | -915 | -454 | 0 | 0 | 0 | 528 | 0 | 0 | 1539 | 53 | 231 | 4101 | 3288 | 2074 | 0 | 498 | 0 | 203 | 1100 | 0 | 620 | 1200 | 0 | 465 | 0 | 0 | 0 | 0 | 0 | 0 | 0 | 0 | 0
2040-04-26 | 3 | 17.91 | -14240 | -915 | -400 | 0 | 0 | -368 | 528 | 0 | 0 | 1411 | 53 | 166 | 3284 | 3288 | 3134 | 0 | 548 | 0 | 200 | 1098 | 0 | 548 | 1200 | 0 | 465 | 0 | 0 | 0 | 0 | 0 | 0 | 0 | 0 | 0
2040-04-26 | 4 | 17.91 | -14176 | -968 | -382 | 0 | 0 | -961 | 528 | 0 | 0 | 1229 | 53 | 160 | 2994 | 3288 | 4421 | 0 | 552 | 0 | 200 | 1103 | 0 | 294 | 1200 | 0 | 465 | 0 | 0 | 0 | 0 | 0 | 0 | 0 | 0 | 0
2040-04-26 | 5 | 17.91 | -14643 | -968 | -363 | 0 | 0 | -1084 | 528 | 0 | 0 | 1181 | 53 | 160 | 2854 | 3288 | 5189 | 0 | 549 | 0 | 209 | 1098 | 0 | 284 | 1200 | 0 | 465 | 0 | 0 | 0 | 0 | 0 | 0 | 0 | 0 | 0
2040-04-26 | 6 | 17.91 | -15985 | -968 | -382 | 0 | 0 | -510 | 576 | 0 | 0 | 1315 | 53 | 160 | 2854 | 3288 | 5814 | 0 | 520 | 0 | 217 | 1106 | 0 | 276 | 1200 | 0 | 465 | 0 | 0 | 0 | 0 | 0 | 0 | 0 | 0 | 0
2040-04-26 | 7 | 17.91 | -18299 | -968 | -491 | 0 | 0 | -287 | 2045 | 0 | 0 | 1245 | 53 | 160 | 2459 | 3288 | 6785 | 0 | 612 | 148 | 217 | 1112 | 0 | 256 | 1200 | 0 | 465 | 0 | 0 | 0 | 0 | 0 | 0 | 0 | 0 | 0
2040-04-26 | 8 | 17.91 | -20059 | -968 | -600 | 0 | 0 | -274 | 3160 | 0 | 0 | 1274 | 53 | 160 | 2459 | 3288 | 7065 | 0 | 690 | 503 | 219 | 1100 | 0 | 265 | 1200 | 0 | 465 | 0 | 0 | 0 | 0 | 0 | 0 | 0 | 0 | 0
2040-04-26 | 9 | 17.91 | -20886 | -968 | -727 | 0 | 0 | -246 | 3688 | 0 | 0 | 1181 | 53 | 160 | 2006 | 3288 | 7427 | 0 | 758 | 991 | 219 | 1104 | 0 | 287 | 1200 | 0 | 465 | 0 | 0 | 0 | 0 | 0 | 0 | 0 | 0 | 0
2040-04-26 | 10 | 17.91 | -21309 | -968 | -854 | 0 | 0 | -346 | 3952 | 0 | 0 | 1158 | 53 | 160 | 1838 | 3288 | 7454 | 0 | 761 | 1527 | 219 | 1107 | 0 | 295 | 1200 | 0 | 465 | 0 | 0 | 0 | 0 | 0 | 0 | 0 | 0 | 0
2040-04-26 | 11 | 17.91 | -21615 | -915 | -818 | 0 | 0 | -442 | 4148 | 0 | 0 | 1062 | 53 | 160 | 978 | 3288 | 7447 | 0 | 894 | 2479 | 219 | 1107 | 0 | 290 | 1200 | 0 | 465 | 0 | 0 | 0 | 0 | 0 | 0 | 0 | 0 | 0
2040-04-26 | 12 | 22.28 | -21739 | -915 | -709 | 0 | 0 | 0 | 4227 | 0 | 0 | 1044 | 53 | 168 | 180 | 3288 | 7430 | 0 | 1125 | 2560 | 219 | 1106 | 0 | 297 | 1200 | 0 | 465 | 0 | 0 | 0 | 0 | 0 | 0 | 0 | 0 | 0
2040-04-26 | 13 | 24.2 | -21638 | -915 | -927 | 0 | 0 | 331 | 4164 | 0 | 0 | 1062 | 53 | 225 | 0 | 3288 | 7432 | 0 | 1348 | 2292 | 218 | 1106 | 0 | 297 | 1200 | 0 | 465 | 0 | 0 | 0 | 0 | 0 | 0 | 0 | 0 | 0
2040-04-26 | 14 | 24.2 | -21619 | -868 | -909 | 0 | 0 | 588 | 4153 | 0 | 0 | 1062 | 53 | 225 | 0 | 3288 | 7432 | 0 | 1404 | 1905 | 217 | 1109 | 0 | 294 | 1200 | 0 | 465 | 0 | 0 | 0 | 0 | 0 | 0 | 0 | 0 | 0
2040-04-26 | 15 | 24.2 | -21458 | -915 | -818 | 0 | 0 | 311 | 4048 | 0 | 0 | 1062 | 53 | 225 | 0 | 3288 | 7411 | 0 | 1593 | 1927 | 218 | 1112 | 0 | 280 | 1200 | 0 | 465 | 0 | 0 | 0 | 0 | 0 | 0 | 0 | 0 | 0
2040-04-26 | 16 | 24.2 | -21315 | -968 | -1072 | 0 | 0 | 867 | 3958 | 0 | 0 | 1078 | 53 | 225 | 0 | 3288 | 7387 | 0 | 1709 | 1513 | 218 | 1110 | 0 | 285 | 1200 | 0 | 465 | 0 | 0 | 0 | 0 | 0 | 0 | 0 | 0 | 0
2040-04-26 | 17 | 24.2 | -21395 | -968 | -1381 | 0 | 0 | 610 | 4011 | 0 | 0 | 1130 | 53 | 219 | 610 | 3288 | 7374 | 0 | 1762 | 1376 | 218 | 1112 | 0 | 316 | 1200 | 0 | 465 | 0 | 0 | 0 | 0 | 0 | 0 | 0 | 0 | 0
2040-04-26 | 18 | 24.2 | -21525 | -968 | -1654 | 0 | 0 | 221 | 4090 | 0 | 0 | 1158 | 53 | 219 | 1307 | 3288 | 7468 | 0 | 1805 | 1189 | 219 | 1110 | 0 | 356 | 1200 | 0 | 465 | 0 | 0 | 0 | 0 | 0 | 0 | 0 | 0 | 0
2040-04-26 | 19 | 24.2 | -21450 | -968 | -1581 | 0 | 0 | 415 | 4042 | 0 | 0 | 1229 | 53 | 219 | 1576 | 3288 | 7480 | 0 | 1901 | 432 | 219 | 1107 | 0 | 374 | 1200 | 0 | 465 | 0 | 0 | 0 | 0 | 0 | 0 | 0 | 0 | 0
2040-04-26 | 20 | 23.29 | -21372 | -1015 | -1109 | 0 | 0 | 0 | 3995 | 0 | 0 | 1229 | 53 | 171 | 1958 | 3288 | 7481 | 0 | 1890 | 70 | 219 | 1107 | 0 | 369 | 1200 | 0 | 465 | 0 | 0 | 0 | 0 | 0 | 0 | 0 | 0 | 0
2040-04-26 | 21 | 19.46 | -20902 | -1072 | -1018 | 0 | 0 | 0 | 3694 | 0 | 0 | 1229 | 53 | 160 | 1818 | 3288 | 7468 | 0 | 1910 | 0 | 218 | 1106 | 0 | 384 | 1200 | 0 | 465 | 0 | 0 | 0 | 0 | 0 | 0 | 0 | 0 | 0
2040-04-26 | 22 | 0 | -19796 | -1072 | -854 | 0 | 0 | 0 | 2996 | 0 | 0 | 875 | 48 | 160 | 1751 | 3288 | 7448 | 0 | 1904 | 0 | 219 | 1104 | 0 | 398 | 1200 | 0 | 332 | 0 | 0 | 0 | 0 | 0 | 0 | 0 | 0 | 0
2040-04-26 | 23 | 0 | -18307 | -1072 | -709 | 0 | 0 | -174 | 2050 | 0 | 0 | 534 | 48 | 160 | 1751 | 3288 | 7448 | 0 | 1766 | 0 | 219 | 1106 | 0 | 403 | 1200 | 0 | 289 | 0 | 0 | 0 | 0 | 0 | 0 | 0 | 0 | 0
2040-04-26 | 24 | 0 | -16841 | -1124 | -582 | 0 | 0 | -433 | 1115 | 0 | 0 | 492 | 48 | 160 | 1593 | 3288 | 7462 | 0 | 1654 | 0 | 218 | 1106 | 0 | 364 | 1200 | 0 | 280 | 0 | 0 | 0 | 0 | 0 | 0 | 0 | 0 | 0
2040-04-27 | 1 | -35 | -15718 | -1072 | -509 | -110 | -985 | -281 | 1242 | 0 | 0 | 0 | 48 | 160 | 1303 | 3288 | 7459 | 0 | 1745 | 0 | 213 | 1106 | 0 | 631 | 1200 | 0 | 280 | 0 | 0 | 0 | 0 | 0 | 0 | 0 | 0 | 0
2040-04-27 | 2 | -35 | -15060 | -1072 | -454 | -205 | -300 | -622 | 793 | 0 | 0 | 0 | 48 | 160 | 775 | 3288 | 7456 | 0 | 1791 | 0 | 203 | 1100 | 0 | 620 | 1200 | 0 | 280 | 0 | 0 | 0 | 0 | 0 | 0 | 0 | 0 | 0
2040-04-27 | 3 | -35 | -14716 | -1072 | -400 | -127 | 0 | -780 | 555 | 0 | 0 | 0 | 48 | 160 | 450 | 3288 | 7471 | 0 | 1797 | 0 | 200 | 1098 | 0 | 548 | 1200 | 0 | 280 | 0 | 0 | 0 | 0 | 0 | 0 | 0 | 0 | 0
2040-04-27 | 4 | -35 | -14529 | -1072 | -382 | -75 | -350 | -459 | 528 | 0 | 0 | 0 | 48 | 160 | 450 | 3288 | 7470 | 0 | 1845 | 0 | 200 | 1103 | 0 | 294 | 1200 | 0 | 280 | 0 | 0 | 0 | 0 | 0 | 0 | 0 | 0 | 0
2040-04-27 | 5 | -35 | -14651 | -1015 | -363 | -187 | -450 | -78 | 528 | 0 | 0 | 0 | 48 | 160 | 450 | 3288 | 7381 | 0 | 1818 | 0 | 209 | 1098 | 0 | 284 | 1200 | 0 | 280 | 0 | 0 | 0 | 0 | 0 | 0 | 0 | 0 | 0
2040-04-27 | 6 | -35 | -15182 | -1015 | -382 | -187 | -429 | 0 | 877 | 0 | 0 | 0 | 48 | 160 | 450 | 3288 | 7429 | 0 | 1864 | 0 | 217 | 1106 | 0 | 276 | 1200 | 0 | 280 | 0 | 0 | 0 | 0 | 0 | 0 | 0 | 0 | 0
2040-04-27 | 7 | -35 | -16142 | -1015 | -491 | -70 | -150 | -292 | 1532 | 0 | 0 | 0 | 48 | 160 | 450 | 3288 | 7454 | 0 | 1908 | 253 | 217 | 1112 | 0 | 256 | 1200 | 0 | 280 | 0 | 0 | 0 | 0 | 0 | 0 | 0 | 0 | 0
2040-04-27 | 8 | -35 | -17433 | -1072 | -600 | 0 | -79 | -282 | 2425 | 0 | 0 | 0 | 48 | 160 | 0 | 3288 | 7494 | 0 | 1876 | 1111 | 219 | 1100 | 0 | 265 | 1200 | 0 | 280 | 0 | 20 | 0 | 0 | 0 | 0 | 0 | 0 | 0
2040-04-27 | 9 | -35 | -18713 | -1015 | -727 | -575 | -743 | -75 | 3303 | 0 | 0 | 0 | 48 | 160 | 0 | 3288 | 7496 | 0 | 1868 | 2595 | 219 | 1104 | 0 | 287 | 1200 | 0 | 280 | 0 | 0 | 0 | 0 | 0 | 0 | 0 | 0 | 0
2040-04-27 | 10 | -35 | -19590 | -968 | -854 | -68 | -450 | -1859 | 3910 | 0 | 0 | 0 | 48 | 160 | 0 | 3288 | 7474 | 0 | 1716 | 4091 | 219 | 1107 | 0 | 295 | 1200 | 0 | 280 | 0 | 2 | 0 | 0 | 0 | 0 | 0 | 0 | 0
2040-04-27 | 11 | -35 | -19982 | -915 | -818 | -386 | -848 | -1859 | 4180 | 0 | 0 | 0 | 48 | 160 | 0 | 3288 | 7477 | 0 | 1463 | 5097 | 219 | 1107 | 0 | 290 | 1200 | 0 | 280 | 0 | 0 | 0 | 0 | 0 | 0 | 0 | 0 | 0
2040-04-27 | 12 | -35 | -20053 | -868 | -709 | -583 | -819 | -1859 | 4227 | 0 | 0 | 0 | 48 | 160 | 0 | 3288 | 7477 | 0 | 1250 | 5339 | 219 | 1106 | 0 | 297 | 1200 | 0 | 280 | 0 | 17 | 0 | 0 | 0 | 0 | 0 | 0 | 0
2040-04-27 | 13 | -35 | -19863 | -868 | -927 | -551 | -957 | -1847 | 4095 | 0 | 0 | 0 | 48 | 160 | 0 | 3288 | 7473 | 0 | 825 | 6024 | 218 | 1106 | 0 | 297 | 1200 | 0 | 280 | 0 | 436 | 0 | 0 | 0 | 0 | 0 | 0 | 0
2040-04-27 | 14 | -35 | -19473 | -868 | -909 | -364 | -1100 | -1236 | 3826 | 0 | 0 | 0 | 48 | 160 | 0 | 3288 | 7309 | 0 | 220 | 5999 | 217 | 1109 | 0 | 294 | 1200 | 0 | 280 | 0 | 1166 | 0 | 0 | 0 | 0 | 0 | 0 | 0
2040-04-27 | 15 | -35 | -19190 | -868 | -818 | -119 | -544 | -1500 | 3635 | 0 | 0 | 0 | 48 | 160 | 0 | 3288 | 7167 | 0 | 0 | 5650 | 218 | 1112 | 0 | 280 | 1200 | 0 | 280 | 0 | 1454 | 0 | 0 | 0 | 0 | 0 | 0 | 0
2040-04-27 | 16 | -35 | -19012 | -868 | -1072 | -390 | -590 | -1178 | 3509 | 0 | 0 | 0 | 48 | 160 | 0 | 3288 | 7118 | 0 | 0 | 5895 | 218 | 1110 | 0 | 285 | 1200 | 0 | 280 | 0 | 1487 | 0 | 0 | 0 | 0 | 0 | 0 | 0
2040-04-27 | 17 | -35 | -19072 | -915 | -1381 | -75 | -357 | -215 | 3551 | 0 | 0 | 0 | 48 | 160 | 0 | 3288 | 7135 | 0 | 0 | 4707 | 218 | 1112 | 0 | 316 | 1200 | 0 | 280 | 0 | 1470 | 0 | 0 | 0 | 0 | 0 | 0 | 0
2040-04-27 | 18 | -30 | -19389 | -915 | -1654 | 0 | 0 | -189 | 3767 | 0 | 0 | 276 | 48 | 160 | 0 | 3288 | 7287 | 0 | 1555 | 2600 | 219 | 1110 | 0 | 356 | 1200 | 0 | 280 | 0 | 0 | 0 | 0 | 0 | 0 | 0 | 0 | 0
2040-04-27 | 19 | 0 | -19589 | -1015 | -1581 | 0 | 0 | 577 | 3910 | 0 | 0 | 1062 | 48 | 160 | 0 | 3288 | 7285 | 0 | 1530 | 1145 | 219 | 1107 | 0 | 374 | 1200 | 0 | 280 | 0 | 0 | 0 | 0 | 0 | 0 | 0 | 0 | 0
2040-04-27 | 20 | 0 | -19788 | -1124 | -1109 | 0 | 0 | 1039 | 4048 | 0 | 0 | 1074 | 48 | 160 | 0 | 3288 | 7396 | 0 | 1654 | 140 | 219 | 1107 | 0 | 369 | 1200 | 0 | 280 | 0 | 0 | 0 | 0 | 0 | 0 | 0 | 0 | 0
2040-04-27 | 21 | 0 | -19975 | -1124 | -1018 | 0 | 0 | 1184 | 4174 | 0 | 0 | 1130 | 48 | 160 | 0 | 3288 | 7463 | 0 | 1481 | 0 | 218 | 1106 | 0 | 384 | 1200 | 0 | 280 | 0 | 0 | 0 | 0 | 0 | 0 | 0 | 0 | 0
2040-04-27 | 22 | 0 | -19206 | -1182 | -854 | 0 | 0 | 892 | 3646 | 0 | 0 | 1063 | 48 | 160 | 0 | 3288 | 7488 | 0 | 1455 | 0 | 219 | 1104 | 0 | 398 | 1200 | 0 | 280 | 0 | 0 | 0 | 0 | 0 | 0 | 0 | 0 | 0
2040-04-27 | 23 | 0 | -18001 | -1182 | -709 | 0 | 0 | 321 | 2816 | 0 | 0 | 1050 | 48 | 160 | 0 | 3288 | 7464 | 0 | 1536 | 0 | 219 | 1106 | 0 | 403 | 1200 | 0 | 280 | 0 | 0 | 0 | 0 | 0 | 0 | 0 | 0 | 0
2040-04-27 | 24 | 0 | -16726 | -1240 | -582 | 0 | 0 | 41 | 1939 | 0 | 0 | 973 | 48 | 160 | 0 | 3288 | 7386 | 0 | 1544 | 0 | 218 | 1106 | 0 | 364 | 1200 | 0 | 280 | 0 | 0 | 0 | 0 | 0 | 0 | 0 | 0 | 0
2040-04-28 | 1 | 24.2 | -15725 | -1240 | -672 | 0 | 0 | 0 | 919 | 0 | 0 | 1062 | 53 | 232 | 113 | 3288 | 6856 | 0 | 1550 | 0 | 213 | 1106 | 0 | 631 | 1200 | 0 | 414 | 0 | 0 | 0 | 0 | 0 | 0 | 0 | 0 | 0
2040-04-28 | 2 | 21.38 | -15085 | -1240 | -582 | 0 | 0 | -41 | 528 | 0 | 0 | 1130 | 53 | 160 | 845 | 3288 | 5815 | 0 | 1549 | 0 | 203 | 1100 | 0 | 620 | 1200 | 0 | 456 | 0 | 0 | 0 | 0 | 0 | 0 | 0 | 0 | 0
2040-04-28 | 3 | 23.36 | -14757 | -1240 | -527 | 0 | 0 | 0 | 528 | 0 | 0 | 1158 | 53 | 174 | 1421 | 3288 | 4615 | 0 | 1776 | 0 | 200 | 1098 | 0 | 548 | 1200 | 0 | 465 | 0 | 0 | 0 | 0 | 0 | 0 | 0 | 0 | 0
2040-04-28 | 4 | 21.38 | -14593 | -1240 | -472 | 0 | 0 | -67 | 528 | 0 | 0 | 1158 | 53 | 160 | 1734 | 3288 | 4389 | 0 | 1800 | 0 | 200 | 1103 | 0 | 294 | 1200 | 0 | 465 | 0 | 0 | 0 | 0 | 0 | 0 | 0 | 0 | 0
2040-04-28 | 5 | 21.38 | -14678 | -1240 | -472 | 0 | 0 | -707 | 528 | 0 | 0 | 1367 | 53 | 175 | 3314 | 3288 | 3275 | 0 | 1842 | 0 | 209 | 1098 | 0 | 284 | 1200 | 0 | 465 | 0 | 0 | 0 | 0 | 0 | 0 | 0 | 0 | 0
2040-04-28 | 6 | 28.89 | -15026 | -1240 | -491 | 0 | 5 | 7 | 528 | 0 | 0 | 1539 | 53 | 335 | 3898 | 3288 | 1932 | 0 | 1906 | 2 | 217 | 1106 | 0 | 276 | 1200 | 0 | 465 | 0 | 0 | 0 | 0 | 0 | 0 | 0 | 0 | 0
2040-04-28 | 7 | 28.89 | -15658 | -1297 | -545 | 26 | 288 | 186 | 877 | 0 | 0 | 1539 | 53 | 341 | 4068 | 3288 | 1236 | 0 | 1850 | 499 | 217 | 1112 | 0 | 256 | 1200 | 0 | 465 | 0 | 0 | 0 | 0 | 0 | 0 | 0 | 0 | 0
2040-04-28 | 8 | 25.21 | -16612 | -1240 | -636 | 0 | 0 | 0 | 1517 | 0 | 0 | 1506 | 53 | 325 | 3873 | 3288 | 868 | 0 | 1873 | 1935 | 219 | 1100 | 0 | 265 | 1200 | 0 | 465 | 0 | 0 | 0 | 0 | 0 | 0 | 0 | 0 | 0
2040-04-28 | 9 | 21.38 | -17819 | -1124 | -763 | 0 | 0 | -544 | 2320 | 0 | 0 | 1411 | 53 | 166 | 3729 | 3288 | 631 | 0 | 1804 | 3574 | 219 | 1104 | 0 | 287 | 1200 | 0 | 465 | 0 | 0 | 0 | 0 | 0 | 0 | 0 | 0 | 0
2040-04-28 | 10 | 21.38 | -18698 | -1015 | -909 | 0 | 0 | -628 | 2906 | 0 | 0 | 1411 | 53 | 160 | 3399 | 3288 | 361 | 0 | 1726 | 4660 | 219 | 1107 | 0 | 295 | 1200 | 0 | 465 | 0 | 0 | 0 | 0 | 0 | 0 | 0 | 0 | 0
2040-04-28 | 11 | 21.38 | -19228 | -968 | -818 | 0 | 0 | -406 | 3260 | 0 | 0 | 1411 | 53 | 166 | 3205 | 3288 | 157 | 0 | 1610 | 4988 | 219 | 1107 | 0 | 290 | 1200 | 0 | 465 | 0 | 0 | 0 | 0 | 0 | 0 | 0 | 0 | 0
2040-04-28 | 12 | 23.36 | -19513 | -915 | -909 | 0 | 0 | 0 | 3450 | 0 | 0 | 1453 | 53 | 219 | 3337 | 3288 | 29 | 0 | 1465 | 4756 | 219 | 1106 | 0 | 297 | 1200 | 0 | 465 | 0 | 0 | 0 | 0 | 0 | 0 | 0 | 0 | 0
2040-04-28 | 13 | 28.89 | -19601 | -915 | -981 | 0 | 120 | 0 | 3509 | 0 | 0 | 1506 | 53 | 341 | 3544 | 3288 | 22 | 0 | 1358 | 4471 | 218 | 1106 | 0 | 297 | 1200 | 0 | 465 | 0 | 0 | 0 | 0 | 0 | 0 | 0 | 0 | 0
2040-04-28 | 14 | 28.89 | -19521 | -868 | -1018 | 24 | 325 | 0 | 3456 | 0 | 0 | 1539 | 53 | 341 | 3544 | 3288 | 90 | 0 | 1213 | 4251 | 217 | 1109 | 0 | 294 | 1200 | 0 | 465 | 0 | 0 | 0 | 0 | 0 | 0 | 0 | 0 | 0
2040-04-28 | 15 | 28.89 | -19422 | -915 | -1054 | 77 | 298 | 0 | 3387 | 0 | 0 | 1517 | 53 | 341 | 3484 | 3288 | 114 | 0 | 1138 | 4420 | 218 | 1112 | 0 | 280 | 1200 | 0 | 465 | 0 | 0 | 0 | 0 | 0 | 0 | 0 | 0 | 0
2040-04-28 | 16 | 28.89 | -19427 | -915 | -999 | 187 | 271 | 0 | 3392 | 0 | 0 | 1539 | 53 | 341 | 3704 | 3288 | 155 | 0 | 1085 | 4049 | 218 | 1110 | 0 | 285 | 1200 | 0 | 465 | 0 | 0 | 0 | 0 | 0 | 0 | 0 | 0 | 0
2040-04-28 | 17 | 28.89 | -19795 | -915 | -999 | 328 | 619 | 0 | 3635 | 0 | 0 | 1572 | 53 | 341 | 3872 | 3288 | 331 | 0 | 1257 | 3102 | 218 | 1112 | 0 | 316 | 1200 | 0 | 465 | 0 | 0 | 0 | 0 | 0 | 0 | 0 | 0 | 0
2040-04-28 | 18 | 28.89 | -20433 | -915 | -1018 | 315 | 747 | 1292 | 4063 | 0 | 0 | 1597 | 53 | 341 | 3872 | 3288 | 340 | 0 | 1338 | 1770 | 219 | 1110 | 0 | 356 | 1200 | 0 | 465 | 0 | 0 | 0 | 0 | 0 | 0 | 0 | 0 | 0
2040-04-28 | 19 | 28.89 | -20675 | -968 | -1054 | 428 | 1095 | 1549 | 4227 | 0 | 0 | 1598 | 53 | 341 | 3898 | 3288 | 346 | 0 | 1467 | 1042 | 219 | 1107 | 0 | 374 | 1200 | 0 | 465 | 0 | 0 | 0 | 0 | 0 | 0 | 0 | 0 | 0
2040-04-28 | 20 | 28.89 | -20651 | -968 | -981 | 622 | 1168 | 1526 | 4211 | 0 | 0 | 1598 | 53 | 341 | 3898 | 3288 | 875 | 0 | 1525 | 135 | 219 | 1107 | 0 | 369 | 1200 | 0 | 465 | 0 | 0 | 0 | 0 | 0 | 0 | 0 | 0 | 0
2040-04-28 | 21 | 28.89 | -20677 | -1015 | -927 | 461 | 883 | 1250 | 4227 | 0 | 0 | 1598 | 53 | 341 | 4068 | 3288 | 1443 | 0 | 1634 | 0 | 218 | 1106 | 0 | 384 | 1200 | 0 | 465 | 0 | 0 | 0 | 0 | 0 | 0 | 0 | 0 | 0
2040-04-28 | 22 | 28.89 | -19364 | -1124 | -836 | 215 | 906 | 1393 | 3350 | 0 | 0 | 1597 | 53 | 341 | 4068 | 3288 | 1016 | 0 | 1712 | 0 | 219 | 1104 | 0 | 398 | 1200 | 0 | 465 | 0 | 0 | 0 | 0 | 0 | 0 | 0 | 0 | 0
2040-04-28 | 23 | 28.89 | -17821 | -1124 | -836 | 583 | 817 | 933 | 2320 | 0 | 0 | 1597 | 53 | 341 | 4068 | 3288 | 617 | 0 | 1773 | 0 | 219 | 1106 | 0 | 403 | 1200 | 0 | 465 | 0 | 0 | 0 | 0 | 0 | 0 | 0 | 0 | 0
2040-04-28 | 24 | 28.89 | -16497 | -1182 | -763 | 238 | 328 | 699 | 1437 | 0 | 0 | 1577 | 53 | 341 | 4367 | 3288 | 1004 | 0 | 1759 | 0 | 218 | 1106 | 0 | 364 | 1200 | 0 | 465 | 0 | 0 | 0 | 0 | 0 | 0 | 0 | 0 | 0
2040-04-29 | 1 | 35.98 | -15580 | -1240 | -672 | 0 | 0 | 0 | 528 | 0 | 0 | 1577 | 53 | 341 | 5276 | 3288 | 1110 | 0 | 1704 | 0 | 213 | 1106 | 0 | 631 | 1200 | 0 | 465 | 0 | 0 | 0 | 0 | 0 | 0 | 0 | 0 | 0
2040-04-29 | 2 | 31.99 | -15106 | -1355 | -582 | 0 | 0 | 0 | 528 | 0 | 0 | 1577 | 53 | 341 | 4715 | 3288 | 1156 | 0 | 1796 | 0 | 203 | 1100 | 0 | 620 | 1200 | 0 | 465 | 0 | 0 | 0 | 0 | 0 | 0 | 0 | 0 | 0
2040-04-29 | 3 | 25.31 | -14990 | -1417 | -527 | 0 | 0 | -173 | 528 | 0 | 0 | 1539 | 53 | 341 | 4385 | 3288 | 1656 | 0 | 1807 | 0 | 200 | 1098 | 0 | 548 | 1200 | 0 | 465 | 0 | 0 | 0 | 0 | 0 | 0 | 0 | 0 | 0
2040-04-29 | 4 | 25.31 | -15112 | -1480 | -472 | 0 | 0 | -417 | 528 | 0 | 0 | 1506 | 53 | 341 | 4272 | 3288 | 2547 | 0 | 1685 | 0 | 200 | 1103 | 0 | 294 | 1200 | 0 | 465 | 0 | 0 | 0 | 0 | 0 | 0 | 0 | 0 | 0
2040-04-29 | 5 | 25.31 | -15789 | -1548 | -472 | 0 | 0 | -728 | 528 | 0 | 0 | 1459 | 53 | 341 | 4177 | 3288 | 3733 | 0 | 1703 | 0 | 209 | 1098 | 0 | 284 | 1200 | 0 | 465 | 0 | 0 | 0 | 0 | 0 | 0 | 0 | 0 | 0
2040-04-29 | 6 | 27.12 | -17427 | -1611 | -491 | 0 | 0 | 0 | 1474 | 0 | 0 | 1539 | 53 | 341 | 4186 | 3288 | 3641 | 0 | 1740 | 3 | 217 | 1106 | 0 | 276 | 1200 | 0 | 465 | 0 | 0 | 0 | 0 | 0 | 0 | 0 | 0 | 0
2040-04-29 | 7 | 34.21 | -19924 | -1611 | -545 | 0 | 0 | 975 | 3059 | 0 | 0 | 1577 | 53 | 341 | 4523 | 3288 | 2748 | 0 | 1693 | 574 | 217 | 1112 | 0 | 256 | 1200 | 0 | 465 | 0 | 0 | 0 | 0 | 0 | 0 | 0 | 0 | 0
2040-04-29 | 8 | 33.53 | -21122 | -1480 | -636 | 0 | 0 | 0 | 3815 | 0 | 0 | 1539 | 53 | 341 | 4336 | 3288 | 2383 | 0 | 1711 | 2523 | 219 | 1100 | 0 | 265 | 1200 | 0 | 465 | 0 | 0 | 0 | 0 | 0 | 0 | 0 | 0 | 0
2040-04-29 | 9 | 20.07 | -21204 | -1182 | -763 | 0 | 0 | -94 | 3868 | 0 | 0 | 1229 | 53 | 181 | 2215 | 3288 | 1581 | 0 | 1798 | 5755 | 219 | 1104 | 0 | 287 | 1200 | 0 | 465 | 0 | 0 | 0 | 0 | 0 | 0 | 0 | 0 | 0
2040-04-29 | 10 | 20.07 | -21357 | -1072 | -909 | 0 | 0 | -812 | 3963 | 0 | 0 | 772 | 53 | 166 | 199 | 3288 | 1023 | 0 | 1931 | 9469 | 219 | 1107 | 0 | 295 | 1200 | 0 | 465 | 0 | 0 | 0 | 0 | 0 | 0 | 0 | 0 | 0
2040-04-29 | 11 | 17.74 | -21619 | -915 | -818 | 0 | -1411 | -1859 | 4132 | 0 | 0 | 727 | 53 | 160 | 199 | 3288 | 622 | 0 | 1984 | 12177 | 219 | 1107 | 0 | 290 | 1200 | 0 | 465 | 0 | 0 | 0 | 0 | 0 | 0 | 0 | 0 | 0
2040-04-29 | 12 | 14.95 | -21770 | -821 | -909 | -609 | -2000 | -1859 | 4227 | 0 | 0 | 727 | 53 | 160 | 0 | 3288 | 286 | 0 | 1991 | 13949 | 219 | 1106 | 0 | 297 | 1200 | 0 | 465 | 0 | 0 | 0 | 0 | 0 | 0 | 0 | 0 | 0
2040-04-29 | 13 | 0 | -21625 | -727 | -981 | -908 | -2000 | -1859 | 4137 | 0 | 0 | 713 | 48 | 160 | 0 | 3288 | 120 | 0 | 1998 | 14484 | 218 | 1106 | 0 | 297 | 1200 | 0 | 332 | 0 | 0 | 0 | 0 | 0 | 0 | 0 | 0 | 0
2040-04-29 | 14 | 14.95 | -21287 | -643 | -1018 | -242 | -2000 | -1859 | 3921 | 0 | 0 | 727 | 53 | 160 | 0 | 3288 | 53 | 0 | 2010 | 13554 | 217 | 1109 | 0 | 294 | 1200 | 0 | 465 | 0 | 0 | 0 | 0 | 0 | 0 | 0 | 0 | 0
2040-04-29 | 15 | 17.74 | -20826 | -565 | -1054 | 0 | -514 | -1859 | 3630 | 0 | 0 | 736 | 53 | 160 | 0 | 3288 | 61 | 0 | 2037 | 11578 | 218 | 1112 | 0 | 280 | 1200 | 0 | 465 | 0 | 0 | 0 | 0 | 0 | 0 | 0 | 0 | 0
2040-04-29 | 16 | 20.07 | -20532 | -528 | -999 | 0 | 0 | -309 | 3440 | 0 | 0 | 877 | 53 | 166 | 0 | 3288 | 178 | 0 | 2021 | 9069 | 218 | 1110 | 0 | 285 | 1200 | 0 | 465 | 0 | 0 | 0 | 0 | 0 | 0 | 0 | 0 | 0
2040-04-29 | 17 | 27.12 | -20579 | -528 | -999 | 4 | 377 | 0 | 3472 | 0 | 0 | 1367 | 53 | 325 | 2088 | 3288 | 633 | 0 | 2002 | 5188 | 218 | 1112 | 0 | 316 | 1200 | 0 | 465 | 0 | 0 | 0 | 0 | 0 | 0 | 0 | 0 | 0
2040-04-29 | 18 | 27.12 | -20873 | -497 | -1018 | 0 | 627 | 0 | 3657 | 0 | 0 | 1539 | 53 | 341 | 3345 | 3288 | 1448 | 0 | 1962 | 2779 | 219 | 1110 | 0 | 356 | 1200 | 0 | 465 | 0 | 0 | 0 | 0 | 0 | 0 | 0 | 0 | 0
2040-04-29 | 19 | 27.12 | -21126 | -565 | -1054 | 101 | 672 | 961 | 3820 | 0 | 0 | 1577 | 53 | 341 | 3785 | 3288 | 1791 | 0 | 1885 | 1107 | 219 | 1107 | 0 | 374 | 1200 | 0 | 465 | 0 | 0 | 0 | 0 | 0 | 0 | 0 | 0 | 0
2040-04-29 | 20 | 27.12 | -21510 | -607 | -981 | 439 | 875 | 1549 | 4063 | 0 | 0 | 1598 | 53 | 341 | 3785 | 3288 | 1969 | 0 | 1643 | 135 | 219 | 1107 | 0 | 369 | 1200 | 0 | 465 | 0 | 0 | 0 | 0 | 0 | 0 | 0 | 0 | 0
2040-04-29 | 21 | 27.12 | -21526 | -727 | -927 | 723 | 1152 | 1499 | 4074 | 0 | 0 | 1598 | 53 | 341 | 3785 | 3288 | 1981 | 0 | 1313 | 0 | 218 | 1106 | 0 | 384 | 1200 | 0 | 465 | 0 | 0 | 0 | 0 | 0 | 0 | 0 | 0 | 0
2040-04-29 | 22 | 27.12 | -20107 | -774 | -836 | 26 | 1542 | 1549 | 3170 | 0 | 0 | 1598 | 53 | 341 | 3740 | 3288 | 1871 | 0 | 1154 | 0 | 219 | 1104 | 0 | 398 | 1200 | 0 | 465 | 0 | 0 | 0 | 0 | 0 | 0 | 0 | 0 | 0
2040-04-29 | 23 | 27.12 | -18182 | -821 | -836 | 214 | 840 | 1549 | 1950 | 0 | 0 | 1597 | 53 | 341 | 3719 | 3288 | 1786 | 0 | 1111 | 0 | 219 | 1106 | 0 | 403 | 1200 | 0 | 465 | 0 | 0 | 0 | 0 | 0 | 0 | 0 | 0 | 0
2040-04-29 | 24 | 27.12 | -16545 | -821 | -763 | 7 | 731 | 670 | 914 | 0 | 0 | 1577 | 53 | 341 | 4031 | 3288 | 2052 | 0 | 1112 | 0 | 218 | 1106 | 0 | 364 | 1200 | 0 | 465 | 0 | 0 | 0 | 0 | 0 | 0 | 0 | 0 | 0
2040-04-30 | 1 | 34.21 | -15496 | -868 | -509 | 0 | 0 | -897 | 528 | 0 | 0 | 1539 | 53 | 341 | 5177 | 3288 | 1978 | 0 | 1252 | 0 | 213 | 1106 | 0 | 631 | 1200 | 0 | 465 | 0 | 0 | 0 | 0 | 0 | 0 | 0 | 0 | 0
2040-04-30 | 2 | 34.21 | -14934 | -1015 | -454 | 0 | 0 | -663 | 528 | 0 | 0 | 1572 | 53 | 341 | 5177 | 3288 | 1357 | 0 | 1162 | 0 | 203 | 1100 | 0 | 620 | 1200 | 0 | 465 | 0 | 0 | 0 | 0 | 0 | 0 | 0 | 0 | 0
2040-04-30 | 3 | 34.21 | -14724 | -1124 | -400 | 0 | 0 | -67 | 528 | 0 | 0 | 1577 | 53 | 341 | 5177 | 3288 | 731 | 0 | 1110 | 0 | 200 | 1098 | 0 | 548 | 1200 | 0 | 465 | 0 | 0 | 0 | 0 | 0 | 0 | 0 | 0 | 0
2040-04-30 | 4 | 35.98 | -14744 | -1182 | -382 | 0 | 0 | 0 | 528 | 0 | 0 | 1577 | 53 | 341 | 5737 | 3288 | 660 | 0 | 862 | 0 | 200 | 1103 | 0 | 294 | 1200 | 0 | 465 | 0 | 0 | 0 | 0 | 0 | 0 | 0 | 0 | 0
2040-04-30 | 5 | 37.1 | -15245 | -1240 | -363 | 0 | 0 | 0 | 528 | 0 | 0 | 1577 | 53 | 341 | 6024 | 3288 | 1148 | 0 | 634 | 0 | 209 | 1098 | 0 | 284 | 1200 | 0 | 465 | 0 | 0 | 0 | 0 | 0 | 0 | 0 | 0 | 0
2040-04-30 | 6 | 36.7 | -16774 | -1240 | -382 | 0 | 0 | 0 | 856 | 0 | 0 | 1577 | 53 | 341 | 5895 | 3288 | 2573 | 0 | 548 | 2 | 217 | 1106 | 0 | 276 | 1200 | 0 | 465 | 0 | 0 | 0 | 0 | 0 | 0 | 0 | 0 | 0
2040-04-30 | 7 | 34.21 | -19377 | -1240 | -491 | 0 | 0 | -111 | 2473 | 0 | 0 | 1577 | 53 | 341 | 5377 | 3288 | 4216 | 0 | 435 | 209 | 217 | 1112 | 0 | 256 | 1200 | 0 | 465 | 0 | 0 | 0 | 0 | 0 | 0 | 0 | 0 | 0
2040-04-30 | 8 | 34.21 | -21107 | -1240 | -600 | 0 | 0 | -198 | 3551 | 0 | 0 | 1577 | 53 | 341 | 5377 | 3288 | 4681 | 0 | 314 | 713 | 219 | 1100 | 0 | 265 | 1200 | 0 | 465 | 0 | 0 | 0 | 0 | 0 | 0 | 0 | 0 | 0
2040-04-30 | 9 | 34.21 | -21698 | -1240 | -727 | 0 | 0 | -19 | 3915 | 0 | 0 | 1577 | 53 | 341 | 5360 | 3288 | 4412 | 0 | 396 | 1067 | 219 | 1104 | 0 | 287 | 1200 | 0 | 465 | 0 | 0 | 0 | 0 | 0 | 0 | 0 | 0 | 0
2040-04-30 | 10 | 39.59 | -22026 | -1182 | -854 | 0 | 0 | 0 | 4122 | 0 | 0 | 1598 | 53 | 341 | 7071 | 3288 | 2055 | 0 | 361 | 1888 | 219 | 1107 | 0 | 295 | 1200 | 0 | 465 | 0 | 0 | 0 | 0 | 0 | 0 | 0 | 0 | 0
2040-04-30 | 11 | 39.2 | -22196 | -1182 | -818 | 0 | 0 | 0 | 4227 | 0 | 0 | 1598 | 53 | 341 | 6883 | 3288 | 1205 | 0 | 595 | 2725 | 219 | 1107 | 0 | 290 | 1200 | 0 | 465 | 0 | 0 | 0 | 0 | 0 | 0 | 0 | 0 | 0
2040-04-30 | 12 | 37.71 | -22148 | -1182 | -709 | 0 | 0 | 0 | 4195 | 0 | 0 | 1597 | 53 | 341 | 6203 | 3288 | 786 | 0 | 669 | 3620 | 219 | 1106 | 0 | 297 | 1200 | 0 | 465 | 0 | 0 | 0 | 0 | 0 | 0 | 0 | 0 | 0
2040-04-30 | 13 | 35.5 | -21948 | -1072 | -927 | 0 | 0 | 0 | 4074 | 0 | 0 | 1577 | 53 | 341 | 5623 | 3288 | 653 | 0 | 916 | 4137 | 218 | 1106 | 0 | 297 | 1200 | 0 | 465 | 0 | 0 | 0 | 0 | 0 | 0 | 0 | 0 | 0
2040-04-30 | 14 | 34.21 | -21765 | -1015 | -909 | 0 | 0 | -641 | 3958 | 0 | 0 | 1539 | 53 | 341 | 4899 | 3288 | 1147 | 0 | 1257 | 4564 | 217 | 1109 | 0 | 294 | 1200 | 0 | 465 | 0 | 0 | 0 | 0 | 0 | 0 | 0 | 0 | 0
2040-04-30 | 15 | 34.18 | -21457 | -915 | -818 | 0 | -649 | -1859 | 3767 | 0 | 0 | 1229 | 53 | 341 | 4207 | 3288 | 2438 | 0 | 1610 | 5491 | 218 | 1112 | 0 | 280 | 1200 | 0 | 465 | 0 | 0 | 0 | 0 | 0 | 0 | 0 | 0 | 0
2040-04-30 | 16 | 34.18 | -21241 | -868 | -1072 | 0 | -1563 | -1859 | 3635 | 0 | 0 | 1062 | 53 | 341 | 3597 | 3288 | 4165 | 0 | 1931 | 5255 | 218 | 1110 | 0 | 285 | 1200 | 0 | 465 | 0 | 0 | 0 | 0 | 0 | 0 | 0 | 0 | 0
2040-04-30 | 17 | 34.21 | -21281 | -774 | -1381 | 0 | 0 | -1442 | 3657 | 0 | 0 | 1130 | 53 | 341 | 2579 | 3288 | 4155 | 0 | 2013 | 4352 | 218 | 1112 | 0 | 316 | 1200 | 0 | 465 | 0 | 0 | 0 | 0 | 0 | 0 | 0 | 0 | 0
2040-04-30 | 18 | 41.09 | -21513 | -727 | -1654 | 0 | 0 | 0 | 3804 | 0 | 0 | 1539 | 53 | 341 | 3789 | 3288 | 3009 | 0 | 2012 | 2710 | 219 | 1110 | 0 | 356 | 1200 | 0 | 465 | 0 | 0 | 0 | 0 | 0 | 0 | 0 | 0 | 0
2040-04-30 | 19 | 46.23 | -21534 | -727 | -1581 | 0 | 150 | 1788 | 3815 | 0 | 0 | 1597 | 53 | 341 | 4675 | 3288 | 1626 | 0 | 1972 | 1173 | 219 | 1107 | 0 | 374 | 1200 | 0 | 465 | 0 | 0 | 0 | 0 | 0 | 0 | 0 | 0 | 0
2040-04-30 | 20 | 46.23 | -21728 | -774 | -1109 | 0 | 1361 | 1790 | 3937 | 0 | 0 | 1598 | 53 | 341 | 4740 | 3288 | 1130 | 0 | 1861 | 152 | 219 | 1107 | 0 | 369 | 1200 | 0 | 465 | 0 | 0 | 0 | 0 | 0 | 0 | 0 | 0 | 0
2040-04-30 | 21 | 46.23 | -21903 | -821 | -1018 | 0 | 243 | 1749 | 4048 | 0 | 0 | 1598 | 53 | 341 | 6280 | 3288 | 1110 | 0 | 1659 | 0 | 218 | 1106 | 0 | 384 | 1200 | 0 | 465 | 0 | 0 | 0 | 0 | 0 | 0 | 0 | 0 | 0
2040-04-30 | 22 | 46.23 | -20597 | -915 | -854 | 0 | 149 | 412 | 3234 | 0 | 0 | 1598 | 53 | 341 | 7176 | 3288 | 1074 | 0 | 1656 | 0 | 219 | 1104 | 0 | 398 | 1200 | 0 | 465 | 0 | 0 | 0 | 0 | 0 | 0 | 0 | 0 | 0
2040-04-30 | 23 | 40.73 | -18722 | -1072 | -709 | 0 | 0 | 0 | 2066 | 0 | 0 | 1598 | 53 | 341 | 7413 | 3288 | 649 | 0 | 1702 | 0 | 219 | 1106 | 0 | 403 | 1200 | 0 | 465 | 0 | 0 | 0 | 0 | 0 | 0 | 0 | 0 | 0
2040-04-30 | 24 | 39.69 | -17035 | -1124 | -582 | 0 | 0 | 0 | 1020 | 0 | 0 | 1598 | 53 | 341 | 7067 | 3288 | 365 | 0 | 1657 | 0 | 218 | 1106 | 0 | 364 | 1200 | 0 | 465 | 0 | 0 | 0 | 0 | 0 | 0 | 0 | 0 | 0
2040-05-01 | 1 | 37.74 | -15985 | -1182 | -509 | 0 | 0 | 0 | 528 | 0 | 0 | 1514 | 53 | 341 | 6399 | 3288 | 235 | 0 | 1588 | 0 | 187 | 1190 | 0 | 688 | 1200 | 0 | 465 | 0 | 0 | 0 | 0 | 0 | 0 | 0 | 0 | 0
2040-05-01 | 2 | 37 | -15437 | -1182 | -454 | 0 | 0 | 0 | 528 | 0 | 0 | 1513 | 53 | 341 | 6024 | 3288 | 199 | 0 | 1493 | 0 | 182 | 1167 | 0 | 620 | 1200 | 0 | 465 | 0 | 0 | 0 | 0 | 0 | 0 | 0 | 0 | 0
2040-05-01 | 3 | 35.98 | -15184 | -1182 | -400 | 0 | 0 | 0 | 528 | 0 | 0 | 1513 | 53 | 341 | 5824 | 3288 | 224 | 0 | 1439 | 0 | 171 | 1166 | 0 | 554 | 1200 | 0 | 465 | 0 | 0 | 0 | 0 | 0 | 0 | 0 | 0 | 0
2040-05-01 | 4 | 37.13 | -15173 | -1182 | -382 | 0 | 0 | 0 | 528 | 0 | 0 | 1513 | 53 | 341 | 6153 | 3288 | 232 | 0 | 1347 | 0 | 163 | 1158 | 0 | 296 | 1200 | 0 | 465 | 0 | 0 | 0 | 0 | 0 | 0 | 0 | 0 | 0
2040-05-01 | 5 | 39.2 | -15644 | -1182 | -363 | 0 | 0 | 0 | 528 | 0 | 0 | 1514 | 53 | 341 | 6823 | 3288 | 131 | 0 | 1255 | 0 | 167 | 1151 | 0 | 273 | 1200 | 0 | 465 | 0 | 0 | 0 | 0 | 0 | 0 | 0 | 0 | 0
2040-05-01 | 6 | 40.73 | -17162 | -1182 | -382 | 0 | 0 | 0 | 1125 | 0 | 0 | 1534 | 53 | 341 | 7820 | 3288 | 125 | 0 | 1182 | 3 | 184 | 1152 | 0 | 253 | 1200 | 0 | 465 | 0 | 0 | 0 | 0 | 0 | 0 | 0 | 0 | 0
2040-05-01 | 7 | 41.26 | -19624 | -1124 | -491 | 0 | 0 | 0 | 2573 | 0 | 0 | 1534 | 53 | 341 | 8659 | 3288 | 86 | 0 | 1063 | 341 | 193 | 1167 | 0 | 276 | 1200 | 0 | 465 | 0 | 0 | 0 | 0 | 0 | 0 | 0 | 0 | 0
2040-05-01 | 8 | 41.13 | -21210 | -1072 | -600 | 0 | 0 | 0 | 3503 | 0 | 0 | 1534 | 53 | 341 | 8851 | 3288 | 61 | 0 | 810 | 1120 | 206 | 1193 | 0 | 257 | 1200 | 0 | 465 | 0 | 0 | 0 | 0 | 0 | 0 | 0 | 0 | 0
2040-05-01 | 9 | 40.59 | -21655 | -968 | -727 | 0 | 0 | 0 | 3767 | 0 | 0 | 1534 | 53 | 341 | 8425 | 3288 | 58 | 0 | 538 | 1999 | 207 | 1214 | 0 | 260 | 1200 | 0 | 465 | 0 | 0 | 0 | 0 | 0 | 0 | 0 | 0 | 0
2040-05-01 | 10 | 39.5 | -21867 | -915 | -854 | 0 | 0 | 0 | 3889 | 0 | 0 | 1534 | 53 | 341 | 7708 | 3288 | 61 | 0 | 479 | 2894 | 207 | 1242 | 0 | 276 | 1200 | 0 | 465 | 0 | 0 | 0 | 0 | 0 | 0 | 0 | 0 | 0
2040-05-01 | 11 | 36.08 | -21929 | -868 | -818 | 0 | 0 | 0 | 3926 | 0 | 0 | 1513 | 53 | 341 | 6080 | 3288 | 110 | 0 | 421 | 4493 | 207 | 1251 | 0 | 268 | 1200 | 0 | 465 | 0 | 0 | 0 | 0 | 0 | 0 | 0 | 0 | 0
2040-05-01 | 12 | 34.21 | -21860 | -821 | -709 | 0 | 0 | 0 | 3889 | 0 | 0 | 1513 | 53 | 341 | 5468 | 3288 | 195 | 0 | 437 | 4789 | 206 | 1253 | 0 | 294 | 1200 | 0 | 465 | 0 | 0 | 0 | 0 | 0 | 0 | 0 | 0 | 0
2040-05-01 | 13 | 34.35 | -21644 | -821 | -927 | 0 | 0 | 0 | 3762 | 0 | 0 | 1513 | 53 | 341 | 5460 | 3288 | 485 | 0 | 337 | 4727 | 206 | 1266 | 0 | 290 | 1200 | 0 | 465 | 0 | 0 | 0 | 0 | 0 | 0 | 0 | 0 | 0
2040-05-01 | 14 | 31.56 | -21481 | -774 | -909 | 0 | 0 | -50 | 3662 | 0 | 0 | 1382 | 53 | 341 | 4673 | 3288 | 679 | 0 | 313 | 5380 | 206 | 1269 | 0 | 304 | 1200 | 0 | 465 | 0 | 0 | 0 | 0 | 0 | 0 | 0 | 0 | 0
2040-05-01 | 15 | 31.56 | -21245 | -727 | -818 | 0 | 0 | -174 | 3524 | 0 | 0 | 1382 | 53 | 341 | 4645 | 3288 | 1128 | 0 | 250 | 4907 | 207 | 1266 | 0 | 307 | 1200 | 0 | 465 | 0 | 0 | 0 | 0 | 0 | 0 | 0 | 0 | 0
2040-05-01 | 16 | 38.14 | -21130 | -727 | -1072 | 0 | 0 | 0 | 3456 | 0 | 0 | 1513 | 53 | 341 | 6043 | 3288 | 1284 | 0 | 228 | 3270 | 206 | 1262 | 0 | 321 | 1200 | 0 | 465 | 0 | 0 | 0 | 0 | 0 | 0 | 0 | 0 | 0
2040-05-01 | 17 | 40.95 | -21291 | -727 | -1381 | 0 | 0 | 0 | 3551 | 0 | 0 | 1534 | 53 | 341 | 7325 | 3288 | 1488 | 0 | 194 | 2141 | 209 | 1265 | 0 | 346 | 1200 | 0 | 465 | 0 | 0 | 0 | 0 | 0 | 0 | 0 | 0 | 0
2040-05-01 | 18 | 42.66 | -21645 | -774 | -1654 | 0 | 0 | 166 | 3762 | 0 | 0 | 1534 | 53 | 341 | 8044 | 3288 | 1859 | 0 | 206 | 1291 | 209 | 1266 | 0 | 388 | 1200 | 0 | 465 | 0 | 0 | 0 | 0 | 0 | 0 | 0 | 0 | 0
2040-05-01 | 19 | 42.13 | -21813 | -821 | -1581 | 0 | 0 | 0 | 3857 | 0 | 0 | 1534 | 53 | 341 | 7884 | 3288 | 2816 | 0 | 244 | 635 | 209 | 1280 | 0 | 409 | 1200 | 0 | 465 | 0 | 0 | 0 | 0 | 0 | 0 | 0 | 0 | 0
2040-05-01 | 20 | 39.34 | -21989 | -821 | -1109 | 0 | 0 | 0 | 3963 | 0 | 0 | 1514 | 53 | 341 | 6614 | 3288 | 4224 | 0 | 244 | 124 | 209 | 1274 | 0 | 406 | 1200 | 0 | 465 | 0 | 0 | 0 | 0 | 0 | 0 | 0 | 0 | 0
2040-05-01 | 21 | 35.98 | -21812 | -868 | -1018 | 0 | 0 | 0 | 3857 | 0 | 0 | 1513 | 53 | 341 | 5693 | 3288 | 5081 | 0 | 316 | 0 | 209 | 1269 | 0 | 413 | 1200 | 0 | 465 | 0 | 0 | 0 | 0 | 0 | 0 | 0 | 0 | 0
2040-05-01 | 22 | 27.12 | -20447 | -868 | -854 | 0 | 0 | 0 | 3054 | 0 | 0 | 1382 | 53 | 341 | 4487 | 3288 | 5658 | 0 | 342 | 0 | 209 | 1263 | 0 | 428 | 1200 | 0 | 465 | 0 | 0 | 0 | 0 | 0 | 0 | 0 | 0 | 0
2040-05-01 | 23 | 21.38 | -18525 | -915 | -709 | 0 | 0 | 0 | 1923 | 0 | 0 | 1210 | 53 | 181 | 3315 | 3288 | 6206 | 0 | 411 | 0 | 209 | 1257 | 0 | 432 | 1200 | 0 | 465 | 0 | 0 | 0 | 0 | 0 | 0 | 0 | 0 | 0
2040-05-01 | 24 | 24.21 | -16868 | -968 | -582 | 0 | 0 | 0 | 951 | 0 | 0 | 1038 | 53 | 305 | 2793 | 3288 | 6178 | 0 | 337 | 0 | 193 | 1242 | 0 | 375 | 1200 | 0 | 465 | 0 | 0 | 0 | 0 | 0 | 0 | 0 | 0 | 0
2040-05-02 | 1 | 27.91 | -15806 | -1015 | -509 | 0 | -388 | -487 | 528 | 0 | 0 | 860 | 53 | 341 | 2921 | 3288 | 6171 | 0 | 312 | 0 | 187 | 1190 | 0 | 688 | 1200 | 0 | 465 | 0 | 0 | 0 | 0 | 0 | 0 | 0 | 0 | 0
2040-05-02 | 2 | 27.91 | -15182 | -1015 | -454 | 0 | 0 | -1198 | 528 | 0 | 0 | 725 | 53 | 341 | 2688 | 3288 | 5992 | 0 | 600 | 0 | 182 | 1167 | 0 | 620 | 1200 | 0 | 465 | 0 | 0 | 0 | 0 | 0 | 0 | 0 | 0 | 0
2040-05-02 | 3 | 27.91 | -14922 | -1015 | -400 | 0 | -354 | -1859 | 528 | 0 | 0 | 700 | 53 | 341 | 2688 | 3288 | 6761 | 0 | 634 | 0 | 171 | 1166 | 0 | 554 | 1200 | 0 | 465 | 0 | 0 | 0 | 0 | 0 | 0 | 0 | 0 | 0
2040-05-02 | 4 | 27.91 | -14904 | -1015 | -382 | 0 | -650 | -1795 | 528 | 0 | 0 | 655 | 53 | 341 | 2688 | 3288 | 7336 | 0 | 574 | 0 | 163 | 1158 | 0 | 296 | 1200 | 0 | 465 | 0 | 0 | 0 | 0 | 0 | 0 | 0 | 0 | 0
2040-05-02 | 5 | 27.91 | -15343 | -1015 | -363 | 0 | -150 | -1856 | 528 | 0 | 0 | 674 | 53 | 341 | 2684 | 3288 | 7347 | 0 | 556 | 0 | 167 | 1151 | 0 | 273 | 1200 | 0 | 465 | 0 | 0 | 0 | 0 | 0 | 0 | 0 | 0 | 0
2040-05-02 | 6 | 27.91 | -16846 | -1015 | -382 | 0 | -257 | -1196 | 872 | 0 | 0 | 725 | 53 | 341 | 3164 | 3288 | 7359 | 0 | 639 | 2 | 184 | 1152 | 0 | 253 | 1200 | 0 | 465 | 0 | 0 | 0 | 0 | 0 | 0 | 0 | 0 | 0
2040-05-02 | 7 | 27.91 | -19334 | -1015 | -491 | 0 | 0 | -679 | 2330 | 0 | 0 | 880 | 53 | 341 | 3164 | 3288 | 7360 | 0 | 518 | 284 | 193 | 1167 | 0 | 276 | 1200 | 0 | 465 | 0 | 0 | 0 | 0 | 0 | 0 | 0 | 0 | 0
2040-05-02 | 8 | 27.91 | -21032 | -1072 | -600 | 0 | 0 | -475 | 3324 | 0 | 0 | 915 | 53 | 341 | 3164 | 3288 | 7359 | 0 | 388 | 1027 | 206 | 1193 | 0 | 257 | 1200 | 0 | 465 | 0 | 0 | 0 | 0 | 0 | 0 | 0 | 0 | 0
2040-05-02 | 9 | 27.91 | -21564 | -1015 | -727 | 0 | -579 | -320 | 3635 | 0 | 0 | 833 | 53 | 341 | 3164 | 3288 | 7330 | 0 | 294 | 1921 | 207 | 1214 | 0 | 260 | 1200 | 0 | 465 | 0 | 0 | 0 | 0 | 0 | 0 | 0 | 0 | 0
2040-05-02 | 10 | 27.91 | -21858 | -968 | -854 | 0 | -110 | -1338 | 3804 | 0 | 0 | 725 | 53 | 341 | 3164 | 3288 | 7269 | 0 | 297 | 2796 | 207 | 1242 | 0 | 276 | 1200 | 0 | 465 | 0 | 0 | 0 | 0 | 0 | 0 | 0 | 0 | 0
2040-05-02 | 11 | 27.91 | -22067 | -968 | -818 | 0 | -25 | -1831 | 3926 | 0 | 0 | 714 | 53 | 341 | 3164 | 3288 | 6704 | 0 | 271 | 3856 | 207 | 1251 | 0 | 268 | 1200 | 0 | 465 | 0 | 0 | 0 | 0 | 0 | 0 | 0 | 0 | 0
2040-05-02 | 12 | 27.91 | -22128 | -915 | -709 | 0 | 0 | -1379 | 3963 | 0 | 0 | 765 | 53 | 341 | 3164 | 3288 | 5358 | 0 | 195 | 4587 | 206 | 1253 | 0 | 294 | 1200 | 0 | 465 | 0 | 0 | 0 | 0 | 0 | 0 | 0 | 0 | 0
2040-05-02 | 13 | 27.91 | -22062 | -868 | -927 | 0 | 0 | -306 | 3926 | 0 | 0 | 1267 | 53 | 341 | 3622 | 3288 | 3404 | 0 | 130 | 4706 | 206 | 1266 | 0 | 290 | 1200 | 0 | 465 | 0 | 0 | 0 | 0 | 0 | 0 | 0 | 0 | 0
2040-05-02 | 14 | 35.37 | -22025 | -821 | -909 | 0 | 0 | 0 | 3905 | 0 | 0 | 1463 | 53 | 341 | 5061 | 3288 | 1690 | 0 | 102 | 4408 | 206 | 1269 | 0 | 304 | 1200 | 0 | 465 | 0 | 0 | 0 | 0 | 0 | 0 | 0 | 0 | 0
2040-05-02 | 15 | 35.59 | -21740 | -821 | -818 | 0 | 0 | 0 | 3736 | 0 | 0 | 1475 | 53 | 341 | 5137 | 3288 | 1503 | 0 | 93 | 4309 | 207 | 1266 | 0 | 307 | 1200 | 0 | 465 | 0 | 0 | 0 | 0 | 0 | 0 | 0 | 0 | 0
2040-05-02 | 16 | 37.72 | -21648 | -868 | -1072 | 0 | 0 | 179 | 3683 | 0 | 0 | 1514 | 53 | 341 | 6234 | 3288 | 1496 | 0 | 109 | 3237 | 206 | 1262 | 0 | 321 | 1200 | 0 | 465 | 0 | 0 | 0 | 0 | 0 | 0 | 0 | 0 | 0
2040-05-02 | 17 | 37.9 | -21775 | -915 | -1381 | 0 | 0 | 1298 | 3757 | 0 | 0 | 1534 | 53 | 341 | 6620 | 3288 | 1300 | 0 | 128 | 2268 | 209 | 1265 | 0 | 346 | 1200 | 0 | 465 | 0 | 0 | 0 | 0 | 0 | 0 | 0 | 0 | 0
2040-05-02 | 18 | 38.94 | -22032 | -915 | -1654 | 0 | 220 | 1859 | 3905 | 0 | 0 | 1534 | 53 | 341 | 7055 | 3288 | 1367 | 0 | 138 | 1314 | 209 | 1266 | 0 | 388 | 1200 | 0 | 465 | 0 | 0 | 0 | 0 | 0 | 0 | 0 | 0 | 0
2040-05-02 | 19 | 38.94 | -22033 | -968 | -1581 | 0 | 885 | 1859 | 3905 | 0 | 0 | 1534 | 53 | 341 | 7030 | 3288 | 1244 | 0 | 152 | 728 | 209 | 1280 | 0 | 409 | 1200 | 0 | 465 | 0 | 0 | 0 | 0 | 0 | 0 | 0 | 0 | 0
2040-05-02 | 20 | 38.94 | -22095 | -1015 | -1109 | 0 | 771 | 1859 | 3942 | 0 | 0 | 1534 | 53 | 341 | 7030 | 3288 | 1498 | 0 | 198 | 152 | 209 | 1274 | 0 | 406 | 1200 | 0 | 465 | 0 | 0 | 0 | 0 | 0 | 0 | 0 | 0 | 0
2040-05-02 | 21 | 38.94 | -21934 | -1072 | -1018 | 0 | 285 | 1859 | 3852 | 0 | 0 | 1534 | 53 | 341 | 7030 | 3288 | 1946 | 0 | 281 | 0 | 209 | 1269 | 0 | 413 | 1200 | 0 | 465 | 0 | 0 | 0 | 0 | 0 | 0 | 0 | 0 | 0
2040-05-02 | 22 | 37.9 | -20596 | -1072 | -854 | 0 | 0 | 1394 | 3065 | 0 | 0 | 1534 | 53 | 341 | 6620 | 3288 | 2357 | 0 | 307 | 0 | 209 | 1263 | 0 | 428 | 1200 | 0 | 465 | 0 | 0 | 0 | 0 | 0 | 0 | 0 | 0 | 0
2040-05-02 | 23 | 37.72 | -18703 | -1072 | -709 | 0 | 0 | 584 | 1960 | 0 | 0 | 1534 | 53 | 341 | 6315 | 3288 | 2530 | 0 | 316 | 0 | 209 | 1257 | 0 | 432 | 1200 | 0 | 465 | 0 | 0 | 0 | 0 | 0 | 0 | 0 | 0 | 0
2040-05-02 | 24 | 37.71 | -16994 | -1124 | -582 | 0 | 0 | 0 | 962 | 0 | 0 | 1513 | 53 | 341 | 6189 | 3288 | 2531 | 0 | 349 | 0 | 193 | 1242 | 0 | 375 | 1200 | 0 | 465 | 0 | 0 | 0 | 0 | 0 | 0 | 0 | 0 | 0
2040-05-03 | 1 | 32.43 | -15884 | -1124 | -509 | 0 | 0 | 0 | 528 | 0 | 0 | 1475 | 53 | 341 | 5064 | 3288 | 2675 | 0 | 364 | 0 | 187 | 1190 | 0 | 688 | 1200 | 0 | 465 | 0 | 0 | 0 | 0 | 0 | 0 | 0 | 0 | 0
2040-05-03 | 2 | 32.43 | -15261 | -1124 | -454 | 0 | 0 | 0 | 528 | 0 | 0 | 1431 | 53 | 341 | 4797 | 3288 | 2452 | 0 | 316 | 0 | 182 | 1167 | 0 | 620 | 1200 | 0 | 465 | 0 | 0 | 0 | 0 | 0 | 0 | 0 | 0 | 0
2040-05-03 | 3 | 33.53 | -14988 | -1124 | -400 | 0 | 0 | 0 | 528 | 0 | 0 | 1431 | 53 | 341 | 4889 | 3288 | 2155 | 0 | 271 | 0 | 171 | 1166 | 0 | 554 | 1200 | 0 | 465 | 0 | 0 | 0 | 0 | 0 | 0 | 0 | 0 | 0
2040-05-03 | 4 | 35.37 | -14948 | -1124 | -382 | 0 | 0 | 0 | 528 | 0 | 0 | 1431 | 53 | 341 | 5072 | 3288 | 2192 | 0 | 267 | 0 | 163 | 1158 | 0 | 296 | 1200 | 0 | 465 | 0 | 0 | 0 | 0 | 0 | 0 | 0 | 0 | 0
2040-05-03 | 5 | 38.77 | -15407 | -1124 | -363 | 0 | 0 | 0 | 528 | 0 | 0 | 1513 | 53 | 341 | 6045 | 3288 | 1584 | 0 | 287 | 0 | 167 | 1151 | 0 | 273 | 1200 | 0 | 465 | 0 | 0 | 0 | 0 | 0 | 0 | 0 | 0 | 0
2040-05-03 | 6 | 40.9 | -16848 | -1124 | -382 | 0 | 0 | 0 | 978 | 0 | 0 | 1514 | 53 | 341 | 7074 | 3288 | 1566 | 0 | 278 | 9 | 184 | 1152 | 0 | 253 | 1200 | 0 | 465 | 0 | 0 | 0 | 0 | 0 | 0 | 0 | 0 | 0
2040-05-03 | 7 | 42.06 | -19267 | -1124 | -491 | 0 | 0 | 0 | 2404 | 0 | 0 | 1534 | 53 | 341 | 8049 | 3288 | 1329 | 0 | 268 | 316 | 193 | 1167 | 0 | 276 | 1200 | 0 | 465 | 0 | 0 | 0 | 0 | 0 | 0 | 0 | 0 | 0
2040-05-03 | 8 | 42.75 | -20982 | -1124 | -600 | 0 | 0 | 0 | 3419 | 0 | 0 | 1534 | 53 | 341 | 8495 | 3288 | 1202 | 0 | 253 | 802 | 206 | 1193 | 0 | 257 | 1200 | 0 | 465 | 0 | 0 | 0 | 0 | 0 | 0 | 0 | 0 | 0
2040-05-03 | 9 | 40.59 | -21646 | -1072 | -727 | 0 | 0 | 0 | 3810 | 0 | 0 | 1534 | 53 | 341 | 8173 | 3288 | 1149 | 0 | 222 | 1531 | 207 | 1214 | 0 | 260 | 1200 | 0 | 465 | 0 | 0 | 0 | 0 | 0 | 0 | 0 | 0 | 0
2040-05-03 | 10 | 38.17 | -21842 | -1072 | -854 | 0 | 0 | 0 | 3926 | 0 | 0 | 1514 | 53 | 341 | 6923 | 3288 | 1055 | 0 | 241 | 3037 | 207 | 1242 | 0 | 276 | 1200 | 0 | 465 | 0 | 0 | 0 | 0 | 0 | 0 | 0 | 0 | 0
2040-05-03 | 11 | 32.43 | -21906 | -1015 | -818 | 0 | 0 | 0 | 3963 | 0 | 0 | 1475 | 53 | 341 | 5116 | 3288 | 1045 | 0 | 292 | 4775 | 207 | 1251 | 0 | 268 | 1200 | 0 | 465 | 0 | 0 | 0 | 0 | 0 | 0 | 0 | 0 | 0
2040-05-03 | 12 | 24.95 | -21873 | -915 | -709 | 0 | 0 | -1659 | 3942 | 0 | 0 | 836 | 53 | 341 | 4017 | 3288 | 1355 | 0 | 370 | 7535 | 206 | 1253 | 0 | 294 | 1200 | 0 | 465 | 0 | 0 | 0 | 0 | 0 | 0 | 0 | 0 | 0
2040-05-03 | 13 | 24.95 | -21702 | -774 | -927 | 0 | 0 | -258 | 3841 | 0 | 0 | 1315 | 53 | 341 | 4017 | 3288 | 2239 | 0 | 424 | 4717 | 206 | 1266 | 0 | 290 | 1200 | 0 | 465 | 0 | 0 | 0 | 0 | 0 | 0 | 0 | 0 | 0
2040-05-03 | 14 | 33.72 | -21684 | -727 | -909 | 0 | 0 | 427 | 3831 | 0 | 0 | 1382 | 53 | 341 | 4401 | 3288 | 2502 | 0 | 463 | 3188 | 206 | 1269 | 0 | 304 | 1200 | 0 | 465 | 0 | 0 | 0 | 0 | 0 | 0 | 0 | 0 | 0
2040-05-03 | 15 | 33.72 | -21413 | -727 | -818 | 0 | 0 | 388 | 3672 | 0 | 0 | 1382 | 53 | 341 | 4321 | 3288 | 2829 | 0 | 453 | 2786 | 207 | 1266 | 0 | 307 | 1200 | 0 | 465 | 0 | 0 | 0 | 0 | 0 | 0 | 0 | 0 | 0
2040-05-03 | 16 | 33.72 | -21215 | -727 | -1072 | 0 | 0 | 188 | 3556 | 0 | 0 | 1382 | 53 | 341 | 4348 | 3288 | 3352 | 0 | 496 | 2557 | 206 | 1262 | 0 | 321 | 1200 | 0 | 465 | 0 | 0 | 0 | 0 | 0 | 0 | 0 | 0 | 0
2040-05-03 | 17 | 33.72 | -21277 | -727 | -1381 | 0 | 0 | 75 | 3593 | 0 | 0 | 1378 | 53 | 341 | 4234 | 3288 | 4435 | 0 | 568 | 1936 | 209 | 1265 | 0 | 346 | 1200 | 0 | 465 | 0 | 0 | 0 | 0 | 0 | 0 | 0 | 0 | 0
2040-05-03 | 18 | 33.72 | -21398 | -685 | -1654 | 0 | 0 | 47 | 3662 | 0 | 0 | 1382 | 53 | 341 | 4511 | 3288 | 5133 | 0 | 536 | 1257 | 209 | 1266 | 0 | 388 | 1200 | 0 | 465 | 0 | 0 | 0 | 0 | 0 | 0 | 0 | 0 | 0
2040-05-03 | 19 | 33.72 | -21296 | -727 | -1581 | 0 | 0 | 294 | 3604 | 0 | 0 | 1431 | 53 | 341 | 4511 | 3288 | 5525 | 0 | 490 | 505 | 209 | 1280 | 0 | 409 | 1200 | 0 | 465 | 0 | 0 | 0 | 0 | 0 | 0 | 0 | 0 | 0
2040-05-03 | 20 | 27.12 | -21230 | -727 | -1109 | 0 | 0 | 0 | 3561 | 0 | 0 | 1382 | 53 | 335 | 4336 | 3288 | 5968 | 0 | 471 | 118 | 209 | 1274 | 0 | 406 | 1200 | 0 | 465 | 0 | 0 | 0 | 0 | 0 | 0 | 0 | 0 | 0
2040-05-03 | 21 | 23.29 | -21035 | -727 | -1018 | 0 | 0 | 0 | 3450 | 0 | 0 | 1378 | 53 | 186 | 4187 | 3288 | 6144 | 0 | 538 | 0 | 209 | 1269 | 0 | 413 | 1200 | 0 | 465 | 0 | 0 | 0 | 0 | 0 | 0 | 0 | 0 | 0
2040-05-03 | 22 | 17.55 | -19946 | -727 | -854 | 0 | 0 | 0 | 2806 | 0 | 0 | 1120 | 53 | 160 | 3209 | 3288 | 6922 | 0 | 405 | 0 | 209 | 1263 | 0 | 428 | 1200 | 0 | 465 | 0 | 0 | 0 | 0 | 0 | 0 | 0 | 0 | 0
2040-05-03 | 23 | 15.82 | -18398 | -774 | -709 | 0 | 0 | -129 | 1892 | 0 | 0 | 941 | 53 | 160 | 2847 | 3288 | 6874 | 0 | 393 | 0 | 209 | 1257 | 0 | 432 | 1200 | 0 | 465 | 0 | 0 | 0 | 0 | 0 | 0 | 0 | 0 | 0
2040-05-03 | 24 | 21.38 | -16841 | -727 | -582 | 0 | 0 | 96 | 972 | 0 | 0 | 765 | 53 | 160 | 1813 | 3288 | 7142 | 0 | 386 | 0 | 193 | 1242 | 0 | 375 | 1200 | 0 | 465 | 0 | 0 | 0 | 0 | 0 | 0 | 0 | 0 | 0
2040-05-04 | 1 | 24.95 | -15669 | -774 | -509 | 0 | 0 | -1148 | 1215 | 0 | 0 | 670 | 53 | 319 | 1205 | 3288 | 7292 | 0 | 327 | 0 | 187 | 1190 | 0 | 688 | 1200 | 0 | 465 | 0 | 0 | 0 | 0 | 0 | 0 | 0 | 0 | 0
2040-05-04 | 2 | 24.95 | -14996 | -774 | -454 | 0 | 0 | -1241 | 777 | 0 | 0 | 655 | 53 | 335 | 1110 | 3288 | 7383 | 0 | 232 | 0 | 182 | 1167 | 0 | 620 | 1200 | 0 | 465 | 0 | 0 | 0 | 0 | 0 | 0 | 0 | 0 | 0
2040-05-04 | 3 | 24.95 | -14632 | -774 | -400 | 0 | 0 | -1161 | 539 | 0 | 0 | 655 | 53 | 341 | 965 | 3288 | 7387 | 0 | 184 | 0 | 171 | 1166 | 0 | 554 | 1200 | 0 | 465 | 0 | 0 | 0 | 0 | 0 | 0 | 0 | 0 | 0
2040-05-04 | 4 | 24.95 | -14436 | -821 | -382 | 0 | 0 | -819 | 528 | 0 | 0 | 655 | 53 | 341 | 965 | 3288 | 7164 | 0 | 182 | 0 | 163 | 1158 | 0 | 296 | 1200 | 0 | 465 | 0 | 0 | 0 | 0 | 0 | 0 | 0 | 0 | 0
2040-05-04 | 5 | 24.95 | -14570 | -821 | -363 | 0 | 0 | -287 | 528 | 0 | 0 | 681 | 53 | 341 | 965 | 3288 | 6644 | 0 | 285 | 0 | 167 | 1151 | 0 | 273 | 1200 | 0 | 465 | 0 | 0 | 0 | 0 | 0 | 0 | 0 | 0 | 0
2040-05-04 | 6 | 33.72 | -15104 | -821 | -382 | 0 | 0 | 32 | 845 | 0 | 0 | 714 | 53 | 341 | 1501 | 3288 | 5735 | 0 | 540 | 3 | 184 | 1152 | 0 | 253 | 1200 | 0 | 465 | 0 | 0 | 0 | 0 | 0 | 0 | 0 | 0 | 0
2040-05-04 | 7 | 24.95 | -16079 | -821 | -491 | 0 | 0 | -398 | 1480 | 0 | 0 | 819 | 53 | 341 | 2391 | 3288 | 5351 | 0 | 440 | 327 | 193 | 1167 | 0 | 276 | 1200 | 0 | 465 | 0 | 0 | 0 | 0 | 0 | 0 | 0 | 0 | 0
2040-05-04 | 8 | 24.95 | -17444 | -821 | -600 | 0 | 0 | -409 | 2367 | 0 | 0 | 819 | 53 | 341 | 2515 | 3288 | 5086 | 0 | 479 | 1005 | 206 | 1193 | 0 | 257 | 1200 | 0 | 465 | 0 | 0 | 0 | 0 | 0 | 0 | 0 | 0 | 0
2040-05-04 | 9 | 23.84 | -18759 | -821 | -727 | 0 | -479 | -1859 | 3223 | 0 | 0 | 700 | 53 | 233 | 3100 | 3288 | 4283 | 0 | 393 | 4026 | 207 | 1214 | 0 | 260 | 1200 | 0 | 465 | 0 | 0 | 0 | 0 | 0 | 0 | 0 | 0 | 0
2040-05-04 | 10 | 24.95 | -19534 | -727 | -854 | 0 | 0 | -701 | 3731 | 0 | 0 | 880 | 53 | 341 | 3100 | 3288 | 3205 | 0 | 375 | 3454 | 207 | 1242 | 0 | 276 | 1200 | 0 | 465 | 0 | 0 | 0 | 0 | 0 | 0 | 0 | 0 | 0
2040-05-04 | 11 | 24.95 | -19896 | -685 | -818 | 0 | 0 | -583 | 3963 | 0 | 0 | 890 | 53 | 341 | 3100 | 3288 | 2171 | 0 | 354 | 4432 | 207 | 1251 | 0 | 268 | 1200 | 0 | 465 | 0 | 0 | 0 | 0 | 0 | 0 | 0 | 0 | 0
2040-05-04 | 12 | 24.95 | -19885 | -685 | -709 | 0 | 0 | -826 | 3958 | 0 | 0 | 916 | 53 | 341 | 3430 | 3288 | 1632 | 0 | 256 | 4813 | 206 | 1253 | 0 | 294 | 1200 | 0 | 465 | 0 | 0 | 0 | 0 | 0 | 0 | 0 | 0 | 0
2040-05-04 | 13 | 24.95 | -19695 | -607 | -927 | 0 | 0 | -252 | 3831 | 0 | 0 | 1144 | 53 | 341 | 3456 | 3288 | 1071 | 0 | 199 | 4670 | 206 | 1266 | 0 | 290 | 1200 | 0 | 465 | 0 | 0 | 0 | 0 | 0 | 0 | 0 | 0 | 0
2040-05-04 | 14 | 24.95 | -19370 | -565 | -909 | 0 | 0 | -697 | 3620 | 0 | 0 | 1038 | 53 | 341 | 3456 | 3288 | 900 | 0 | 162 | 5239 | 206 | 1269 | 0 | 304 | 1200 | 0 | 465 | 0 | 0 | 0 | 0 | 0 | 0 | 0 | 0 | 0
2040-05-04 | 15 | 24.95 | -19078 | -497 | -818 | 0 | 0 | -572 | 3429 | 0 | 0 | 1006 | 53 | 341 | 3288 | 3288 | 520 | 0 | 131 | 5464 | 207 | 1266 | 0 | 307 | 1200 | 0 | 465 | 0 | 0 | 0 | 0 | 0 | 0 | 0 | 0 | 0
2040-05-04 | 16 | 24.95 | -18937 | -497 | -1072 | 0 | 0 | -78 | 3339 | 0 | 0 | 1153 | 53 | 341 | 3288 | 3288 | 669 | 0 | 162 | 4837 | 206 | 1262 | 0 | 321 | 1200 | 0 | 465 | 0 | 0 | 0 | 0 | 0 | 0 | 0 | 0 | 0
2040-05-04 | 17 | 29.6 | -18986 | -460 | -1381 | 0 | 0 | 0 | 3371 | 0 | 0 | 1378 | 53 | 341 | 3965 | 3288 | 799 | 0 | 192 | 3957 | 209 | 1265 | 0 | 346 | 1200 | 0 | 465 | 0 | 0 | 0 | 0 | 0 | 0 | 0 | 0 | 0
2040-05-04 | 18 | 33.72 | -19235 | -497 | -1654 | 0 | 0 | 942 | 3535 | 0 | 0 | 1513 | 53 | 341 | 5119 | 3288 | 591 | 0 | 169 | 2307 | 209 | 1266 | 0 | 388 | 1200 | 0 | 465 | 0 | 0 | 0 | 0 | 0 | 0 | 0 | 0 | 0
2040-05-04 | 19 | 34.21 | -19288 | -497 | -1581 | 0 | 0 | 1859 | 3567 | 0 | 0 | 1534 | 53 | 341 | 5164 | 3288 | 894 | 0 | 130 | 974 | 209 | 1280 | 0 | 409 | 1200 | 0 | 465 | 0 | 0 | 0 | 0 | 0 | 0 | 0 | 0 | 0
2040-05-04 | 20 | 34.21 | -19403 | -528 | -1109 | 0 | 327 | 1859 | 3641 | 0 | 0 | 1534 | 53 | 341 | 5203 | 3288 | 917 | 0 | 193 | 131 | 209 | 1274 | 0 | 406 | 1200 | 0 | 465 | 0 | 0 | 0 | 0 | 0 | 0 | 0 | 0 | 0
2040-05-04 | 21 | 34.21 | -19601 | -565 | -1018 | 0 | 85 | 1859 | 3773 | 0 | 0 | 1534 | 53 | 341 | 5302 | 3288 | 917 | 0 | 475 | 0 | 209 | 1269 | 0 | 413 | 1200 | 0 | 465 | 0 | 0 | 0 | 0 | 0 | 0 | 0 | 0 | 0
2040-05-04 | 22 | 33.72 | -18794 | -607 | -854 | 0 | 0 | 1274 | 3244 | 0 | 0 | 1514 | 53 | 341 | 5302 | 3288 | 1106 | 0 | 567 | 0 | 209 | 1263 | 0 | 428 | 1200 | 0 | 465 | 0 | 0 | 0 | 0 | 0 | 0 | 0 | 0 | 0
2040-05-04 | 23 | 33.72 | -17536 | -643 | -709 | 0 | 0 | 318 | 2431 | 0 | 0 | 1513 | 53 | 341 | 5301 | 3288 | 1409 | 0 | 673 | 0 | 209 | 1257 | 0 | 432 | 1200 | 0 | 465 | 0 | 0 | 0 | 0 | 0 | 0 | 0 | 0 | 0
2040-05-04 | 24 | 33.72 | -16178 | -643 | -582 | 0 | 0 | 20 | 1543 | 0 | 0 | 1463 | 53 | 341 | 5010 | 3288 | 1499 | 0 | 712 | 0 | 193 | 1242 | 0 | 375 | 1200 | 0 | 465 | 0 | 0 | 0 | 0 | 0 | 0 | 0 | 0 | 0
2040-05-05 | 1 | 24.22 | -15129 | -643 | -672 | 0 | 0 | 0 | 528 | 0 | 0 | 1382 | 53 | 323 | 4401 | 3288 | 2060 | 0 | 680 | 0 | 187 | 1190 | 0 | 688 | 1200 | 0 | 465 | 0 | 0 | 0 | 0 | 0 | 0 | 0 | 0 | 0
2040-05-05 | 2 | 21.38 | -14444 | -685 | -582 | 0 | 0 | -179 | 528 | 0 | 0 | 1267 | 53 | 166 | 3445 | 3288 | 2886 | 0 | 624 | 0 | 182 | 1167 | 0 | 620 | 1200 | 0 | 465 | 0 | 0 | 0 | 0 | 0 | 0 | 0 | 0 | 0
2040-05-05 | 3 | 21.38 | -14080 | -727 | -527 | 0 | 0 | -484 | 528 | 0 | 0 | 890 | 53 | 160 | 2987 | 3288 | 3749 | 0 | 608 | 0 | 171 | 1166 | 0 | 554 | 1200 | 0 | 465 | 0 | 0 | 0 | 0 | 0 | 0 | 0 | 0 | 0
2040-05-05 | 4 | 21.38 | -13919 | -727 | -472 | 0 | 0 | -90 | 528 | 0 | 0 | 890 | 53 | 160 | 2960 | 3288 | 3446 | 0 | 602 | 0 | 163 | 1158 | 0 | 296 | 1200 | 0 | 465 | 0 | 0 | 0 | 0 | 0 | 0 | 0 | 0 | 0
2040-05-05 | 5 | 21.38 | -13977 | -774 | -472 | 0 | 0 | -260 | 528 | 0 | 0 | 812 | 53 | 160 | 2410 | 3288 | 4395 | 0 | 581 | 0 | 167 | 1151 | 0 | 273 | 1200 | 0 | 465 | 0 | 0 | 0 | 0 | 0 | 0 | 0 | 0 | 0
2040-05-05 | 6 | 21.38 | -14280 | -774 | -491 | 0 | 0 | -363 | 528 | 0 | 0 | 725 | 53 | 175 | 2211 | 3288 | 4980 | 0 | 688 | 6 | 184 | 1152 | 0 | 253 | 1200 | 0 | 465 | 0 | 0 | 0 | 0 | 0 | 0 | 0 | 0 | 0
2040-05-05 | 7 | 28.89 | -14925 | -774 | -545 | 0 | 0 | 68 | 528 | 0 | 0 | 833 | 53 | 335 | 2281 | 3288 | 4813 | 0 | 509 | 236 | 193 | 1167 | 0 | 276 | 1200 | 0 | 465 | 0 | 0 | 0 | 0 | 0 | 0 | 0 | 0 | 0
2040-05-05 | 8 | 28.89 | -16116 | -774 | -636 | 0 | 0 | 430 | 1115 | 0 | 0 | 930 | 53 | 341 | 2281 | 3288 | 4569 | 0 | 418 | 781 | 206 | 1193 | 0 | 257 | 1200 | 0 | 465 | 0 | 0 | 0 | 0 | 0 | 0 | 0 | 0 | 0
2040-05-05 | 9 | 24.2 | -17498 | -774 | -763 | 0 | 0 | 0 | 1981 | 0 | 0 | 725 | 53 | 240 | 1856 | 3288 | 5592 | 0 | 295 | 1659 | 207 | 1214 | 0 | 260 | 1200 | 0 | 465 | 0 | 0 | 0 | 0 | 0 | 0 | 0 | 0 | 0
2040-05-05 | 10 | 21.38 | -18590 | -774 | -909 | 0 | 0 | -135 | 2663 | 0 | 0 | 714 | 53 | 166 | 1563 | 3288 | 5747 | 0 | 99 | 2724 | 207 | 1242 | 0 | 276 | 1200 | 0 | 465 | 0 | 0 | 0 | 0 | 0 | 0 | 0 | 0 | 0
2040-05-05 | 11 | 24.2 | -19267 | -727 | -818 | 0 | 0 | 0 | 3086 | 0 | 0 | 670 | 53 | 221 | 653 | 3288 | 5680 | 0 | 72 | 3698 | 207 | 1251 | 0 | 268 | 1200 | 0 | 465 | 0 | 0 | 0 | 0 | 0 | 0 | 0 | 0 | 0
2040-05-05 | 12 | 21.38 | -19644 | -685 | -909 | 0 | 0 | -38 | 3324 | 0 | 0 | 655 | 53 | 160 | 375 | 3288 | 5720 | 0 | 71 | 4213 | 206 | 1253 | 0 | 294 | 1200 | 0 | 465 | 0 | 0 | 0 | 0 | 0 | 0 | 0 | 0 | 0
2040-05-05 | 13 | 21.38 | -19768 | -685 | -981 | 0 | 0 | -189 | 3403 | 0 | 0 | 655 | 53 | 160 | 0 | 3288 | 6662 | 0 | 84 | 3892 | 206 | 1266 | 0 | 290 | 1200 | 0 | 465 | 0 | 0 | 0 | 0 | 0 | 0 | 0 | 0 | 0
2040-05-05 | 14 | 21.38 | -19678 | -685 | -1018 | 0 | 0 | -748 | 3345 | 0 | 0 | 654 | 53 | 160 | 0 | 3288 | 6970 | 0 | 124 | 4092 | 206 | 1269 | 0 | 304 | 1200 | 0 | 465 | 0 | 0 | 0 | 0 | 0 | 0 | 0 | 0 | 0
2040-05-05 | 15 | 21.38 | -19524 | -685 | -1054 | 0 | 0 | -786 | 3250 | 0 | 0 | 654 | 53 | 160 | 0 | 3288 | 6946 | 0 | 174 | 4080 | 207 | 1266 | 0 | 307 | 1200 | 0 | 465 | 0 | 0 | 0 | 0 | 0 | 0 | 0 | 0 | 0
2040-05-05 | 16 | 21.38 | -19462 | -685 | -999 | 0 | 0 | -664 | 3207 | 0 | 0 | 654 | 53 | 166 | 0 | 3288 | 7091 | 0 | 213 | 3684 | 206 | 1262 | 0 | 321 | 1200 | 0 | 465 | 0 | 0 | 0 | 0 | 0 | 0 | 0 | 0 | 0
2040-05-05 | 17 | 24.2 | -19746 | -685 | -999 | 0 | 0 | 0 | 3387 | 0 | 0 | 655 | 53 | 235 | 0 | 3288 | 7121 | 0 | 259 | 2948 | 209 | 1265 | 0 | 346 | 1200 | 0 | 465 | 0 | 0 | 0 | 0 | 0 | 0 | 0 | 0 | 0
2040-05-05 | 18 | 28.89 | -20232 | -685 | -1018 | 0 | 0 | 590 | 3694 | 0 | 0 | 714 | 53 | 341 | 580 | 3288 | 7087 | 0 | 327 | 1733 | 209 | 1266 | 0 | 388 | 1200 | 0 | 465 | 0 | 0 | 0 | 0 | 0 | 0 | 0 | 0 | 0
2040-05-05 | 19 | 28.89 | -20465 | -685 | -1054 | 0 | 0 | 907 | 3836 | 0 | 0 | 843 | 53 | 341 | 1307 | 3288 | 7111 | 0 | 255 | 702 | 209 | 1280 | 0 | 409 | 1200 | 0 | 465 | 0 | 0 | 0 | 0 | 0 | 0 | 0 | 0 | 0
2040-05-05 | 20 | 28.89 | -20664 | -727 | -981 | 0 | 0 | 431 | 3963 | 0 | 0 | 998 | 53 | 341 | 2148 | 3288 | 7059 | 0 | 421 | 117 | 209 | 1274 | 0 | 406 | 1200 | 0 | 465 | 0 | 0 | 0 | 0 | 0 | 0 | 0 | 0 | 0
2040-05-05 | 21 | 28.89 | -20561 | -774 | -927 | 0 | 0 | 401 | 3900 | 0 | 0 | 950 | 53 | 335 | 2148 | 3288 | 7160 | 0 | 472 | 0 | 209 | 1269 | 0 | 413 | 1200 | 0 | 465 | 0 | 0 | 0 | 0 | 0 | 0 | 0 | 0 | 0
2040-05-05 | 22 | 28.89 | -19204 | -868 | -836 | 0 | 0 | 85 | 3049 | 0 | 0 | 847 | 53 | 319 | 2148 | 3288 | 7153 | 0 | 401 | 0 | 209 | 1263 | 0 | 428 | 1200 | 0 | 465 | 0 | 0 | 0 | 0 | 0 | 0 | 0 | 0 | 0
2040-05-05 | 23 | 0.28 | -17571 | -868 | -836 | 0 | 0 | 0 | 2024 | 0 | 0 | 725 | 53 | 160 | 1751 | 3288 | 7245 | 0 | 468 | 0 | 209 | 1257 | 0 | 432 | 1200 | 0 | 463 | 0 | 0 | 0 | 0 | 0 | 0 | 0 | 0 | 0
2040-05-05 | 24 | 0 | -16125 | -868 | -763 | 0 | 0 | -59 | 1120 | 0 | 0 | 301 | 48 | 160 | 2029 | 3288 | 7124 | 0 | 406 | 0 | 193 | 1242 | 0 | 375 | 1200 | 0 | 330 | 0 | 0 | 0 | 0 | 0 | 0 | 0 | 0 | 0
2040-05-06 | 1 | 15.35 | -15128 | -915 | -672 | 0 | 0 | -1440 | 528 | 0 | 0 | 700 | 53 | 160 | 2080 | 3288 | 7329 | 0 | 290 | 0 | 187 | 1190 | 0 | 688 | 1200 | 0 | 463 | 0 | 0 | 0 | 0 | 0 | 0 | 0 | 0 | 0
2040-05-06 | 2 | 15.35 | -14590 | -915 | -582 | 0 | 0 | -1058 | 528 | 0 | 0 | 655 | 53 | 160 | 1332 | 3288 | 7272 | 0 | 223 | 0 | 182 | 1167 | 0 | 620 | 1200 | 0 | 465 | 0 | 0 | 0 | 0 | 0 | 0 | 0 | 0 | 0
2040-05-06 | 3 | 15.35 | -14394 | -915 | -527 | 0 | 0 | -1046 | 528 | 0 | 0 | 655 | 53 | 160 | 1094 | 3288 | 7301 | 0 | 248 | 0 | 171 | 1166 | 0 | 554 | 1200 | 0 | 465 | 0 | 0 | 0 | 0 | 0 | 0 | 0 | 0 | 0
2040-05-06 | 4 | 15.35 | -14413 | -915 | -472 | 0 | 0 | -799 | 528 | 0 | 0 | 655 | 53 | 160 | 1089 | 3288 | 7361 | 0 | 185 | 0 | 163 | 1158 | 0 | 296 | 1200 | 0 | 465 | 0 | 0 | 0 | 0 | 0 | 0 | 0 | 0 | 0
2040-05-06 | 5 | 20.74 | -14972 | -968 | -472 | 0 | 0 | 107 | 528 | 0 | 0 | 700 | 53 | 160 | 803 | 3288 | 7318 | 0 | 198 | 0 | 167 | 1151 | 0 | 273 | 1200 | 0 | 465 | 0 | 0 | 0 | 0 | 0 | 0 | 0 | 0 | 0
2040-05-06 | 6 | 20.74 | -16567 | -968 | -491 | 0 | 0 | 987 | 861 | 0 | 0 | 725 | 53 | 160 | 1085 | 3288 | 7376 | 0 | 221 | 17 | 184 | 1152 | 0 | 253 | 1200 | 0 | 465 | 0 | 0 | 0 | 0 | 0 | 0 | 0 | 0 | 0
2040-05-06 | 7 | 20.74 | -19083 | -1015 | -545 | 0 | 0 | 1549 | 2357 | 0 | 0 | 833 | 53 | 160 | 1093 | 3288 | 7298 | 0 | 128 | 583 | 193 | 1167 | 0 | 276 | 1200 | 0 | 465 | 0 | 0 | 0 | 0 | 0 | 0 | 0 | 0 | 0
2040-05-06 | 8 | 20.74 | -20670 | -915 | -636 | 0 | 0 | 615 | 3297 | 0 | 0 | 819 | 53 | 160 | 1526 | 3288 | 7216 | 0 | 101 | 1834 | 206 | 1193 | 0 | 257 | 1200 | 0 | 456 | 0 | 0 | 0 | 0 | 0 | 0 | 0 | 0 | 0
2040-05-06 | 9 | 0 | -21133 | -821 | -763 | 0 | 0 | -302 | 3572 | 0 | 0 | 285 | 48 | 160 | 1376 | 3288 | 7152 | 0 | 65 | 3869 | 207 | 1214 | 0 | 260 | 1200 | 0 | 323 | 0 | 0 | 0 | 0 | 0 | 0 | 0 | 0 | 0
2040-05-06 | 10 | -40 | -21355 | -685 | -909 | -194 | -438 | -1859 | 3704 | 0 | 0 | 0 | 48 | 160 | 1376 | 3288 | 7190 | 0 | 0 | 6468 | 207 | 1242 | 0 | 276 | 1200 | 0 | 280 | 0 | 85 | 0 | 0 | 0 | 0 | 0 | 0 | 0
2040-05-06 | 11 | -40 | -21646 | -607 | -818 | -908 | -2000 | -1859 | 3878 | 0 | 0 | 0 | 48 | 160 | 1376 | 3288 | 7127 | 0 | 0 | 8754 | 207 | 1251 | 0 | 268 | 1200 | 0 | 280 | 103 | 140 | 0 | 0 | 0 | 0 | 0 | 0 | 0
2040-05-06 | 12 | -40 | -21767 | -565 | -909 | -908 | -2000 | -1859 | 3947 | 0 | 0 | 0 | 48 | 160 | 1277 | 3288 | 5254 | 0 | 0 | 10801 | 206 | 1253 | 0 | 294 | 1200 | 0 | 280 | 1937 | 216 | 0 | 0 | 0 | 0 | 0 | 0 | 0
2040-05-06 | 13 | -40 | -21791 | -497 | -981 | -908 | -2000 | -1859 | 3963 | 0 | 0 | 0 | 48 | 160 | 1277 | 3288 | 3058 | 0 | 0 | 13001 | 206 | 1266 | 0 | 290 | 1200 | 0 | 280 | 4137 | 284 | 0 | 0 | 0 | 0 | 0 | 0 | 0
2040-05-06 | 14 | -40 | -21772 | -460 | -1018 | -897 | -1859 | -1859 | 3952 | 0 | 0 | 0 | 48 | 160 | 819 | 3288 | 3402 | 0 | 0 | 12936 | 206 | 1269 | 0 | 304 | 1200 | 0 | 280 | 3536 | 297 | 0 | 0 | 0 | 0 | 0 | 0 | 0
2040-05-06 | 15 | -40 | -21391 | -397 | -1054 | -148 | -836 | -1853 | 3725 | 0 | 0 | 0 | 48 | 160 | 819 | 3288 | 2483 | 0 | 0 | 11897 | 207 | 1266 | 0 | 307 | 1200 | 0 | 280 | 3914 | 419 | 0 | 0 | 0 | 0 | 0 | 0 | 0
2040-05-06 | 16 | -40 | -21018 | -366 | -999 | -110 | -19 | -1244 | 3503 | 0 | 0 | 0 | 48 | 160 | 239 | 3288 | 3351 | 0 | 0 | 9899 | 206 | 1262 | 0 | 321 | 1200 | 0 | 280 | 3096 | 385 | 0 | 0 | 0 | 0 | 0 | 0 | 0
2040-05-06 | 17 | -40 | -20899 | -366 | -999 | 0 | 0 | -1168 | 3435 | 0 | 0 | 0 | 48 | 160 | 0 | 3288 | 6195 | 0 | 0 | 6998 | 209 | 1265 | 0 | 346 | 1200 | 0 | 289 | 175 | 386 | 0 | 0 | 0 | 0 | 0 | 0 | 0
2040-05-06 | 18 | 36.36 | -21028 | -366 | -1018 | 394 | 100 | 0 | 3509 | 0 | 0 | 700 | 53 | 319 | 429 | 3288 | 5742 | 0 | 565 | 3827 | 209 | 1266 | 0 | 388 | 1200 | 0 | 422 | 0 | 0 | 0 | 0 | 0 | 0 | 0 | 0 | 0
2040-05-06 | 19 | 36.36 | -21207 | -397 | -1054 | 437 | 808 | 1462 | 3614 | 0 | 0 | 1267 | 53 | 335 | 649 | 3288 | 5058 | 0 | 626 | 1500 | 209 | 1280 | 0 | 409 | 1200 | 0 | 465 | 0 | 0 | 0 | 0 | 0 | 0 | 0 | 0 | 0
2040-05-06 | 20 | 36.36 | -21363 | -429 | -981 | 753 | 1614 | 1744 | 3709 | 0 | 0 | 1439 | 53 | 341 | 841 | 3288 | 4435 | 0 | 746 | 257 | 209 | 1274 | 0 | 406 | 1200 | 0 | 465 | 0 | 0 | 0 | 0 | 0 | 0 | 0 | 0 | 0
2040-05-06 | 21 | 37.9 | -21556 | -528 | -927 | 908 | 1707 | 1749 | 3826 | 0 | 0 | 1513 | 53 | 341 | 1608 | 3288 | 3462 | 0 | 1002 | 0 | 209 | 1269 | 0 | 413 | 1200 | 0 | 465 | 0 | 0 | 0 | 0 | 0 | 0 | 0 | 0 | 0
2040-05-06 | 22 | 36.36 | -20247 | -607 | -836 | 385 | 1651 | 1744 | 3044 | 0 | 0 | 1513 | 53 | 341 | 1819 | 3288 | 3189 | 0 | 1099 | 0 | 209 | 1263 | 0 | 428 | 1200 | 0 | 465 | 0 | 0 | 0 | 0 | 0 | 0 | 0 | 0 | 0
2040-05-06 | 23 | 36.36 | -18269 | -685 | -836 | 456 | 1283 | 1744 | 1871 | 0 | 0 | 1513 | 53 | 341 | 2192 | 3288 | 2369 | 0 | 1117 | 0 | 209 | 1257 | 0 | 432 | 1200 | 0 | 465 | 0 | 0 | 0 | 0 | 0 | 0 | 0 | 0 | 0
2040-05-06 | 24 | 36.36 | -16523 | -774 | -763 | 170 | 707 | 1686 | 835 | 0 | 0 | 1513 | 53 | 341 | 2872 | 3288 | 1990 | 0 | 1130 | 0 | 193 | 1242 | 0 | 375 | 1200 | 0 | 465 | 0 | 0 | 0 | 0 | 0 | 0 | 0 | 0 | 0
2040-05-07 | 1 | 31.75 | -15418 | -868 | -509 | 0 | 0 | 0 | 528 | 0 | 0 | 1475 | 53 | 341 | 4819 | 3288 | 1518 | 0 | 1042 | 0 | 187 | 1190 | 0 | 688 | 1200 | 0 | 465 | 0 | 0 | 0 | 0 | 0 | 0 | 0 | 0 | 0
2040-05-07 | 2 | 29.77 | -14813 | -915 | -454 | 0 | 0 | -228 | 528 | 0 | 0 | 1382 | 53 | 341 | 4672 | 3288 | 1487 | 0 | 1027 | 0 | 182 | 1167 | 0 | 620 | 1200 | 0 | 465 | 0 | 0 | 0 | 0 | 0 | 0 | 0 | 0 | 0
2040-05-07 | 3 | 30.45 | -14583 | -968 | -400 | 0 | 0 | 0 | 528 | 0 | 0 | 1405 | 53 | 341 | 4772 | 3288 | 1029 | 0 | 978 | 0 | 171 | 1166 | 0 | 554 | 1200 | 0 | 465 | 0 | 0 | 0 | 0 | 0 | 0 | 0 | 0 | 0
2040-05-07 | 4 | 35.31 | -14598 | -915 | -382 | 0 | 0 | 0 | 528 | 0 | 0 | 1475 | 53 | 341 | 5264 | 3288 | 762 | 0 | 902 | 0 | 163 | 1158 | 0 | 296 | 1200 | 0 | 465 | 0 | 0 | 0 | 0 | 0 | 0 | 0 | 0 | 0
2040-05-07 | 5 | 37 | -15116 | -968 | -363 | 0 | 0 | 0 | 528 | 0 | 0 | 1513 | 53 | 341 | 6059 | 3288 | 530 | 0 | 880 | 0 | 167 | 1151 | 0 | 273 | 1200 | 0 | 465 | 0 | 0 | 0 | 0 | 0 | 0 | 0 | 0 | 0
2040-05-07 | 6 | 39.69 | -16584 | -968 | -382 | 0 | 0 | 0 | 734 | 0 | 0 | 1534 | 53 | 341 | 7480 | 3288 | 468 | 0 | 758 | 23 | 184 | 1152 | 0 | 253 | 1200 | 0 | 465 | 0 | 0 | 0 | 0 | 0 | 0 | 0 | 0 | 0
2040-05-07 | 7 | 40.24 | -19002 | -968 | -491 | 0 | 0 | 299 | 2145 | 0 | 0 | 1534 | 53 | 341 | 7675 | 3288 | 429 | 0 | 745 | 650 | 193 | 1167 | 0 | 276 | 1200 | 0 | 465 | 0 | 0 | 0 | 0 | 0 | 0 | 0 | 0 | 0
2040-05-07 | 8 | 39.34 | -20463 | -868 | -600 | 0 | 0 | 0 | 3001 | 0 | 0 | 1534 | 53 | 341 | 7189 | 3288 | 251 | 0 | 662 | 2291 | 206 | 1193 | 0 | 257 | 1200 | 0 | 465 | 0 | 0 | 0 | 0 | 0 | 0 | 0 | 0 | 0
2040-05-07 | 9 | 34.35 | -20918 | -685 | -727 | 0 | 0 | 0 | 3271 | 0 | 0 | 1475 | 53 | 341 | 5409 | 3288 | 226 | 0 | 465 | 4457 | 207 | 1214 | 0 | 260 | 1200 | 0 | 465 | 0 | 0 | 0 | 0 | 0 | 0 | 0 | 0 | 0
2040-05-07 | 10 | 26.41 | -21265 | -565 | -854 | 0 | 0 | -797 | 3472 | 0 | 0 | 1133 | 53 | 341 | 4039 | 3288 | 316 | 0 | 382 | 7068 | 207 | 1242 | 0 | 276 | 1200 | 0 | 465 | 0 | 0 | 0 | 0 | 0 | 0 | 0 | 0 | 0
2040-05-07 | 11 | 26.41 | -21559 | -429 | -818 | 0 | 0 | -1471 | 3646 | 0 | 0 | 819 | 53 | 341 | 3471 | 3288 | 499 | 0 | 468 | 8301 | 207 | 1251 | 0 | 268 | 1200 | 0 | 465 | 0 | 0 | 0 | 0 | 0 | 0 | 0 | 0 | 0
2040-05-07 | 12 | 26.41 | -21935 | -340 | -709 | 0 | 0 | -1619 | 3863 | 0 | 0 | 700 | 53 | 341 | 2298 | 3288 | 955 | 0 | 526 | 9161 | 206 | 1253 | 0 | 294 | 1200 | 0 | 465 | 0 | 0 | 0 | 0 | 0 | 0 | 0 | 0 | 0
2040-05-07 | 13 | 26.41 | -21966 | -288 | -927 | 0 | 0 | -694 | 3884 | 0 | 0 | 670 | 53 | 341 | 1031 | 3288 | 1417 | 0 | 598 | 9165 | 206 | 1266 | 0 | 290 | 1200 | 0 | 465 | 0 | 0 | 0 | 0 | 0 | 0 | 0 | 0 | 0
2040-05-07 | 14 | 26.41 | -22038 | -267 | -909 | 0 | 0 | -688 | 3926 | 0 | 0 | 655 | 53 | 341 | 882 | 3288 | 1744 | 0 | 572 | 8997 | 206 | 1269 | 0 | 304 | 1200 | 0 | 465 | 0 | 0 | 0 | 0 | 0 | 0 | 0 | 0 | 0
2040-05-07 | 15 | 26.41 | -21864 | -225 | -818 | 0 | 0 | -690 | 3820 | 0 | 0 | 655 | 53 | 341 | 702 | 3288 | 2360 | 0 | 588 | 8345 | 207 | 1266 | 0 | 307 | 1200 | 0 | 465 | 0 | 0 | 0 | 0 | 0 | 0 | 0 | 0 | 0
2040-05-07 | 16 | 35.69 | -21687 | -204 | -1072 | 0 | 0 | 329 | 3720 | 0 | 0 | 714 | 53 | 341 | 1079 | 3288 | 2658 | 0 | 754 | 6574 | 206 | 1262 | 0 | 321 | 1200 | 0 | 465 | 0 | 0 | 0 | 0 | 0 | 0 | 0 | 0 | 0
2040-05-07 | 17 | 35.69 | -21805 | -225 | -1381 | 0 | 0 | 926 | 3789 | 0 | 0 | 915 | 53 | 341 | 1598 | 3288 | 3597 | 0 | 916 | 4505 | 209 | 1265 | 0 | 346 | 1200 | 0 | 465 | 0 | 0 | 0 | 0 | 0 | 0 | 0 | 0 | 0
2040-05-07 | 18 | 35.69 | -22021 | -246 | -1654 | 0 | 0 | 698 | 3915 | 0 | 0 | 1267 | 53 | 341 | 2646 | 3288 | 4718 | 0 | 984 | 2483 | 209 | 1266 | 0 | 388 | 1200 | 0 | 465 | 0 | 0 | 0 | 0 | 0 | 0 | 0 | 0 | 0
2040-05-07 | 19 | 35.69 | -22030 | -314 | -1581 | 0 | 0 | 1148 | 3921 | 0 | 0 | 1394 | 53 | 341 | 3617 | 3288 | 4716 | 0 | 987 | 897 | 209 | 1280 | 0 | 409 | 1200 | 0 | 465 | 0 | 0 | 0 | 0 | 0 | 0 | 0 | 0 | 0
2040-05-07 | 20 | 35.69 | -22104 | -429 | -1109 | 0 | 0 | 1309 | 3963 | 0 | 0 | 1475 | 53 | 335 | 3757 | 3288 | 4629 | 0 | 1100 | 178 | 209 | 1274 | 0 | 406 | 1200 | 0 | 465 | 0 | 0 | 0 | 0 | 0 | 0 | 0 | 0 | 0
2040-05-07 | 21 | 25.21 | -21845 | -497 | -1018 | 0 | 0 | 0 | 3810 | 0 | 0 | 1378 | 53 | 319 | 4083 | 3288 | 5573 | 0 | 1300 | 0 | 209 | 1269 | 0 | 413 | 1200 | 0 | 465 | 0 | 0 | 0 | 0 | 0 | 0 | 0 | 0 | 0
2040-05-07 | 22 | 0.12 | -20400 | -528 | -854 | 0 | 0 | 0 | 2964 | 0 | 0 | 1120 | 53 | 160 | 3291 | 3288 | 5969 | 0 | 1463 | 0 | 209 | 1263 | 0 | 428 | 1200 | 0 | 375 | 0 | 0 | 0 | 0 | 0 | 0 | 0 | 0 | 0
2040-05-07 | 23 | 0 | -18394 | -528 | -709 | 0 | 0 | -211 | 1791 | 0 | 0 | 383 | 48 | 160 | 3123 | 3288 | 6140 | 0 | 1522 | 0 | 209 | 1257 | 0 | 432 | 1200 | 0 | 289 | 0 | 0 | 0 | 0 | 0 | 0 | 0 | 0 | 0
2040-05-07 | 24 | 0 | -16676 | -565 | -582 | 0 | 0 | -797 | 787 | 0 | 0 | 312 | 48 | 160 | 3038 | 3288 | 6253 | 0 | 1443 | 0 | 193 | 1242 | 0 | 375 | 1200 | 0 | 280 | 0 | 0 | 0 | 0 | 0 | 0 | 0 | 0 | 0
2040-05-08 | 1 | 23.67 | -15554 | -607 | -509 | 0 | 0 | -1698 | 528 | 0 | 0 | 714 | 53 | 218 | 2785 | 3288 | 5844 | 0 | 1259 | 0 | 187 | 1190 | 0 | 688 | 1200 | 0 | 414 | 0 | 0 | 0 | 0 | 0 | 0 | 0 | 0 | 0
2040-05-08 | 2 | 23.67 | -14885 | -643 | -454 | 0 | 0 | -1162 | 528 | 0 | 0 | 819 | 53 | 233 | 2965 | 3288 | 4363 | 0 | 1271 | 0 | 182 | 1167 | 0 | 620 | 1200 | 0 | 456 | 0 | 0 | 0 | 0 | 0 | 0 | 0 | 0 | 0
2040-05-08 | 3 | 27.12 | -14562 | -685 | -400 | 0 | 0 | 0 | 528 | 0 | 0 | 1085 | 53 | 341 | 2974 | 3288 | 2556 | 0 | 1266 | 0 | 171 | 1166 | 0 | 554 | 1200 | 0 | 465 | 0 | 0 | 0 | 0 | 0 | 0 | 0 | 0 | 0
2040-05-08 | 4 | 31.99 | -14504 | -685 | -382 | 0 | 0 | 31 | 528 | 0 | 0 | 1250 | 53 | 341 | 3405 | 3288 | 2107 | 0 | 1285 | 0 | 163 | 1158 | 0 | 296 | 1200 | 0 | 465 | 0 | 0 | 0 | 0 | 0 | 0 | 0 | 0 | 0
2040-05-08 | 5 | 31.99 | -14995 | -727 | -363 | 0 | 0 | 845 | 528 | 0 | 0 | 1378 | 53 | 341 | 3573 | 3288 | 1511 | 0 | 1313 | 0 | 167 | 1151 | 0 | 273 | 1200 | 0 | 465 | 0 | 0 | 0 | 0 | 0 | 0 | 0 | 0 | 0
2040-05-08 | 6 | 31.99 | -16371 | -774 | -382 | 0 | 0 | 1405 | 682 | 0 | 0 | 1382 | 53 | 341 | 3632 | 3288 | 1995 | 0 | 1475 | 20 | 184 | 1152 | 0 | 253 | 1200 | 0 | 465 | 0 | 0 | 0 | 0 | 0 | 0 | 0 | 0 | 0
2040-05-08 | 7 | 31.99 | -18817 | -821 | -491 | 0 | 0 | 406 | 2124 | 0 | 0 | 1382 | 53 | 341 | 4255 | 3288 | 2955 | 0 | 1409 | 615 | 193 | 1167 | 0 | 276 | 1200 | 0 | 465 | 0 | 0 | 0 | 0 | 0 | 0 | 0 | 0 | 0
2040-05-08 | 8 | 23.67 | -20319 | -774 | -600 | 0 | 0 | -382 | 3007 | 0 | 0 | 1085 | 53 | 233 | 3668 | 3288 | 3516 | 0 | 1430 | 2474 | 206 | 1193 | 0 | 257 | 1200 | 0 | 465 | 0 | 0 | 0 | 0 | 0 | 0 | 0 | 0 | 0
2040-05-08 | 9 | 23.67 | -20741 | -685 | -727 | 0 | 0 | -946 | 3255 | 0 | 0 | 714 | 53 | 218 | 2506 | 3288 | 3009 | 0 | 1200 | 5510 | 207 | 1214 | 0 | 260 | 1200 | 0 | 465 | 0 | 0 | 0 | 0 | 0 | 0 | 0 | 0 | 0
2040-05-08 | 10 | 0 | -21120 | -565 | -854 | -17 | -360 | -1598 | 3482 | 0 | 0 | 654 | 48 | 160 | 875 | 3288 | 2614 | 0 | 1217 | 8919 | 207 | 1242 | 0 | 276 | 1200 | 0 | 332 | 0 | 0 | 0 | 0 | 0 | 0 | 0 | 0 | 0
2040-05-08 | 11 | 0 | -21582 | -497 | -818 | -543 | -1838 | -1859 | 3752 | 0 | 0 | 327 | 48 | 160 | 707 | 3288 | 2789 | 0 | 1473 | 11379 | 207 | 1251 | 0 | 268 | 1200 | 0 | 289 | 0 | 0 | 0 | 0 | 0 | 0 | 0 | 0 | 0
2040-05-08 | 12 | 0 | -21919 | -460 | -709 | -908 | -1945 | -1859 | 3952 | 0 | 0 | 285 | 48 | 160 | 648 | 3288 | 2175 | 0 | 1608 | 12403 | 206 | 1253 | 0 | 294 | 1200 | 0 | 280 | 0 | 0 | 0 | 0 | 0 | 0 | 0 | 0 | 0
2040-05-08 | 13 | -30 | -21917 | -429 | -927 | -908 | -2000 | -1859 | 3952 | 0 | 0 | 284 | 48 | 160 | 480 | 3288 | 2183 | 0 | 1614 | 12789 | 206 | 1266 | 0 | 290 | 1200 | 0 | 280 | 0 | 0 | 0 | 0 | 0 | 0 | 0 | 0 | 0
2040-05-08 | 14 | 0 | -21939 | -397 | -909 | -888 | -2000 | -1859 | 3963 | 0 | 0 | 285 | 48 | 160 | 480 | 3288 | 2028 | 0 | 1668 | 12812 | 206 | 1269 | 0 | 304 | 1200 | 0 | 280 | 0 | 0 | 0 | 0 | 0 | 0 | 0 | 0 | 0
2040-05-08 | 15 | 0 | -21663 | -366 | -818 | -810 | -981 | -1859 | 3799 | 0 | 0 | 285 | 48 | 160 | 180 | 3288 | 1474 | 0 | 1771 | 12222 | 207 | 1266 | 0 | 307 | 1200 | 0 | 289 | 0 | 0 | 0 | 0 | 0 | 0 | 0 | 0 | 0
2040-05-08 | 16 | 0 | -21308 | -340 | -1072 | 0 | -28 | -1500 | 3593 | 0 | 0 | 321 | 48 | 160 | 0 | 3288 | 1162 | 0 | 1891 | 10465 | 206 | 1262 | 0 | 321 | 1200 | 0 | 332 | 0 | 0 | 0 | 0 | 0 | 0 | 0 | 0 | 0
2040-05-08 | 17 | 25.21 | -21215 | -340 | -1381 | 0 | 0 | 0 | 3535 | 0 | 0 | 707 | 53 | 319 | 1100 | 3288 | 834 | 0 | 1921 | 7694 | 209 | 1265 | 0 | 346 | 1200 | 0 | 465 | 0 | 0 | 0 | 0 | 0 | 0 | 0 | 0 | 0
2040-05-08 | 18 | 31.99 | -21254 | -340 | -1654 | 0 | 92 | 1001 | 3561 | 0 | 0 | 1378 | 53 | 335 | 3025 | 3288 | 725 | 0 | 1925 | 4337 | 209 | 1266 | 0 | 388 | 1200 | 0 | 465 | 0 | 0 | 0 | 0 | 0 | 0 | 0 | 0 | 0
2040-05-08 | 19 | 31.99 | -21274 | -366 | -1581 | 452 | 951 | 1576 | 3572 | 0 | 0 | 1514 | 53 | 341 | 3665 | 3288 | 749 | 0 | 1884 | 1615 | 209 | 1280 | 0 | 409 | 1200 | 0 | 465 | 0 | 0 | 0 | 0 | 0 | 0 | 0 | 0 | 0
2040-05-08 | 20 | 31.99 | -21335 | -460 | -1109 | 875 | 1642 | 1576 | 3609 | 0 | 0 | 1534 | 53 | 341 | 3665 | 3288 | 762 | 0 | 1706 | 301 | 209 | 1274 | 0 | 406 | 1200 | 0 | 465 | 0 | 0 | 0 | 0 | 0 | 0 | 0 | 0 | 0
2040-05-08 | 21 | 31.99 | -21653 | -565 | -1018 | 881 | 1667 | 1614 | 3794 | 0 | 0 | 1534 | 53 | 341 | 4119 | 3288 | 819 | 0 | 1570 | 0 | 209 | 1269 | 0 | 413 | 1200 | 0 | 465 | 0 | 0 | 0 | 0 | 0 | 0 | 0 | 0 | 0
2040-05-08 | 22 | 31.99 | -20400 | -685 | -854 | 646 | 1667 | 1578 | 3054 | 0 | 0 | 1534 | 53 | 341 | 4119 | 3288 | 672 | 0 | 1423 | 0 | 209 | 1263 | 0 | 428 | 1200 | 0 | 465 | 0 | 0 | 0 | 0 | 0 | 0 | 0 | 0 | 0
2040-05-08 | 23 | 31.99 | -18407 | -774 | -709 | 410 | 1274 | 1572 | 1881 | 0 | 0 | 1534 | 53 | 341 | 4119 | 3288 | 442 | 0 | 1412 | 0 | 209 | 1257 | 0 | 432 | 1200 | 0 | 465 | 0 | 0 | 0 | 0 | 0 | 0 | 0 | 0 | 0
2040-05-08 | 24 | 31.99 | -16651 | -774 | -582 | 240 | 578 | 1410 | 845 | 0 | 0 | 1514 | 53 | 341 | 4578 | 3288 | 302 | 0 | 1383 | 0 | 193 | 1242 | 0 | 375 | 1200 | 0 | 465 | 0 | 0 | 0 | 0 | 0 | 0 | 0 | 0 | 0
2040-05-09 | 1 | 37.1 | -15513 | -868 | -509 | 0 | 0 | 0 | 528 | 0 | 0 | 1513 | 53 | 341 | 6062 | 3288 | 168 | 0 | 1208 | 0 | 187 | 1190 | 0 | 688 | 1200 | 0 | 465 | 0 | 0 | 0 | 0 | 0 | 0 | 0 | 0 | 0
2040-05-09 | 2 | 36.08 | -14887 | -968 | -454 | 0 | 0 | 0 | 528 | 0 | 0 | 1513 | 53 | 341 | 5845 | 3288 | 61 | 0 | 1046 | 0 | 182 | 1167 | 0 | 620 | 1200 | 0 | 465 | 0 | 0 | 0 | 0 | 0 | 0 | 0 | 0 | 0
2040-05-09 | 3 | 35.32 | -14617 | -1015 | -400 | 0 | 0 | 0 | 528 | 0 | 0 | 1513 | 53 | 341 | 5459 | 3288 | 53 | 0 | 1240 | 0 | 171 | 1166 | 0 | 554 | 1200 | 0 | 465 | 0 | 0 | 0 | 0 | 0 | 0 | 0 | 0 | 0
2040-05-09 | 4 | 36.7 | -14627 | -1124 | -382 | 0 | 0 | 0 | 528 | 0 | 0 | 1513 | 53 | 341 | 5887 | 3288 | 72 | 0 | 1169 | 0 | 163 | 1158 | 0 | 296 | 1200 | 0 | 465 | 0 | 0 | 0 | 0 | 0 | 0 | 0 | 0 | 0
2040-05-09 | 5 | 37.84 | -15158 | -1182 | -363 | 0 | 0 | 0 | 528 | 0 | 0 | 1513 | 53 | 341 | 6523 | 3288 | 108 | 0 | 1093 | 0 | 167 | 1151 | 0 | 273 | 1200 | 0 | 465 | 0 | 0 | 0 | 0 | 0 | 0 | 0 | 0 | 0
2040-05-09 | 6 | 40.15 | -16612 | -1182 | -382 | 0 | 0 | 0 | 935 | 0 | 0 | 1534 | 53 | 341 | 7598 | 3288 | 130 | 0 | 1014 | 30 | 184 | 1152 | 0 | 253 | 1200 | 0 | 465 | 0 | 0 | 0 | 0 | 0 | 0 | 0 | 0 | 0
2040-05-09 | 7 | 41.16 | -19089 | -1182 | -491 | 0 | 0 | 0 | 2415 | 0 | 0 | 1534 | 53 | 341 | 8319 | 3288 | 184 | 0 | 605 | 723 | 193 | 1167 | 0 | 276 | 1200 | 0 | 465 | 0 | 0 | 0 | 0 | 0 | 0 | 0 | 0 | 0
2040-05-09 | 8 | 38.88 | -20554 | -1015 | -600 | 0 | 0 | 0 | 3287 | 0 | 0 | 1524 | 53 | 341 | 7008 | 3288 | 380 | 0 | 446 | 2521 | 206 | 1193 | 0 | 257 | 1200 | 0 | 465 | 0 | 0 | 0 | 0 | 0 | 0 | 0 | 0 | 0
2040-05-09 | 9 | 27.91 | -20908 | -915 | -727 | 0 | 0 | -110 | 3503 | 0 | 0 | 1378 | 53 | 341 | 4343 | 3288 | 699 | 0 | 306 | 5403 | 207 | 1214 | 0 | 260 | 1200 | 0 | 465 | 0 | 0 | 0 | 0 | 0 | 0 | 0 | 0 | 0
2040-05-09 | 10 | 27.91 | -21182 | -821 | -854 | 0 | 0 | -1425 | 3662 | 0 | 0 | 758 | 53 | 341 | 3238 | 3288 | 1010 | 0 | 333 | 8210 | 207 | 1242 | 0 | 276 | 1200 | 0 | 465 | 0 | 0 | 0 | 0 | 0 | 0 | 0 | 0 | 0
2040-05-09 | 11 | 27.91 | -21502 | -727 | -818 | 0 | 0 | -1623 | 3857 | 0 | 0 | 654 | 53 | 341 | 1151 | 3288 | 1183 | 0 | 211 | 10541 | 207 | 1251 | 0 | 268 | 1200 | 0 | 465 | 0 | 0 | 0 | 0 | 0 | 0 | 0 | 0 | 0
2040-05-09 | 12 | 27.49 | -21683 | -685 | -709 | 0 | -451 | -1859 | 3963 | 0 | 0 | 654 | 53 | 341 | 952 | 3288 | 1157 | 0 | 146 | 11415 | 206 | 1253 | 0 | 294 | 1200 | 0 | 465 | 0 | 0 | 0 | 0 | 0 | 0 | 0 | 0 | 0
2040-05-09 | 13 | 27.49 | -21645 | -607 | -927 | 0 | -208 | -1859 | 3942 | 0 | 0 | 654 | 53 | 341 | 948 | 3288 | 857 | 0 | 108 | 11629 | 206 | 1266 | 0 | 290 | 1200 | 0 | 465 | 0 | 0 | 0 | 0 | 0 | 0 | 0 | 0 | 0
2040-05-09 | 14 | 27.91 | -21647 | -565 | -909 | 0 | 0 | -1460 | 3942 | 0 | 0 | 654 | 53 | 341 | 768 | 3288 | 767 | 0 | 67 | 11257 | 206 | 1269 | 0 | 304 | 1200 | 0 | 465 | 0 | 0 | 0 | 0 | 0 | 0 | 0 | 0 | 0
2040-05-09 | 15 | 27.91 | -21330 | -497 | -818 | 0 | 0 | -490 | 3752 | 0 | 0 | 655 | 53 | 341 | 768 | 3288 | 736 | 0 | 87 | 10011 | 207 | 1266 | 0 | 307 | 1200 | 0 | 465 | 0 | 0 | 0 | 0 | 0 | 0 | 0 | 0 | 0
2040-05-09 | 16 | 37.72 | -21000 | -460 | -1072 | 0 | 0 | 851 | 3556 | 0 | 0 | 833 | 53 | 341 | 1427 | 3288 | 856 | 0 | 150 | 7725 | 206 | 1262 | 0 | 321 | 1200 | 0 | 465 | 0 | 0 | 0 | 0 | 0 | 0 | 0 | 0 | 0
2040-05-09 | 17 | 37.72 | -20938 | -497 | -1381 | 0 | 0 | 508 | 3519 | 0 | 0 | 1382 | 53 | 341 | 4210 | 3288 | 1141 | 0 | 250 | 4639 | 209 | 1265 | 0 | 346 | 1200 | 0 | 465 | 0 | 0 | 0 | 0 | 0 | 0 | 0 | 0 | 0
2040-05-09 | 18 | 38.45 | -21139 | -565 | -1654 | 0 | 84 | 1859 | 3635 | 0 | 0 | 1534 | 53 | 341 | 4860 | 3288 | 1343 | 0 | 403 | 2430 | 209 | 1266 | 0 | 388 | 1200 | 0 | 465 | 0 | 0 | 0 | 0 | 0 | 0 | 0 | 0 | 0
2040-05-09 | 19 | 38.45 | -21253 | -607 | -1581 | 0 | 483 | 1859 | 3704 | 0 | 0 | 1534 | 53 | 341 | 5196 | 3288 | 1980 | 0 | 507 | 932 | 209 | 1280 | 0 | 409 | 1200 | 0 | 465 | 0 | 0 | 0 | 0 | 0 | 0 | 0 | 0 | 0
2040-05-09 | 20 | 37.72 | -21536 | -643 | -1109 | 0 | 0 | 1061 | 3873 | 0 | 0 | 1534 | 53 | 341 | 5920 | 3288 | 2771 | 0 | 695 | 198 | 209 | 1274 | 0 | 406 | 1200 | 0 | 465 | 0 | 0 | 0 | 0 | 0 | 0 | 0 | 0 | 0
2040-05-09 | 21 | 37.72 | -21599 | -685 | -1018 | 0 | 0 | 393 | 3915 | 0 | 0 | 1514 | 53 | 341 | 5920 | 3288 | 3378 | 0 | 944 | 0 | 209 | 1269 | 0 | 413 | 1200 | 0 | 465 | 0 | 0 | 0 | 0 | 0 | 0 | 0 | 0 | 0
2040-05-09 | 22 | 33.54 | -20310 | -774 | -854 | 0 | 0 | 0 | 3144 | 0 | 0 | 1475 | 53 | 335 | 5160 | 3288 | 3935 | 0 | 984 | 0 | 209 | 1263 | 0 | 428 | 1200 | 0 | 465 | 0 | 0 | 0 | 0 | 0 | 0 | 0 | 0 | 0
2040-05-09 | 23 | 19.46 | -18416 | -774 | -709 | 0 | 0 | 0 | 2013 | 0 | 0 | 1378 | 53 | 175 | 4151 | 3288 | 4223 | 0 | 1056 | 0 | 209 | 1257 | 0 | 432 | 1200 | 0 | 465 | 0 | 0 | 0 | 0 | 0 | 0 | 0 | 0 | 0
2040-05-09 | 24 | 11.89 | -16721 | -774 | -582 | 0 | 0 | 0 | 1004 | 0 | 0 | 1267 | 53 | 160 | 3600 | 3288 | 4174 | 0 | 1056 | 0 | 193 | 1242 | 0 | 375 | 1200 | 0 | 465 | 0 | 0 | 0 | 0 | 0 | 0 | 0 | 0 | 0
2040-05-10 | 1 | 17.91 | -15612 | -821 | -509 | 0 | 0 | -450 | 528 | 0 | 0 | 1233 | 53 | 160 | 3619 | 3288 | 3673 | 0 | 1108 | 0 | 187 | 1190 | 0 | 688 | 1200 | 0 | 465 | 0 | 0 | 0 | 0 | 0 | 0 | 0 | 0 | 0
2040-05-10 | 2 | 17.91 | -14981 | -868 | -454 | 0 | 0 | -231 | 528 | 0 | 0 | 1085 | 53 | 160 | 3297 | 3288 | 3406 | 0 | 1084 | 0 | 182 | 1167 | 0 | 620 | 1200 | 0 | 465 | 0 | 0 | 0 | 0 | 0 | 0 | 0 | 0 | 0
2040-05-10 | 3 | 17.91 | -14695 | -868 | -400 | 0 | 0 | -164 | 528 | 0 | 0 | 1034 | 53 | 160 | 2984 | 3288 | 3399 | 0 | 1125 | 0 | 171 | 1166 | 0 | 554 | 1200 | 0 | 465 | 0 | 0 | 0 | 0 | 0 | 0 | 0 | 0 | 0
2040-05-10 | 4 | 17.91 | -14669 | -868 | -382 | 0 | 0 | -309 | 528 | 0 | 0 | 868 | 53 | 160 | 2984 | 3288 | 3897 | 0 | 1168 | 0 | 163 | 1158 | 0 | 296 | 1200 | 0 | 465 | 0 | 0 | 0 | 0 | 0 | 0 | 0 | 0 | 0
2040-05-10 | 5 | 17.91 | -15136 | -915 | -363 | 0 | 0 | -689 | 528 | 0 | 0 | 810 | 53 | 160 | 2839 | 3288 | 4939 | 0 | 1231 | 0 | 167 | 1151 | 0 | 273 | 1200 | 0 | 465 | 0 | 0 | 0 | 0 | 0 | 0 | 0 | 0 | 0
2040-05-10 | 6 | 17.91 | -16533 | -915 | -382 | 0 | 0 | -687 | 528 | 0 | 0 | 798 | 53 | 160 | 2839 | 3288 | 6407 | 0 | 1180 | 9 | 184 | 1152 | 0 | 253 | 1200 | 0 | 465 | 0 | 0 | 0 | 0 | 0 | 0 | 0 | 0 | 0
2040-05-10 | 7 | 17.91 | -19043 | -915 | -491 | 0 | 0 | -231 | 1966 | 0 | 0 | 833 | 53 | 160 | 2709 | 3288 | 6969 | 0 | 1165 | 237 | 193 | 1167 | 0 | 276 | 1200 | 0 | 465 | 0 | 0 | 0 | 0 | 0 | 0 | 0 | 0 | 0
2040-05-10 | 8 | 19.46 | -20880 | -915 | -600 | 0 | 0 | 0 | 3022 | 0 | 0 | 833 | 53 | 160 | 2534 | 3288 | 7253 | 0 | 1186 | 746 | 206 | 1193 | 0 | 257 | 1200 | 0 | 465 | 0 | 0 | 0 | 0 | 0 | 0 | 0 | 0 | 0
2040-05-10 | 9 | 17.91 | -21629 | -868 | -727 | 0 | 0 | -70 | 3450 | 0 | 0 | 793 | 53 | 160 | 2130 | 3288 | 7271 | 0 | 1264 | 1539 | 207 | 1214 | 0 | 260 | 1200 | 0 | 465 | 0 | 0 | 0 | 0 | 0 | 0 | 0 | 0 | 0
2040-05-10 | 10 | 17.91 | -22025 | -821 | -854 | 0 | 0 | -10 | 3678 | 0 | 0 | 715 | 53 | 160 | 1677 | 3288 | 7278 | 0 | 1311 | 2161 | 207 | 1242 | 0 | 276 | 1200 | 0 | 465 | 0 | 0 | 0 | 0 | 0 | 0 | 0 | 0 | 0
2040-05-10 | 11 | 21.38 | -22362 | -727 | -818 | 0 | 0 | 0 | 3873 | 0 | 0 | 714 | 53 | 160 | 1638 | 3288 | 7278 | 0 | 1362 | 2150 | 207 | 1251 | 0 | 268 | 1200 | 0 | 465 | 0 | 0 | 0 | 0 | 0 | 0 | 0 | 0 | 0
2040-05-10 | 12 | 24.21 | -22520 | -643 | -709 | 0 | 0 | 42 | 3963 | 0 | 0 | 725 | 53 | 261 | 1528 | 3288 | 7295 | 0 | 1487 | 1813 | 206 | 1253 | 0 | 294 | 1200 | 0 | 465 | 0 | 0 | 0 | 0 | 0 | 0 | 0 | 0 | 0
2040-05-10 | 13 | 24.21 | -22422 | -643 | -927 | 0 | 0 | 25 | 3905 | 0 | 0 | 725 | 53 | 260 | 1528 | 3288 | 7285 | 0 | 1517 | 1980 | 206 | 1266 | 0 | 290 | 1200 | 0 | 465 | 0 | 0 | 0 | 0 | 0 | 0 | 0 | 0 | 0
2040-05-10 | 14 | 24.21 | -22416 | -607 | -909 | 0 | 0 | 11 | 3905 | 0 | 0 | 725 | 53 | 258 | 1528 | 3288 | 7285 | 0 | 1478 | 1957 | 206 | 1269 | 0 | 304 | 1200 | 0 | 465 | 0 | 0 | 0 | 0 | 0 | 0 | 0 | 0 | 0
2040-05-10 | 15 | 23.36 | -22148 | -565 | -818 | 0 | 0 | 0 | 3752 | 0 | 0 | 700 | 53 | 176 | 1088 | 3288 | 7280 | 0 | 1435 | 2314 | 207 | 1266 | 0 | 307 | 1200 | 0 | 465 | 0 | 0 | 0 | 0 | 0 | 0 | 0 | 0 | 0
2040-05-10 | 16 | 24.2 | -21919 | -565 | -1072 | 0 | 0 | 0 | 3620 | 0 | 0 | 700 | 53 | 214 | 1088 | 3288 | 7288 | 0 | 1103 | 2748 | 206 | 1262 | 0 | 321 | 1200 | 0 | 465 | 0 | 0 | 0 | 0 | 0 | 0 | 0 | 0 | 0
2040-05-10 | 17 | 24.21 | -21971 | -497 | -1381 | 0 | 0 | 119 | 3646 | 0 | 0 | 819 | 53 | 258 | 1766 | 3288 | 7289 | 0 | 1013 | 2113 | 209 | 1265 | 0 | 346 | 1200 | 0 | 465 | 0 | 0 | 0 | 0 | 0 | 0 | 0 | 0 | 0
2040-05-10 | 18 | 24.21 | -21960 | -429 | -1654 | 0 | 0 | 364 | 3641 | 0 | 0 | 890 | 53 | 258 | 2089 | 3288 | 7293 | 0 | 881 | 1758 | 209 | 1266 | 0 | 388 | 1200 | 0 | 465 | 0 | 0 | 0 | 0 | 0 | 0 | 0 | 0 | 0
2040-05-10 | 19 | 24.21 | -21603 | -366 | -1581 | 0 | 0 | 301 | 3435 | 0 | 0 | 1028 | 53 | 258 | 2379 | 3288 | 7301 | 0 | 773 | 1172 | 209 | 1280 | 0 | 409 | 1200 | 0 | 465 | 0 | 0 | 0 | 0 | 0 | 0 | 0 | 0 | 0
2040-05-10 | 20 | 24.21 | -21325 | -366 | -1109 | 0 | 0 | 515 | 3276 | 0 | 0 | 1085 | 53 | 258 | 2547 | 3288 | 7278 | 0 | 700 | 245 | 209 | 1274 | 0 | 406 | 1200 | 0 | 465 | 0 | 0 | 0 | 0 | 0 | 0 | 0 | 0 | 0
2040-05-10 | 21 | 24.21 | -21366 | -397 | -1018 | 0 | 0 | 602 | 3303 | 0 | 0 | 1120 | 53 | 258 | 2547 | 3288 | 7241 | 0 | 814 | 0 | 209 | 1269 | 0 | 413 | 1200 | 0 | 465 | 0 | 0 | 0 | 0 | 0 | 0 | 0 | 0 | 0
2040-05-10 | 22 | 24.21 | -20379 | -429 | -854 | 0 | 0 | 123 | 2732 | 0 | 0 | 998 | 53 | 258 | 2547 | 3288 | 7246 | 0 | 853 | 0 | 209 | 1263 | 0 | 428 | 1200 | 0 | 465 | 0 | 0 | 0 | 0 | 0 | 0 | 0 | 0 | 0
2040-05-10 | 23 | 0 | -18765 | -460 | -709 | 0 | 0 | 0 | 1807 | 0 | 0 | 820 | 48 | 160 | 2282 | 3288 | 7234 | 0 | 865 | 0 | 209 | 1257 | 0 | 432 | 1200 | 0 | 332 | 0 | 0 | 0 | 0 | 0 | 0 | 0 | 0 | 0
2040-05-10 | 24 | 0 | -17124 | -460 | -582 | 0 | 0 | -147 | 861 | 0 | 0 | 301 | 48 | 160 | 2056 | 3288 | 7213 | 0 | 1086 | 0 | 193 | 1242 | 0 | 375 | 1200 | 0 | 289 | 0 | 0 | 0 | 0 | 0 | 0 | 0 | 0 | 0
2040-05-11 | 1 | -35 | -15923 | -497 | -509 | -57 | -830 | -745 | 1421 | 0 | 0 | 0 | 48 | 160 | 1500 | 3288 | 7216 | 0 | 1383 | 0 | 187 | 1190 | 0 | 688 | 1200 | 0 | 280 | 0 | 0 | 0 | 0 | 0 | 0 | 0 | 0 | 0
2040-05-11 | 2 | -35 | -15153 | -528 | -454 | -12 | -1050 | -890 | 919 | 0 | 0 | 0 | 48 | 160 | 1332 | 3288 | 7193 | 0 | 1699 | 0 | 182 | 1167 | 0 | 620 | 1200 | 0 | 280 | 0 | 0 | 0 | 0 | 0 | 0 | 0 | 0 | 0
2040-05-11 | 3 | -35 | -14706 | -528 | -400 | -12 | -1350 | -5 | 629 | 0 | 0 | 0 | 48 | 160 | 722 | 3288 | 7182 | 0 | 1602 | 0 | 171 | 1166 | 0 | 554 | 1200 | 0 | 280 | 0 | 0 | 0 | 0 | 0 | 0 | 0 | 0 | 0
2040-05-11 | 4 | -35 | -14499 | -607 | -382 | 0 | -319 | -876 | 528 | 0 | 0 | 0 | 48 | 160 | 722 | 3288 | 7154 | 0 | 1684 | 0 | 163 | 1158 | 0 | 296 | 1200 | 0 | 280 | 0 | 0 | 0 | 0 | 0 | 0 | 0 | 0 | 0
2040-05-11 | 5 | -35 | -14589 | -607 | -363 | 0 | -290 | -584 | 550 | 0 | 0 | 0 | 48 | 160 | 532 | 3288 | 7017 | 0 | 1767 | 0 | 167 | 1151 | 0 | 273 | 1200 | 0 | 280 | 0 | 0 | 0 | 0 | 0 | 0 | 0 | 0 | 0
2040-05-11 | 6 | -34.21 | -15023 | -685 | -382 | 0 | 512 | 28 | 835 | 0 | 0 | 0 | 48 | 160 | 209 | 3288 | 6167 | 0 | 1753 | 20 | 184 | 1152 | 0 | 253 | 1200 | 0 | 280 | 0 | 0 | 0 | 0 | 0 | 0 | 0 | 0 | 0
2040-05-11 | 7 | -34.21 | -16014 | -727 | -491 | 0 | 1231 | 292 | 1485 | 0 | 0 | 0 | 48 | 160 | 209 | 3288 | 5114 | 0 | 1732 | 557 | 193 | 1167 | 0 | 276 | 1200 | 0 | 280 | 0 | 0 | 0 | 0 | 0 | 0 | 0 | 0 | 0
2040-05-11 | 8 | -34.21 | -17315 | -727 | -600 | 0 | 1223 | 292 | 2330 | 0 | 0 | 0 | 48 | 160 | 199 | 3288 | 3868 | 0 | 1912 | 2185 | 206 | 1193 | 0 | 257 | 1200 | 0 | 280 | 0 | 0 | 0 | 0 | 0 | 0 | 0 | 0 | 0
2040-05-11 | 9 | -35 | -18549 | -685 | -727 | 0 | 0 | -487 | 3139 | 0 | 0 | 0 | 48 | 160 | 199 | 3288 | 3643 | 0 | 1935 | 4874 | 207 | 1214 | 0 | 260 | 1200 | 0 | 280 | 0 | 0 | 0 | 0 | 0 | 0 | 0 | 0 | 0
2040-05-11 | 10 | -35 | -19241 | -607 | -854 | -287 | -1169 | -1799 | 3588 | 0 | 0 | 0 | 48 | 160 | 199 | 3288 | 3440 | 0 | 1977 | 8052 | 207 | 1242 | 0 | 276 | 1200 | 0 | 280 | 0 | 0 | 0 | 0 | 0 | 0 | 0 | 0 | 0
2040-05-11 | 11 | -35 | -19625 | -565 | -818 | -908 | -1919 | -1859 | 3841 | 0 | 0 | 0 | 48 | 160 | 199 | 3288 | 2788 | 0 | 987 | 11176 | 207 | 1251 | 0 | 268 | 1200 | 0 | 280 | 0 | 1032 | 0 | 0 | 0 | 0 | 0 | 0 | 0
2040-05-11 | 12 | -35 | -19812 | -460 | -709 | -908 | -1640 | -1859 | 3963 | 0 | 0 | 0 | 48 | 160 | 0 | 3288 | 2280 | 0 | 99 | 12317 | 206 | 1253 | 0 | 294 | 1200 | 0 | 280 | 0 | 1896 | 0 | 0 | 0 | 0 | 0 | 0 | 0
2040-05-11 | 13 | -35 | -19705 | -397 | -927 | -642 | -1744 | -1859 | 3894 | 0 | 0 | 0 | 48 | 160 | 0 | 3288 | 1544 | 0 | 0 | 13098 | 206 | 1266 | 0 | 290 | 1200 | 0 | 280 | 0 | 1965 | 0 | 0 | 0 | 0 | 0 | 0 | 0
2040-05-11 | 14 | -35 | -19425 | -366 | -909 | -637 | -1539 | -1834 | 3709 | 0 | 0 | 0 | 48 | 160 | 0 | 3288 | 1251 | 0 | 4 | 12990 | 206 | 1269 | 0 | 304 | 1200 | 0 | 280 | 0 | 1961 | 0 | 0 | 0 | 0 | 0 | 0 | 0
2040-05-11 | 15 | -35 | -19085 | -314 | -818 | -609 | -752 | -1859 | 3487 | 0 | 0 | 0 | 48 | 160 | 0 | 3288 | 1017 | 0 | 3 | 12173 | 207 | 1266 | 0 | 307 | 1200 | 0 | 280 | 0 | 1959 | 0 | 0 | 0 | 0 | 0 | 0 | 0
2040-05-11 | 16 | -35 | -18773 | -288 | -1072 | 0 | 0 | -1168 | 3281 | 0 | 0 | 0 | 48 | 160 | 0 | 3288 | 756 | 0 | 12 | 10486 | 206 | 1262 | 0 | 321 | 1200 | 0 | 280 | 0 | 1967 | 0 | 0 | 0 | 0 | 0 | 0 | 0
2040-05-11 | 17 | -30 | -18809 | -267 | -1381 | 0 | 0 | 0 | 3308 | 0 | 0 | 22 | 48 | 160 | 0 | 3288 | 657 | 0 | 1993 | 7672 | 209 | 1265 | 0 | 346 | 1200 | 0 | 289 | 0 | 0 | 0 | 0 | 0 | 0 | 0 | 0 | 0
2040-05-11 | 18 | 21.38 | -19059 | -288 | -1654 | 19 | 74 | 1085 | 3472 | 0 | 0 | 984 | 53 | 160 | 1630 | 3288 | 526 | 0 | 1977 | 4248 | 209 | 1266 | 0 | 388 | 1200 | 0 | 422 | 0 | 0 | 0 | 0 | 0 | 0 | 0 | 0 | 0
2040-05-11 | 19 | 21.38 | -19290 | -314 | -1581 | 292 | 729 | 1711 | 3620 | 0 | 0 | 1431 | 53 | 160 | 2273 | 3288 | 510 | 0 | 1879 | 1677 | 209 | 1280 | 0 | 409 | 1200 | 0 | 465 | 0 | 0 | 0 | 0 | 0 | 0 | 0 | 0 | 0
2040-05-11 | 20 | 21.38 | -19331 | -340 | -1109 | 597 | 1542 | 1695 | 3651 | 0 | 0 | 1513 | 53 | 160 | 2273 | 3288 | 453 | 0 | 1694 | 307 | 209 | 1274 | 0 | 406 | 1200 | 0 | 465 | 0 | 0 | 0 | 0 | 0 | 0 | 0 | 0 | 0
2040-05-11 | 21 | 21.38 | -19701 | -429 | -1018 | 858 | 1667 | 1744 | 3889 | 0 | 0 | 1534 | 53 | 160 | 2753 | 3288 | 293 | 0 | 1354 | 0 | 209 | 1269 | 0 | 413 | 1200 | 0 | 465 | 0 | 0 | 0 | 0 | 0 | 0 | 0 | 0 | 0
2040-05-11 | 22 | 21.38 | -19040 | -528 | -854 | 753 | 1667 | 1737 | 3461 | 0 | 0 | 1514 | 53 | 160 | 2737 | 3288 | 184 | 0 | 1304 | 0 | 209 | 1263 | 0 | 428 | 1200 | 0 | 465 | 0 | 0 | 0 | 0 | 0 | 0 | 0 | 0 | 0
2040-05-11 | 23 | 21.38 | -17721 | -607 | -709 | 709 | 1312 | 1649 | 2594 | 0 | 0 | 1513 | 53 | 160 | 2686 | 3288 | 82 | 0 | 1427 | 0 | 209 | 1257 | 0 | 432 | 1200 | 0 | 465 | 0 | 0 | 0 | 0 | 0 | 0 | 0 | 0 | 0
2040-05-11 | 24 | 21.38 | -16325 | -643 | -582 | 277 | 879 | 1499 | 1686 | 0 | 0 | 1513 | 53 | 160 | 3042 | 3288 | 148 | 0 | 1531 | 0 | 193 | 1242 | 0 | 375 | 1200 | 0 | 465 | 0 | 0 | 0 | 0 | 0 | 0 | 0 | 0 | 0
2040-05-12 | 1 | 40.15 | -15226 | -685 | -672 | 0 | 0 | 0 | 528 | 0 | 0 | 1481 | 53 | 319 | 5113 | 3288 | 501 | 0 | 1570 | 0 | 187 | 1190 | 0 | 688 | 1200 | 0 | 465 | 0 | 0 | 0 | 0 | 0 | 0 | 0 | 0 | 0
2040-05-12 | 2 | 24.81 | -14510 | -727 | -582 | 0 | 0 | -194 | 528 | 0 | 0 | 1378 | 53 | 335 | 3961 | 3288 | 1225 | 0 | 1612 | 0 | 182 | 1167 | 0 | 620 | 1200 | 0 | 465 | 0 | 0 | 0 | 0 | 0 | 0 | 0 | 0 | 0
2040-05-12 | 3 | 24.81 | -14156 | -774 | -527 | 0 | 0 | -963 | 528 | 0 | 0 | 1107 | 53 | 341 | 3961 | 3288 | 1985 | 0 | 1602 | 0 | 171 | 1166 | 0 | 554 | 1200 | 0 | 465 | 0 | 0 | 0 | 0 | 0 | 0 | 0 | 0 | 0
2040-05-12 | 4 | 24.81 | -13996 | -821 | -472 | 0 | 0 | -984 | 528 | 0 | 0 | 1039 | 53 | 341 | 3961 | 3288 | 2183 | 0 | 1598 | 0 | 163 | 1158 | 0 | 296 | 1200 | 0 | 465 | 0 | 0 | 0 | 0 | 0 | 0 | 0 | 0 | 0
2040-05-12 | 5 | 24.81 | -14055 | -915 | -472 | 0 | 0 | -304 | 528 | 0 | 0 | 1169 | 53 | 341 | 3741 | 3288 | 1804 | 0 | 1567 | 0 | 167 | 1151 | 0 | 273 | 1200 | 0 | 465 | 0 | 0 | 0 | 0 | 0 | 0 | 0 | 0 | 0
2040-05-12 | 6 | 24.81 | -14363 | -968 | -491 | 0 | 0 | -253 | 528 | 0 | 0 | 1122 | 53 | 341 | 3631 | 3288 | 2457 | 0 | 1387 | 14 | 184 | 1152 | 0 | 253 | 1200 | 0 | 465 | 0 | 0 | 0 | 0 | 0 | 0 | 0 | 0 | 0
2040-05-12 | 7 | 24.81 | -15101 | -968 | -545 | 0 | 0 | -213 | 528 | 0 | 0 | 1163 | 53 | 341 | 3605 | 3288 | 3013 | 0 | 1219 | 316 | 193 | 1167 | 0 | 276 | 1200 | 0 | 465 | 0 | 0 | 0 | 0 | 0 | 0 | 0 | 0 | 0
2040-05-12 | 8 | 24.81 | -16389 | -968 | -636 | 0 | 0 | -397 | 1073 | 0 | 0 | 998 | 53 | 341 | 3224 | 3288 | 4182 | 0 | 939 | 971 | 206 | 1193 | 0 | 257 | 1200 | 0 | 465 | 0 | 0 | 0 | 0 | 0 | 0 | 0 | 0 | 0
2040-05-12 | 9 | 24.81 | -17874 | -1072 | -763 | 0 | 0 | -473 | 1981 | 0 | 0 | 933 | 53 | 341 | 3224 | 3288 | 4612 | 0 | 811 | 1593 | 207 | 1214 | 0 | 260 | 1200 | 0 | 465 | 0 | 0 | 0 | 0 | 0 | 0 | 0 | 0 | 0
2040-05-12 | 10 | 24.81 | -19065 | -1124 | -909 | 0 | 0 | -511 | 2716 | 0 | 0 | 899 | 53 | 341 | 3129 | 3288 | 4700 | 0 | 635 | 2459 | 207 | 1242 | 0 | 276 | 1200 | 0 | 465 | 0 | 0 | 0 | 0 | 0 | 0 | 0 | 0 | 0
2040-05-12 | 11 | 24.81 | -19736 | -1124 | -818 | 0 | 0 | -415 | 3128 | 0 | 0 | 890 | 53 | 341 | 2984 | 3288 | 4663 | 0 | 493 | 2864 | 207 | 1251 | 0 | 268 | 1200 | 0 | 465 | 0 | 0 | 0 | 0 | 0 | 0 | 0 | 0 | 0
2040-05-12 | 12 | 24.81 | -19979 | -1124 | -909 | 0 | 0 | -736 | 3276 | 0 | 0 | 833 | 53 | 341 | 2984 | 3288 | 5201 | 0 | 491 | 2864 | 206 | 1253 | 0 | 294 | 1200 | 0 | 465 | 0 | 0 | 0 | 0 | 0 | 0 | 0 | 0 | 0
2040-05-12 | 13 | 24.81 | -19965 | -1124 | -981 | 0 | 0 | -1037 | 3266 | 0 | 0 | 714 | 53 | 341 | 2459 | 3288 | 5974 | 0 | 333 | 3254 | 206 | 1266 | 0 | 290 | 1200 | 0 | 465 | 0 | 0 | 0 | 0 | 0 | 0 | 0 | 0 | 0
2040-05-12 | 14 | 24.81 | -19812 | -1182 | -1018 | 0 | 0 | -947 | 3170 | 0 | 0 | 714 | 53 | 341 | 2329 | 3288 | 6193 | 0 | 276 | 3151 | 206 | 1269 | 0 | 304 | 1200 | 0 | 465 | 0 | 0 | 0 | 0 | 0 | 0 | 0 | 0 | 0
2040-05-12 | 15 | 24.81 | -19699 | -1182 | -1054 | 0 | 0 | -95 | 3102 | 0 | 0 | 700 | 53 | 341 | 798 | 3288 | 6801 | 0 | 269 | 3234 | 207 | 1266 | 0 | 307 | 1200 | 0 | 465 | 0 | 0 | 0 | 0 | 0 | 0 | 0 | 0 | 0
2040-05-12 | 16 | 33.53 | -19768 | -1182 | -999 | 0 | 0 | 366 | 3144 | 0 | 0 | 714 | 53 | 341 | 1045 | 3288 | 6982 | 0 | 230 | 2333 | 206 | 1262 | 0 | 321 | 1200 | 0 | 465 | 0 | 0 | 0 | 0 | 0 | 0 | 0 | 0 | 0
2040-05-12 | 17 | 33.54 | -20101 | -1240 | -999 | 0 | 0 | 1069 | 3350 | 0 | 0 | 833 | 53 | 341 | 1148 | 3288 | 6836 | 0 | 234 | 1704 | 209 | 1265 | 0 | 346 | 1200 | 0 | 465 | 0 | 0 | 0 | 0 | 0 | 0 | 0 | 0 | 0
2040-05-12 | 18 | 33.53 | -20601 | -1240 | -1018 | 0 | 0 | 1385 | 3657 | 0 | 0 | 1069 | 53 | 341 | 1426 | 3288 | 6897 | 0 | 248 | 967 | 209 | 1266 | 0 | 388 | 1200 | 0 | 465 | 0 | 0 | 0 | 0 | 0 | 0 | 0 | 0 | 0
2040-05-12 | 19 | 33.53 | -20879 | -1240 | -1054 | 0 | 0 | 1071 | 3826 | 0 | 0 | 1203 | 53 | 341 | 2061 | 3288 | 6998 | 0 | 232 | 539 | 209 | 1280 | 0 | 409 | 1200 | 0 | 465 | 0 | 0 | 0 | 0 | 0 | 0 | 0 | 0 | 0
2040-05-12 | 20 | 33.54 | -21063 | -1240 | -981 | 0 | 0 | 1346 | 3942 | 0 | 0 | 1267 | 53 | 341 | 2061 | 3288 | 7068 | 0 | 238 | 126 | 209 | 1274 | 0 | 406 | 1200 | 0 | 465 | 0 | 0 | 0 | 0 | 0 | 0 | 0 | 0 | 0
2040-05-12 | 21 | 33.54 | -21101 | -1240 | -927 | 0 | 0 | 329 | 3963 | 0 | 0 | 1242 | 53 | 335 | 2839 | 3288 | 7238 | 0 | 425 | 0 | 209 | 1269 | 0 | 413 | 1200 | 0 | 465 | 0 | 0 | 0 | 0 | 0 | 0 | 0 | 0 | 0
2040-05-12 | 22 | 25.21 | -19869 | -1240 | -836 | 0 | 0 | 0 | 3207 | 0 | 0 | 978 | 53 | 319 | 2569 | 3288 | 7228 | 0 | 738 | 0 | 209 | 1263 | 0 | 428 | 1200 | 0 | 465 | 0 | 0 | 0 | 0 | 0 | 0 | 0 | 0 | 0
2040-05-12 | 23 | 0.14 | -18255 | -1240 | -836 | 0 | 0 | 0 | 2219 | 0 | 0 | 833 | 53 | 160 | 2282 | 3288 | 7226 | 0 | 772 | 0 | 209 | 1257 | 0 | 432 | 1200 | 0 | 399 | 0 | 0 | 0 | 0 | 0 | 0 | 0 | 0 | 0
2040-05-12 | 24 | 0 | -16769 | -1240 | -763 | 0 | 0 | 0 | 1305 | 0 | 0 | 673 | 48 | 160 | 2342 | 3288 | 7258 | 0 | 399 | 0 | 193 | 1242 | 0 | 375 | 1200 | 0 | 289 | 0 | 0 | 0 | 0 | 0 | 0 | 0 | 0 | 0
2040-05-13 | 1 | 17.91 | -15760 | -1240 | -672 | 0 | 0 | -1416 | 528 | 0 | 0 | 725 | 53 | 160 | 2900 | 3288 | 7267 | 0 | 480 | 0 | 187 | 1190 | 0 | 688 | 1200 | 0 | 422 | 0 | 0 | 0 | 0 | 0 | 0 | 0 | 0 | 0
2040-05-13 | 2 | 17.91 | -15164 | -1240 | -582 | 0 | 0 | -1699 | 528 | 0 | 0 | 700 | 53 | 160 | 2587 | 3288 | 7240 | 0 | 494 | 0 | 182 | 1167 | 0 | 620 | 1200 | 0 | 465 | 0 | 0 | 0 | 0 | 0 | 0 | 0 | 0 | 0
2040-05-13 | 3 | 17.91 | -14962 | -1240 | -527 | 0 | 0 | -1511 | 528 | 0 | 0 | 700 | 53 | 160 | 2274 | 3288 | 7265 | 0 | 415 | 0 | 171 | 1166 | 0 | 554 | 1200 | 0 | 465 | 0 | 0 | 0 | 0 | 0 | 0 | 0 | 0 | 0
2040-05-13 | 4 | 17.91 | -15023 | -1240 | -472 | 0 | 0 | -1333 | 528 | 0 | 0 | 700 | 53 | 160 | 2274 | 3288 | 7142 | 0 | 641 | 0 | 163 | 1158 | 0 | 296 | 1200 | 0 | 465 | 0 | 0 | 0 | 0 | 0 | 0 | 0 | 0 | 0
2040-05-13 | 5 | 17.91 | -15590 | -1240 | -472 | 0 | 0 | -840 | 528 | 0 | 0 | 714 | 53 | 160 | 2494 | 3288 | 6800 | 0 | 848 | 0 | 167 | 1151 | 0 | 273 | 1200 | 0 | 465 | 0 | 0 | 0 | 0 | 0 | 0 | 0 | 0 | 0
2040-05-13 | 6 | 24.21 | -17147 | -1182 | -491 | 0 | 0 | 292 | 528 | 0 | 0 | 1039 | 53 | 261 | 2794 | 3288 | 6456 | 0 | 814 | 41 | 184 | 1152 | 0 | 253 | 1200 | 0 | 465 | 0 | 0 | 0 | 0 | 0 | 0 | 0 | 0 | 0
2040-05-13 | 7 | 24.21 | -19663 | -1182 | -545 | 0 | 0 | 703 | 1855 | 0 | 0 | 1225 | 53 | 261 | 2794 | 3288 | 6439 | 0 | 744 | 728 | 193 | 1167 | 0 | 276 | 1200 | 0 | 465 | 0 | 0 | 0 | 0 | 0 | 0 | 0 | 0 | 0
2040-05-13 | 8 | 24.21 | -21296 | -1124 | -636 | 0 | 0 | 26 | 2758 | 0 | 0 | 1012 | 53 | 261 | 2894 | 3288 | 6669 | 0 | 688 | 2087 | 206 | 1193 | 0 | 257 | 1200 | 0 | 465 | 0 | 0 | 0 | 0 | 0 | 0 | 0 | 0 | 0
2040-05-13 | 9 | 17.91 | -21934 | -1015 | -763 | 0 | 0 | -315 | 3107 | 0 | 0 | 819 | 53 | 160 | 2408 | 3288 | 6981 | 0 | 616 | 3250 | 207 | 1214 | 0 | 260 | 1200 | 0 | 465 | 0 | 0 | 0 | 0 | 0 | 0 | 0 | 0 | 0
2040-05-13 | 10 | 17.91 | -22276 | -915 | -909 | 0 | 0 | -1149 | 3297 | 0 | 0 | 700 | 53 | 160 | 1943 | 3288 | 7179 | 0 | 654 | 4585 | 207 | 1242 | 0 | 276 | 1200 | 0 | 465 | 0 | 0 | 0 | 0 | 0 | 0 | 0 | 0 | 0
2040-05-13 | 11 | 17.91 | -22587 | -868 | -818 | 0 | 0 | -1558 | 3466 | 0 | 0 | 654 | 53 | 160 | 1066 | 3288 | 7136 | 0 | 584 | 6034 | 207 | 1251 | 0 | 268 | 1200 | 0 | 465 | 0 | 0 | 0 | 0 | 0 | 0 | 0 | 0 | 0
2040-05-13 | 12 | 15.24 | -22661 | -821 | -909 | 0 | -528 | -1859 | 3509 | 0 | 0 | 654 | 53 | 160 | 1066 | 3288 | 7174 | 0 | 510 | 6948 | 206 | 1253 | 0 | 294 | 1200 | 0 | 465 | 0 | 0 | 0 | 0 | 0 | 0 | 0 | 0 | 0
2040-05-13 | 13 | 17.91 | -22503 | -774 | -981 | 0 | 0 | -1504 | 3419 | 0 | 0 | 654 | 53 | 160 | 626 | 3288 | 7243 | 0 | 563 | 6331 | 206 | 1266 | 0 | 290 | 1200 | 0 | 465 | 0 | 0 | 0 | 0 | 0 | 0 | 0 | 0 | 0
2040-05-13 | 14 | 17.91 | -22502 | -727 | -1018 | 0 | 0 | -409 | 3419 | 0 | 0 | 655 | 53 | 160 | 458 | 3288 | 7283 | 0 | 635 | 5261 | 206 | 1269 | 0 | 304 | 1200 | 0 | 465 | 0 | 0 | 0 | 0 | 0 | 0 | 0 | 0 | 0
2040-05-13 | 15 | 24.21 | -22346 | -727 | -1054 | 0 | 0 | 623 | 3334 | 0 | 0 | 700 | 53 | 261 | 290 | 3288 | 7288 | 0 | 696 | 4149 | 207 | 1266 | 0 | 307 | 1200 | 0 | 465 | 0 | 0 | 0 | 0 | 0 | 0 | 0 | 0 | 0
2040-05-13 | 16 | 24.21 | -22320 | -774 | -999 | 0 | 0 | 1369 | 3324 | 0 | 0 | 833 | 53 | 259 | 990 | 3288 | 7285 | 0 | 724 | 2515 | 206 | 1262 | 0 | 321 | 1200 | 0 | 465 | 0 | 0 | 0 | 0 | 0 | 0 | 0 | 0 | 0
2040-05-13 | 17 | 24.21 | -22643 | -868 | -999 | 0 | 0 | 1165 | 3498 | 0 | 0 | 1038 | 53 | 258 | 1664 | 3288 | 7281 | 0 | 790 | 1990 | 209 | 1265 | 0 | 346 | 1200 | 0 | 465 | 0 | 0 | 0 | 0 | 0 | 0 | 0 | 0 | 0
2040-05-13 | 18 | 24.21 | -23193 | -968 | -1018 | 0 | 13 | 1037 | 3804 | 0 | 0 | 1235 | 53 | 258 | 2223 | 3288 | 7301 | 0 | 1034 | 1404 | 209 | 1266 | 0 | 388 | 1200 | 0 | 465 | 0 | 0 | 0 | 0 | 0 | 0 | 0 | 0 | 0
2040-05-13 | 19 | 24.21 | -23486 | -1072 | -1054 | 0 | 0 | 1449 | 3963 | 0 | 0 | 1378 | 53 | 258 | 2706 | 3288 | 7306 | 0 | 895 | 754 | 209 | 1280 | 0 | 409 | 1200 | 0 | 465 | 0 | 0 | 0 | 0 | 0 | 0 | 0 | 0 | 0
2040-05-13 | 20 | 24.21 | -23358 | -1124 | -981 | 0 | 238 | 1549 | 3894 | 0 | 0 | 1382 | 53 | 258 | 2900 | 3288 | 7342 | 0 | 821 | 184 | 209 | 1274 | 0 | 406 | 1200 | 0 | 465 | 0 | 0 | 0 | 0 | 0 | 0 | 0 | 0 | 0
2040-05-13 | 21 | 24.21 | -22915 | -1182 | -927 | 0 | 53 | 1638 | 3646 | 0 | 0 | 1382 | 53 | 258 | 3068 | 3288 | 7331 | 0 | 751 | 0 | 209 | 1269 | 0 | 413 | 1200 | 0 | 465 | 0 | 0 | 0 | 0 | 0 | 0 | 0 | 0 | 0
2040-05-13 | 22 | 24.21 | -21360 | -1182 | -836 | 0 | 150 | 208 | 2790 | 0 | 0 | 1378 | 53 | 258 | 3653 | 3288 | 7328 | 0 | 708 | 0 | 209 | 1263 | 0 | 428 | 1200 | 0 | 465 | 0 | 0 | 0 | 0 | 0 | 0 | 0 | 0 | 0
2040-05-13 | 23 | 24.2 | -19356 | -1240 | -836 | 0 | 0 | 0 | 1686 | 0 | 0 | 1267 | 53 | 212 | 3323 | 3288 | 7309 | 0 | 732 | 0 | 209 | 1257 | 0 | 432 | 1200 | 0 | 465 | 0 | 0 | 0 | 0 | 0 | 0 | 0 | 0 | 0
2040-05-13 | 24 | 0.15 | -17659 | -1240 | -763 | 0 | 0 | 0 | 756 | 0 | 0 | 1085 | 53 | 160 | 3118 | 3288 | 7152 | 0 | 588 | 0 | 193 | 1242 | 0 | 375 | 1200 | 0 | 453 | 0 | 0 | 0 | 0 | 0 | 0 | 0 | 0 | 0
2040-05-14 | 1 | 30.52 | -16589 | -1297 | -509 | 0 | 0 | -951 | 528 | 0 | 0 | 1085 | 53 | 319 | 3772 | 3288 | 6141 | 0 | 429 | 0 | 187 | 1190 | 0 | 688 | 1200 | 0 | 465 | 0 | 0 | 0 | 0 | 0 | 0 | 0 | 0 | 0
2040-05-14 | 2 | 30.52 | -15974 | -1297 | -454 | 0 | 0 | -130 | 528 | 0 | 0 | 1378 | 53 | 335 | 3772 | 3288 | 4476 | 0 | 392 | 0 | 182 | 1167 | 0 | 620 | 1200 | 0 | 465 | 0 | 0 | 0 | 0 | 0 | 0 | 0 | 0 | 0
2040-05-14 | 3 | 30.52 | -15720 | -1355 | -400 | 0 | 0 | -25 | 528 | 0 | 0 | 1378 | 53 | 341 | 4173 | 3288 | 3776 | 0 | 407 | 0 | 171 | 1166 | 0 | 554 | 1200 | 0 | 465 | 0 | 0 | 0 | 0 | 0 | 0 | 0 | 0 | 0
2040-05-14 | 4 | 31.99 | -15757 | -1355 | -382 | 0 | 0 | 0 | 528 | 0 | 0 | 1378 | 53 | 341 | 4456 | 3288 | 3760 | 0 | 407 | 0 | 163 | 1158 | 0 | 296 | 1200 | 0 | 465 | 0 | 0 | 0 | 0 | 0 | 0 | 0 | 0 | 0
2040-05-14 | 5 | 30.52 | -16298 | -1417 | -363 | 0 | 0 | -451 | 528 | 0 | 0 | 1378 | 53 | 341 | 4630 | 3288 | 4511 | 0 | 546 | 0 | 167 | 1151 | 0 | 273 | 1200 | 0 | 465 | 0 | 0 | 0 | 0 | 0 | 0 | 0 | 0 | 0
2040-05-14 | 6 | 34.21 | -17848 | -1417 | -382 | 0 | 0 | 0 | 898 | 0 | 0 | 1431 | 53 | 341 | 5109 | 3288 | 4609 | 0 | 629 | 35 | 184 | 1152 | 0 | 253 | 1200 | 0 | 465 | 0 | 0 | 0 | 0 | 0 | 0 | 0 | 0 | 0
2040-05-14 | 7 | 35.98 | -20487 | -1417 | -491 | 0 | 0 | 0 | 2362 | 0 | 0 | 1513 | 53 | 341 | 5598 | 3288 | 4621 | 0 | 740 | 579 | 193 | 1167 | 0 | 276 | 1200 | 0 | 465 | 0 | 0 | 0 | 0 | 0 | 0 | 0 | 0 | 0
2040-05-14 | 8 | 35.98 | -22212 | -1355 | -600 | 0 | 0 | 0 | 3313 | 0 | 0 | 1475 | 53 | 341 | 5489 | 3288 | 4732 | 0 | 739 | 1416 | 206 | 1193 | 0 | 257 | 1200 | 0 | 465 | 0 | 0 | 0 | 0 | 0 | 0 | 0 | 0 | 0
2040-05-14 | 9 | 30.52 | -22726 | -1297 | -727 | 0 | 0 | -334 | 3598 | 0 | 0 | 1378 | 53 | 341 | 4734 | 3288 | 4894 | 0 | 723 | 2730 | 207 | 1214 | 0 | 260 | 1200 | 0 | 465 | 0 | 0 | 0 | 0 | 0 | 0 | 0 | 0 | 0
2040-05-14 | 10 | 30.52 | -22993 | -1297 | -854 | 0 | 0 | -851 | 3746 | 0 | 0 | 1315 | 53 | 341 | 4575 | 3288 | 4746 | 0 | 714 | 3829 | 207 | 1242 | 0 | 276 | 1200 | 0 | 465 | 0 | 0 | 0 | 0 | 0 | 0 | 0 | 0 | 0
2040-05-14 | 11 | 30.52 | -23135 | -1182 | -818 | 0 | 0 | -1023 | 3826 | 0 | 0 | 1267 | 53 | 341 | 4405 | 3288 | 4236 | 0 | 723 | 4630 | 207 | 1251 | 0 | 268 | 1200 | 0 | 465 | 0 | 0 | 0 | 0 | 0 | 0 | 0 | 0 | 0
2040-05-14 | 12 | 30.52 | -23154 | -1124 | -709 | 0 | 0 | -1273 | 3836 | 0 | 0 | 1085 | 53 | 341 | 4405 | 3288 | 4213 | 0 | 751 | 4871 | 206 | 1253 | 0 | 294 | 1200 | 0 | 465 | 0 | 0 | 0 | 0 | 0 | 0 | 0 | 0 | 0
2040-05-14 | 13 | 30.52 | -23078 | -1124 | -927 | 0 | 0 | -670 | 3794 | 0 | 0 | 1315 | 53 | 341 | 4405 | 3288 | 4028 | 0 | 548 | 4601 | 206 | 1266 | 0 | 290 | 1200 | 0 | 465 | 0 | 0 | 0 | 0 | 0 | 0 | 0 | 0 | 0
2040-05-14 | 14 | 30.52 | -22983 | -1072 | -909 | 0 | 0 | -998 | 3741 | 0 | 0 | 1267 | 53 | 341 | 4301 | 3288 | 4180 | 0 | 509 | 4838 | 206 | 1269 | 0 | 304 | 1200 | 0 | 465 | 0 | 0 | 0 | 0 | 0 | 0 | 0 | 0 | 0
2040-05-14 | 15 | 30.52 | -22712 | -1015 | -818 | 0 | 0 | -321 | 3593 | 0 | 0 | 1364 | 53 | 341 | 4102 | 3288 | 3951 | 0 | 538 | 4190 | 207 | 1266 | 0 | 307 | 1200 | 0 | 465 | 0 | 0 | 0 | 0 | 0 | 0 | 0 | 0 | 0
2040-05-14 | 16 | 36.36 | -22617 | -1015 | -1072 | 0 | 0 | 0 | 3540 | 0 | 0 | 1382 | 53 | 341 | 4681 | 3288 | 3966 | 0 | 550 | 3449 | 206 | 1262 | 0 | 321 | 1200 | 0 | 465 | 0 | 0 | 0 | 0 | 0 | 0 | 0 | 0 | 0
2040-05-14 | 17 | 39.39 | -22897 | -1015 | -1381 | 0 | 0 | 0 | 3694 | 0 | 0 | 1513 | 53 | 341 | 6016 | 3288 | 3583 | 0 | 546 | 2774 | 209 | 1265 | 0 | 346 | 1200 | 0 | 465 | 0 | 0 | 0 | 0 | 0 | 0 | 0 | 0 | 0
2040-05-14 | 18 | 41.24 | -23329 | -1015 | -1654 | 0 | 0 | 231 | 3931 | 0 | 0 | 1534 | 53 | 341 | 7773 | 3288 | 3056 | 0 | 572 | 1692 | 209 | 1266 | 0 | 388 | 1200 | 0 | 465 | 0 | 0 | 0 | 0 | 0 | 0 | 0 | 0 | 0
2040-05-14 | 19 | 41.24 | -23383 | -1015 | -1581 | 0 | 0 | 1065 | 3963 | 0 | 0 | 1534 | 53 | 341 | 8347 | 3288 | 2465 | 0 | 418 | 942 | 209 | 1280 | 0 | 409 | 1200 | 0 | 465 | 0 | 0 | 0 | 0 | 0 | 0 | 0 | 0 | 0
2040-05-14 | 20 | 41.24 | -23342 | -1072 | -1109 | 0 | 0 | 1810 | 3942 | 0 | 0 | 1534 | 53 | 341 | 8347 | 3288 | 1990 | 0 | 431 | 234 | 209 | 1274 | 0 | 406 | 1200 | 0 | 465 | 0 | 0 | 0 | 0 | 0 | 0 | 0 | 0 | 0
2040-05-14 | 21 | 41.24 | -23125 | -1072 | -1018 | 0 | 0 | 1293 | 3820 | 0 | 0 | 1534 | 53 | 341 | 8747 | 3288 | 2031 | 0 | 552 | 0 | 209 | 1269 | 0 | 413 | 1200 | 0 | 465 | 0 | 0 | 0 | 0 | 0 | 0 | 0 | 0 | 0
2040-05-14 | 22 | 41.24 | -21712 | -1124 | -854 | 0 | 0 | 801 | 3038 | 0 | 0 | 1534 | 53 | 341 | 8716 | 3288 | 1759 | 0 | 596 | 0 | 209 | 1263 | 0 | 428 | 1200 | 0 | 465 | 0 | 0 | 0 | 0 | 0 | 0 | 0 | 0 | 0
2040-05-14 | 23 | 39.86 | -19714 | -1182 | -709 | 0 | 0 | 0 | 1934 | 0 | 0 | 1534 | 53 | 341 | 8391 | 3288 | 1887 | 0 | 615 | 0 | 209 | 1257 | 0 | 432 | 1200 | 0 | 465 | 0 | 0 | 0 | 0 | 0 | 0 | 0 | 0 | 0
2040-05-14 | 24 | 38.83 | -17868 | -1182 | -582 | 0 | 0 | 0 | 909 | 0 | 0 | 1534 | 53 | 341 | 7457 | 3288 | 1990 | 0 | 584 | 0 | 193 | 1242 | 0 | 375 | 1200 | 0 | 465 | 0 | 0 | 0 | 0 | 0 | 0 | 0 | 0 | 0
2040-05-15 | 1 | 37.72 | -16684 | -1182 | -509 | 0 | 0 | 0 | 550 | 0 | 0 | 1514 | 53 | 341 | 6491 | 3288 | 1893 | 0 | 515 | 0 | 187 | 1190 | 0 | 688 | 1200 | 0 | 465 | 0 | 0 | 0 | 0 | 0 | 0 | 0 | 0 | 0
2040-05-15 | 2 | 36.36 | -16024 | -1182 | -454 | 0 | 0 | 0 | 528 | 0 | 0 | 1513 | 53 | 341 | 5980 | 3288 | 1812 | 0 | 512 | 0 | 182 | 1167 | 0 | 620 | 1200 | 0 | 465 | 0 | 0 | 0 | 0 | 0 | 0 | 0 | 0 | 0
2040-05-15 | 3 | 34.35 | -15747 | -1182 | -400 | 0 | 0 | 0 | 528 | 0 | 0 | 1513 | 53 | 341 | 5487 | 3288 | 1912 | 0 | 652 | 0 | 171 | 1166 | 0 | 554 | 1200 | 0 | 465 | 0 | 0 | 0 | 0 | 0 | 0 | 0 | 0 | 0
2040-05-15 | 4 | 35.98 | -15756 | -1240 | -382 | 0 | 0 | 0 | 528 | 0 | 0 | 1513 | 53 | 341 | 5841 | 3288 | 1749 | 0 | 782 | 0 | 163 | 1158 | 0 | 296 | 1200 | 0 | 465 | 0 | 0 | 0 | 0 | 0 | 0 | 0 | 0 | 0
2040-05-15 | 5 | 36.7 | -16262 | -1240 | -363 | 0 | 0 | 0 | 528 | 0 | 0 | 1513 | 53 | 341 | 5984 | 3288 | 1814 | 0 | 1089 | 0 | 167 | 1151 | 0 | 273 | 1200 | 0 | 465 | 0 | 0 | 0 | 0 | 0 | 0 | 0 | 0 | 0
2040-05-15 | 6 | 37.9 | -17785 | -1240 | -382 | 0 | 0 | 0 | 1178 | 0 | 0 | 1513 | 53 | 341 | 6530 | 3288 | 2065 | 0 | 1145 | 40 | 184 | 1152 | 0 | 253 | 1200 | 0 | 465 | 0 | 0 | 0 | 0 | 0 | 0 | 0 | 0 | 0
2040-05-15 | 7 | 39.2 | -20335 | -1240 | -491 | 0 | 0 | 0 | 2637 | 0 | 0 | 1534 | 53 | 341 | 7097 | 3288 | 2072 | 0 | 1052 | 692 | 193 | 1167 | 0 | 276 | 1200 | 0 | 465 | 0 | 0 | 0 | 0 | 0 | 0 | 0 | 0 | 0
2040-05-15 | 8 | 35.5 | -21792 | -1182 | -600 | 0 | 0 | 0 | 3466 | 0 | 0 | 1482 | 53 | 341 | 5501 | 3288 | 2767 | 0 | 1031 | 2325 | 206 | 1193 | 0 | 257 | 1200 | 0 | 465 | 0 | 0 | 0 | 0 | 0 | 0 | 0 | 0 | 0
2040-05-15 | 9 | 27.12 | -22090 | -1015 | -727 | 0 | 0 | -588 | 3641 | 0 | 0 | 1162 | 53 | 341 | 3935 | 3288 | 2997 | 0 | 1075 | 4583 | 207 | 1214 | 0 | 260 | 1200 | 0 | 465 | 0 | 0 | 0 | 0 | 0 | 0 | 0 | 0 | 0
2040-05-15 | 10 | 27.12 | -22362 | -915 | -854 | 0 | 0 | -1118 | 3794 | 0 | 0 | 833 | 53 | 341 | 3367 | 3288 | 3027 | 0 | 1063 | 6095 | 207 | 1242 | 0 | 276 | 1200 | 0 | 465 | 0 | 0 | 0 | 0 | 0 | 0 | 0 | 0 | 0
2040-05-15 | 11 | 27.12 | -22627 | -821 | -818 | 0 | 0 | -1513 | 3947 | 0 | 0 | 700 | 53 | 341 | 2498 | 3288 | 3178 | 0 | 1060 | 7323 | 207 | 1251 | 0 | 268 | 1200 | 0 | 465 | 0 | 0 | 0 | 0 | 0 | 0 | 0 | 0 | 0
2040-05-15 | 12 | 27.12 | -22658 | -727 | -709 | 0 | 0 | -428 | 3963 | 0 | 0 | 670 | 53 | 341 | 858 | 3288 | 2843 | 0 | 1021 | 8067 | 206 | 1253 | 0 | 294 | 1200 | 0 | 465 | 0 | 0 | 0 | 0 | 0 | 0 | 0 | 0 | 0
2040-05-15 | 13 | 27.12 | -22502 | -643 | -927 | 0 | 0 | 0 | 3873 | 0 | 0 | 700 | 53 | 341 | 879 | 3288 | 2384 | 0 | 1070 | 8057 | 206 | 1266 | 0 | 290 | 1200 | 0 | 465 | 0 | 0 | 0 | 0 | 0 | 0 | 0 | 0 | 0
2040-05-15 | 14 | 36.65 | -22400 | -607 | -909 | 0 | 0 | 389 | 3815 | 0 | 0 | 725 | 53 | 341 | 1320 | 3288 | 2083 | 0 | 985 | 7472 | 206 | 1269 | 0 | 304 | 1200 | 0 | 465 | 0 | 0 | 0 | 0 | 0 | 0 | 0 | 0 | 0
2040-05-15 | 15 | 36.65 | -22063 | -528 | -818 | 0 | 0 | 270 | 3625 | 0 | 0 | 725 | 53 | 341 | 1266 | 3288 | 2031 | 0 | 973 | 7393 | 207 | 1266 | 0 | 307 | 1200 | 0 | 465 | 0 | 0 | 0 | 0 | 0 | 0 | 0 | 0 | 0
2040-05-15 | 16 | 36.65 | -21849 | -497 | -1072 | 0 | 0 | 856 | 3503 | 0 | 0 | 833 | 53 | 341 | 1266 | 3288 | 1905 | 0 | 1116 | 6803 | 206 | 1262 | 0 | 321 | 1200 | 0 | 465 | 0 | 0 | 0 | 0 | 0 | 0 | 0 | 0 | 0
2040-05-15 | 17 | 36.65 | -21818 | -460 | -1381 | 0 | 0 | 611 | 3482 | 0 | 0 | 1106 | 53 | 341 | 2457 | 3288 | 2253 | 0 | 1112 | 5471 | 209 | 1265 | 0 | 346 | 1200 | 0 | 465 | 0 | 0 | 0 | 0 | 0 | 0 | 0 | 0 | 0
2040-05-15 | 18 | 36.65 | -21908 | -460 | -1654 | 0 | 0 | 325 | 3535 | 0 | 0 | 1382 | 53 | 341 | 4429 | 3288 | 2864 | 0 | 992 | 3286 | 209 | 1266 | 0 | 388 | 1200 | 0 | 465 | 0 | 0 | 0 | 0 | 0 | 0 | 0 | 0 | 0
2040-05-15 | 19 | 36.65 | -21933 | -460 | -1581 | 0 | 0 | 248 | 3551 | 0 | 0 | 1475 | 53 | 341 | 4896 | 3288 | 4343 | 0 | 782 | 1435 | 209 | 1280 | 0 | 409 | 1200 | 0 | 465 | 0 | 0 | 0 | 0 | 0 | 0 | 0 | 0 | 0
2040-05-15 | 20 | 36.08 | -22080 | -460 | -1109 | 0 | 0 | 0 | 3635 | 0 | 0 | 1475 | 53 | 341 | 4970 | 3288 | 5406 | 0 | 617 | 309 | 209 | 1274 | 0 | 406 | 1200 | 0 | 465 | 0 | 0 | 0 | 0 | 0 | 0 | 0 | 0 | 0
2040-05-15 | 21 | 31.99 | -22293 | -528 | -1018 | 0 | 0 | 0 | 3757 | 0 | 0 | 1382 | 53 | 335 | 4708 | 3288 | 6101 | 0 | 659 | 0 | 209 | 1269 | 0 | 413 | 1200 | 0 | 465 | 0 | 0 | 0 | 0 | 0 | 0 | 0 | 0 | 0
2040-05-15 | 22 | 19.46 | -21100 | -565 | -854 | 0 | 0 | 0 | 3075 | 0 | 0 | 1378 | 53 | 175 | 4074 | 3288 | 6351 | 0 | 560 | 0 | 209 | 1263 | 0 | 428 | 1200 | 0 | 465 | 0 | 0 | 0 | 0 | 0 | 0 | 0 | 0 | 0
2040-05-15 | 23 | 0.14 | -19100 | -643 | -709 | 0 | 0 | -135 | 1929 | 0 | 0 | 1267 | 53 | 160 | 3545 | 3288 | 6251 | 0 | 572 | 0 | 209 | 1257 | 0 | 432 | 1200 | 0 | 425 | 0 | 0 | 0 | 0 | 0 | 0 | 0 | 0 | 0
2040-05-15 | 24 | 0.19 | -17298 | -685 | -582 | 0 | 0 | 100 | 904 | 0 | 0 | 1267 | 53 | 160 | 3386 | 3288 | 5310 | 0 | 623 | 0 | 193 | 1242 | 0 | 375 | 1200 | 0 | 465 | 0 | 0 | 0 | 0 | 0 | 0 | 0 | 0 | 0
2040-05-16 | 1 | 29.47 | -16126 | -727 | -509 | 0 | -104 | -959 | 528 | 0 | 0 | 1159 | 53 | 319 | 4036 | 3288 | 4669 | 0 | 643 | 0 | 187 | 1190 | 0 | 688 | 1200 | 0 | 465 | 0 | 0 | 0 | 0 | 0 | 0 | 0 | 0 | 0
2040-05-16 | 2 | 29.47 | -15478 | -774 | -454 | 0 | 0 | -1170 | 528 | 0 | 0 | 1039 | 53 | 335 | 3866 | 3288 | 4476 | 0 | 657 | 0 | 182 | 1167 | 0 | 620 | 1200 | 0 | 465 | 0 | 0 | 0 | 0 | 0 | 0 | 0 | 0 | 0
2040-05-16 | 3 | 29.47 | -15163 | -821 | -400 | 0 | -55 | -1859 | 528 | 0 | 0 | 829 | 53 | 341 | 3866 | 3288 | 5048 | 0 | 789 | 0 | 171 | 1166 | 0 | 554 | 1200 | 0 | 465 | 0 | 0 | 0 | 0 | 0 | 0 | 0 | 0 | 0
2040-05-16 | 4 | 29.47 | -15177 | -868 | -382 | 0 | 0 | -1481 | 528 | 0 | 0 | 848 | 53 | 341 | 3976 | 3288 | 4686 | 0 | 906 | 0 | 163 | 1158 | 0 | 296 | 1200 | 0 | 465 | 0 | 0 | 0 | 0 | 0 | 0 | 0 | 0 | 0
2040-05-16 | 5 | 29.47 | -15691 | -1015 | -363 | 0 | 0 | -46 | 528 | 0 | 0 | 1378 | 53 | 341 | 4427 | 3288 | 3018 | 0 | 827 | 0 | 167 | 1151 | 0 | 273 | 1200 | 0 | 465 | 0 | 0 | 0 | 0 | 0 | 0 | 0 | 0 | 0
2040-05-16 | 6 | 39.83 | -17095 | -1015 | -382 | 0 | 0 | 168 | 803 | 0 | 0 | 1534 | 53 | 341 | 7133 | 3288 | 894 | 0 | 957 | 67 | 184 | 1152 | 0 | 253 | 1200 | 0 | 465 | 0 | 0 | 0 | 0 | 0 | 0 | 0 | 0 | 0
2040-05-16 | 7 | 39.83 | -19605 | -1015 | -491 | 0 | 0 | 1475 | 2240 | 0 | 0 | 1534 | 53 | 341 | 7142 | 3288 | 229 | 0 | 647 | 860 | 193 | 1167 | 0 | 276 | 1200 | 0 | 465 | 0 | 0 | 0 | 0 | 0 | 0 | 0 | 0 | 0
2040-05-16 | 8 | 39.79 | -21073 | -821 | -600 | 0 | 0 | 0 | 3081 | 0 | 0 | 1534 | 53 | 341 | 7509 | 3288 | 196 | 0 | 559 | 2613 | 206 | 1193 | 0 | 257 | 1200 | 0 | 465 | 0 | 0 | 0 | 0 | 0 | 0 | 0 | 0 | 0
2040-05-16 | 9 | 34.21 | -21505 | -685 | -727 | 0 | 0 | 0 | 3324 | 0 | 0 | 1475 | 53 | 341 | 5348 | 3288 | 102 | 0 | 389 | 5252 | 207 | 1214 | 0 | 260 | 1200 | 0 | 465 | 0 | 0 | 0 | 0 | 0 | 0 | 0 | 0 | 0
2040-05-16 | 10 | 29.47 | -21900 | -565 | -854 | 0 | 0 | -1184 | 3551 | 0 | 0 | 1159 | 53 | 341 | 4465 | 3288 | 150 | 0 | 379 | 7728 | 207 | 1242 | 0 | 276 | 1200 | 0 | 465 | 0 | 0 | 0 | 0 | 0 | 0 | 0 | 0 | 0
2040-05-16 | 11 | 29.47 | -22402 | -460 | -818 | 0 | 0 | -1699 | 3836 | 0 | 0 | 833 | 53 | 341 | 3843 | 3288 | 182 | 0 | 530 | 9084 | 207 | 1251 | 0 | 268 | 1200 | 0 | 465 | 0 | 0 | 0 | 0 | 0 | 0 | 0 | 0 | 0
2040-05-16 | 12 | 29.47 | -22621 | -429 | -709 | 0 | -230 | -1859 | 3963 | 0 | 0 | 725 | 53 | 341 | 3711 | 3288 | 412 | 0 | 647 | 9289 | 206 | 1253 | 0 | 294 | 1200 | 0 | 465 | 0 | 0 | 0 | 0 | 0 | 0 | 0 | 0 | 0
2040-05-16 | 13 | 29.47 | -22502 | -429 | -927 | 0 | -93 | -1859 | 3894 | 0 | 0 | 725 | 53 | 341 | 3546 | 3288 | 614 | 0 | 673 | 9249 | 206 | 1266 | 0 | 290 | 1200 | 0 | 465 | 0 | 0 | 0 | 0 | 0 | 0 | 0 | 0 | 0
2040-05-16 | 14 | 29.47 | -22511 | -366 | -909 | 0 | -453 | -1859 | 3900 | 0 | 0 | 714 | 53 | 341 | 3542 | 3288 | 380 | 0 | 661 | 9775 | 206 | 1269 | 0 | 304 | 1200 | 0 | 465 | 0 | 0 | 0 | 0 | 0 | 0 | 0 | 0 | 0
2040-05-16 | 15 | 29.47 | -22277 | -366 | -818 | 0 | -700 | -1859 | 3767 | 0 | 0 | 700 | 53 | 341 | 3542 | 3288 | 283 | 0 | 639 | 9962 | 207 | 1266 | 0 | 307 | 1200 | 0 | 465 | 0 | 0 | 0 | 0 | 0 | 0 | 0 | 0 | 0
2040-05-16 | 16 | 29.47 | -21995 | -340 | -1072 | 0 | 0 | -407 | 3604 | 0 | 0 | 1085 | 53 | 341 | 3372 | 3288 | 134 | 0 | 669 | 7815 | 206 | 1262 | 0 | 321 | 1200 | 0 | 465 | 0 | 0 | 0 | 0 | 0 | 0 | 0 | 0 | 0
2040-05-16 | 17 | 39.83 | -21970 | -314 | -1381 | 0 | 0 | 483 | 3593 | 0 | 0 | 1513 | 53 | 341 | 5078 | 3288 | 140 | 0 | 441 | 5251 | 209 | 1265 | 0 | 346 | 1200 | 0 | 465 | 0 | 0 | 0 | 0 | 0 | 0 | 0 | 0 | 0
2040-05-16 | 18 | 40.24 | -21974 | -314 | -1654 | 0 | 0 | 1524 | 3593 | 0 | 0 | 1534 | 53 | 341 | 6377 | 3288 | 83 | 0 | 376 | 3245 | 209 | 1266 | 0 | 388 | 1200 | 0 | 465 | 0 | 0 | 0 | 0 | 0 | 0 | 0 | 0 | 0
2040-05-16 | 19 | 40.76 | -21896 | -340 | -1581 | 0 | 269 | 1859 | 3546 | 0 | 0 | 1534 | 53 | 341 | 7378 | 3288 | 125 | 0 | 284 | 1578 | 209 | 1280 | 0 | 409 | 1200 | 0 | 465 | 0 | 0 | 0 | 0 | 0 | 0 | 0 | 0 | 0
2040-05-16 | 20 | 40.76 | -21846 | -366 | -1109 | 0 | 580 | 1859 | 3519 | 0 | 0 | 1534 | 53 | 341 | 7914 | 3288 | 105 | 0 | 199 | 375 | 209 | 1274 | 0 | 406 | 1200 | 0 | 465 | 0 | 0 | 0 | 0 | 0 | 0 | 0 | 0 | 0
2040-05-16 | 21 | 40.76 | -21985 | -429 | -1018 | 0 | 555 | 1859 | 3598 | 0 | 0 | 1534 | 53 | 341 | 8298 | 3288 | 176 | 0 | 173 | 0 | 209 | 1269 | 0 | 413 | 1200 | 0 | 465 | 0 | 0 | 0 | 0 | 0 | 0 | 0 | 0 | 0
2040-05-16 | 22 | 40.27 | -20922 | -565 | -854 | 0 | 0 | 1859 | 2991 | 0 | 0 | 1534 | 53 | 341 | 8238 | 3288 | 258 | 0 | 215 | 0 | 209 | 1263 | 0 | 428 | 1200 | 0 | 465 | 0 | 0 | 0 | 0 | 0 | 0 | 0 | 0 | 0
2040-05-16 | 23 | 39.83 | -18965 | -643 | -709 | 0 | 0 | 933 | 1871 | 0 | 0 | 1534 | 53 | 341 | 8042 | 3288 | 453 | 0 | 239 | 0 | 209 | 1257 | 0 | 432 | 1200 | 0 | 465 | 0 | 0 | 0 | 0 | 0 | 0 | 0 | 0 | 0
2040-05-16 | 24 | 39.79 | -17166 | -685 | -582 | 0 | 0 | 0 | 845 | 0 | 0 | 1534 | 53 | 341 | 8042 | 3288 | 568 | 0 | 286 | 0 | 193 | 1242 | 0 | 375 | 1200 | 0 | 465 | 0 | 0 | 0 | 0 | 0 | 0 | 0 | 0 | 0
2040-05-17 | 1 | 37.84 | -15923 | -727 | -509 | 0 | 0 | 0 | 528 | 0 | 0 | 1534 | 53 | 341 | 6818 | 3288 | 581 | 0 | 285 | 0 | 187 | 1190 | 0 | 688 | 1200 | 0 | 465 | 0 | 0 | 0 | 0 | 0 | 0 | 0 | 0 | 0
2040-05-17 | 2 | 37 | -15242 | -774 | -454 | 0 | 0 | 0 | 528 | 0 | 0 | 1513 | 53 | 341 | 6072 | 3288 | 795 | 0 | 247 | 0 | 182 | 1167 | 0 | 620 | 1200 | 0 | 465 | 0 | 0 | 0 | 0 | 0 | 0 | 0 | 0 | 0
2040-05-17 | 3 | 35.69 | -14922 | -774 | -400 | 0 | 0 | 0 | 528 | 0 | 0 | 1513 | 53 | 341 | 5499 | 3288 | 1056 | 0 | 262 | 0 | 171 | 1166 | 0 | 554 | 1200 | 0 | 465 | 0 | 0 | 0 | 0 | 0 | 0 | 0 | 0 | 0
2040-05-17 | 4 | 35.69 | -14899 | -821 | -382 | 0 | 0 | 0 | 528 | 0 | 0 | 1475 | 53 | 341 | 5502 | 3288 | 1426 | 0 | 207 | 0 | 163 | 1158 | 0 | 296 | 1200 | 0 | 465 | 0 | 0 | 0 | 0 | 0 | 0 | 0 | 0 | 0
2040-05-17 | 5 | 35.98 | -15346 | -868 | -363 | 0 | 0 | 0 | 528 | 0 | 0 | 1513 | 53 | 341 | 5639 | 3288 | 1712 | 0 | 248 | 0 | 167 | 1151 | 0 | 273 | 1200 | 0 | 465 | 0 | 0 | 0 | 0 | 0 | 0 | 0 | 0 | 0
2040-05-17 | 6 | 38.88 | -16710 | -868 | -382 | 0 | 0 | 0 | 528 | 0 | 0 | 1513 | 53 | 341 | 6534 | 3288 | 2167 | 0 | 246 | 35 | 184 | 1152 | 0 | 253 | 1200 | 0 | 465 | 0 | 0 | 0 | 0 | 0 | 0 | 0 | 0 | 0
2040-05-17 | 7 | 39.54 | -19252 | -868 | -491 | 0 | 0 | 0 | 1802 | 0 | 0 | 1514 | 53 | 341 | 6879 | 3288 | 2765 | 0 | 247 | 421 | 193 | 1167 | 0 | 276 | 1200 | 0 | 465 | 0 | 0 | 0 | 0 | 0 | 0 | 0 | 0 | 0
2040-05-17 | 8 | 35.69 | -21188 | -727 | -600 | 0 | 0 | 0 | 2885 | 0 | 0 | 1511 | 53 | 341 | 5501 | 3288 | 4378 | 0 | 230 | 1009 | 206 | 1193 | 0 | 257 | 1200 | 0 | 465 | 0 | 0 | 0 | 0 | 0 | 0 | 0 | 0 | 0
2040-05-17 | 9 | 32.34 | -22030 | -727 | -727 | 0 | 0 | -323 | 3355 | 0 | 0 | 1267 | 53 | 341 | 3839 | 3288 | 6001 | 0 | 283 | 2035 | 207 | 1214 | 0 | 260 | 1200 | 0 | 465 | 0 | 0 | 0 | 0 | 0 | 0 | 0 | 0 | 0
2040-05-17 | 10 | 32.34 | -22545 | -643 | -854 | 0 | 0 | -630 | 3641 | 0 | 0 | 819 | 53 | 341 | 2681 | 3288 | 6617 | 0 | 300 | 3544 | 207 | 1242 | 0 | 276 | 1200 | 0 | 465 | 0 | 0 | 0 | 0 | 0 | 0 | 0 | 0 | 0
2040-05-17 | 11 | 32.34 | -22928 | -565 | -818 | 0 | 0 | -898 | 3857 | 0 | 0 | 700 | 53 | 341 | 1505 | 3288 | 6905 | 0 | 390 | 4778 | 207 | 1251 | 0 | 268 | 1200 | 0 | 465 | 0 | 0 | 0 | 0 | 0 | 0 | 0 | 0 | 0
2040-05-17 | 12 | 32.34 | -23116 | -565 | -709 | 0 | 0 | -105 | 3963 | 0 | 0 | 655 | 53 | 341 | 0 | 3288 | 7062 | 0 | 359 | 5356 | 206 | 1253 | 0 | 294 | 1200 | 0 | 465 | 0 | 0 | 0 | 0 | 0 | 0 | 0 | 0 | 0
2040-05-17 | 13 | 32.34 | -22975 | -528 | -927 | 0 | 0 | -115 | 3884 | 0 | 0 | 655 | 53 | 341 | 0 | 3288 | 7141 | 0 | 379 | 5378 | 206 | 1266 | 0 | 290 | 1200 | 0 | 465 | 0 | 0 | 0 | 0 | 0 | 0 | 0 | 0 | 0
2040-05-17 | 14 | 43.7 | -22921 | -460 | -909 | 0 | 0 | 10 | 3852 | 0 | 0 | 655 | 53 | 341 | 182 | 3288 | 7270 | 0 | 469 | 4727 | 206 | 1269 | 0 | 304 | 1200 | 0 | 465 | 0 | 0 | 0 | 0 | 0 | 0 | 0 | 0 | 0
2040-05-17 | 15 | 43.7 | -22634 | -429 | -818 | 0 | 0 | 143 | 3694 | 0 | 0 | 670 | 53 | 341 | 182 | 3288 | 7329 | 0 | 490 | 4246 | 207 | 1266 | 0 | 307 | 1200 | 0 | 465 | 0 | 0 | 0 | 0 | 0 | 0 | 0 | 0 | 0
2040-05-17 | 16 | 43.7 | -22332 | -429 | -1072 | 0 | 0 | 580 | 3524 | 0 | 0 | 700 | 53 | 341 | 182 | 3288 | 7317 | 0 | 433 | 3962 | 206 | 1262 | 0 | 321 | 1200 | 0 | 465 | 0 | 0 | 0 | 0 | 0 | 0 | 0 | 0 | 0
2040-05-17 | 17 | 43.7 | -22235 | -366 | -1381 | 0 | 0 | 637 | 3472 | 0 | 0 | 700 | 53 | 301 | 349 | 3288 | 7312 | 0 | 498 | 3887 | 209 | 1265 | 0 | 346 | 1200 | 0 | 465 | 0 | 0 | 0 | 0 | 0 | 0 | 0 | 0 | 0
2040-05-17 | 18 | 24.21 | -22139 | -340 | -1654 | 0 | 0 | 0 | 3413 | 0 | 0 | 819 | 53 | 259 | 1930 | 3288 | 7309 | 0 | 422 | 3112 | 209 | 1266 | 0 | 388 | 1200 | 0 | 465 | 0 | 0 | 0 | 0 | 0 | 0 | 0 | 0 | 0
2040-05-17 | 19 | 24.21 | -21882 | -340 | -1581 | 0 | 0 | 34 | 3271 | 0 | 0 | 1085 | 53 | 283 | 2990 | 3288 | 7309 | 0 | 395 | 1532 | 209 | 1280 | 0 | 409 | 1200 | 0 | 465 | 0 | 0 | 0 | 0 | 0 | 0 | 0 | 0 | 0
2040-05-17 | 20 | 24.21 | -21621 | -366 | -1109 | 0 | 0 | 27 | 3128 | 0 | 0 | 1267 | 53 | 279 | 3390 | 3288 | 7302 | 0 | 414 | 393 | 209 | 1274 | 0 | 406 | 1200 | 0 | 465 | 0 | 0 | 0 | 0 | 0 | 0 | 0 | 0 | 0
2040-05-17 | 21 | 24.21 | -21733 | -397 | -1018 | 0 | 0 | 101 | 3192 | 0 | 0 | 1315 | 53 | 273 | 3610 | 3288 | 7246 | 0 | 515 | 0 | 209 | 1269 | 0 | 413 | 1200 | 0 | 465 | 0 | 0 | 0 | 0 | 0 | 0 | 0 | 0 | 0
2040-05-17 | 22 | 19.46 | -20868 | -429 | -854 | 0 | 0 | 0 | 2705 | 0 | 0 | 1267 | 53 | 160 | 3377 | 3288 | 7114 | 0 | 623 | 0 | 209 | 1263 | 0 | 428 | 1200 | 0 | 465 | 0 | 0 | 0 | 0 | 0 | 0 | 0 | 0 | 0
2040-05-17 | 23 | 11.89 | -19204 | -460 | -709 | 0 | 0 | 0 | 1775 | 0 | 0 | 1072 | 53 | 160 | 2957 | 3288 | 6937 | 0 | 568 | 0 | 209 | 1257 | 0 | 432 | 1200 | 0 | 465 | 0 | 0 | 0 | 0 | 0 | 0 | 0 | 0 | 0
2040-05-17 | 24 | 0 | -17464 | -460 | -582 | 0 | 0 | 0 | 798 | 0 | 0 | 580 | 48 | 160 | 2962 | 3288 | 6631 | 0 | 697 | 0 | 193 | 1242 | 0 | 375 | 1200 | 0 | 332 | 0 | 0 | 0 | 0 | 0 | 0 | 0 | 0 | 0
2040-05-18 | 1 | 14.4 | -16162 | -497 | -509 | 0 | 0 | -1815 | 1284 | 0 | 0 | 714 | 53 | 160 | 2846 | 3288 | 6126 | 0 | 782 | 0 | 187 | 1190 | 0 | 688 | 1200 | 0 | 465 | 0 | 0 | 0 | 0 | 0 | 0 | 0 | 0 | 0
2040-05-18 | 2 | 14.4 | -15357 | -565 | -454 | 0 | 0 | -1210 | 771 | 0 | 0 | 714 | 53 | 160 | 2494 | 3288 | 5108 | 0 | 1364 | 0 | 182 | 1167 | 0 | 620 | 1200 | 0 | 465 | 0 | 0 | 0 | 0 | 0 | 0 | 0 | 0 | 0
2040-05-18 | 3 | 14.4 | -14914 | -607 | -400 | 0 | 0 | -1187 | 528 | 0 | 0 | 700 | 53 | 160 | 2181 | 3288 | 5099 | 0 | 1542 | 0 | 171 | 1166 | 0 | 554 | 1200 | 0 | 465 | 0 | 0 | 0 | 0 | 0 | 0 | 0 | 0 | 0
2040-05-18 | 4 | 14.4 | -14726 | -643 | -382 | 0 | 0 | -446 | 528 | 0 | 0 | 714 | 53 | 160 | 2181 | 3288 | 4475 | 0 | 1516 | 0 | 163 | 1158 | 0 | 296 | 1200 | 0 | 465 | 0 | 0 | 0 | 0 | 0 | 0 | 0 | 0 | 0
2040-05-18 | 5 | 19.46 | -14861 | -727 | -363 | 0 | 0 | 71 | 528 | 0 | 0 | 880 | 53 | 160 | 2668 | 3288 | 3522 | 0 | 1525 | 0 | 167 | 1151 | 0 | 273 | 1200 | 0 | 465 | 0 | 0 | 0 | 0 | 0 | 0 | 0 | 0 | 0
2040-05-18 | 6 | 19.46 | -15243 | -774 | -382 | 0 | 0 | 833 | 703 | 0 | 0 | 1115 | 53 | 160 | 2648 | 3288 | 2783 | 0 | 1491 | 72 | 184 | 1152 | 0 | 253 | 1200 | 0 | 465 | 0 | 0 | 0 | 0 | 0 | 0 | 0 | 0 | 0
2040-05-18 | 7 | 19.46 | -16344 | -821 | -491 | 0 | 0 | 1070 | 1400 | 0 | 0 | 1267 | 53 | 160 | 2770 | 3288 | 2271 | 0 | 1262 | 815 | 193 | 1167 | 0 | 276 | 1200 | 0 | 465 | 0 | 0 | 0 | 0 | 0 | 0 | 0 | 0 | 0
2040-05-18 | 8 | 17.55 | -17612 | -685 | -600 | 0 | 0 | 0 | 2203 | 0 | 0 | 963 | 53 | 160 | 2959 | 3288 | 2014 | 0 | 1279 | 2657 | 206 | 1193 | 0 | 257 | 1200 | 0 | 465 | 0 | 0 | 0 | 0 | 0 | 0 | 0 | 0 | 0
2040-05-18 | 9 | 14.4 | -18820 | -607 | -727 | 0 | 0 | -644 | 2975 | 0 | 0 | 700 | 53 | 160 | 1756 | 3288 | 1799 | 0 | 1086 | 5635 | 207 | 1214 | 0 | 260 | 1200 | 0 | 465 | 0 | 0 | 0 | 0 | 0 | 0 | 0 | 0 | 0
2040-05-18 | 10 | 0.1 | -19655 | -497 | -854 | 0 | -50 | -1848 | 3503 | 0 | 0 | 654 | 48 | 160 | 458 | 3288 | 1771 | 0 | 999 | 8767 | 207 | 1242 | 0 | 276 | 1200 | 0 | 332 | 0 | 0 | 0 | 0 | 0 | 0 | 0 | 0 | 0
2040-05-18 | 11 | 0.1 | -20139 | -429 | -818 | -584 | -1631 | -1859 | 3810 | 0 | 0 | 654 | 48 | 160 | 458 | 3288 | 1713 | 0 | 743 | 11364 | 207 | 1251 | 0 | 268 | 1200 | 0 | 296 | 0 | 0 | 0 | 0 | 0 | 0 | 0 | 0 | 0
2040-05-18 | 12 | 0 | -20380 | -340 | -709 | -908 | -2000 | -1859 | 3963 | 0 | 0 | 297 | 48 | 160 | 458 | 3288 | 1403 | 0 | 686 | 12659 | 206 | 1253 | 0 | 294 | 1200 | 0 | 280 | 0 | 0 | 0 | 0 | 0 | 0 | 0 | 0 | 0
2040-05-18 | 13 | 0 | -20375 | -288 | -927 | -908 | -2000 | -1859 | 3958 | 0 | 0 | 629 | 48 | 160 | 290 | 3288 | 1156 | 0 | 712 | 12874 | 206 | 1266 | 0 | 290 | 1200 | 0 | 280 | 0 | 0 | 0 | 0 | 0 | 0 | 0 | 0 | 0
2040-05-18 | 14 | 0.1 | -20127 | -246 | -909 | -830 | -1872 | -1859 | 3804 | 0 | 0 | 654 | 48 | 160 | 290 | 3288 | 1057 | 0 | 634 | 12649 | 206 | 1269 | 0 | 304 | 1200 | 0 | 280 | 0 | 0 | 0 | 0 | 0 | 0 | 0 | 0 | 0
2040-05-18 | 15 | 0.1 | -19820 | -225 | -818 | -842 | -1475 | -1859 | 3609 | 0 | 0 | 654 | 48 | 160 | 290 | 3288 | 998 | 0 | 616 | 12108 | 207 | 1266 | 0 | 307 | 1200 | 0 | 289 | 0 | 0 | 0 | 0 | 0 | 0 | 0 | 0 | 0
2040-05-18 | 16 | 0.1 | -19651 | -188 | -1072 | 0 | -123 | -1249 | 3498 | 0 | 0 | 654 | 48 | 160 | 0 | 3288 | 833 | 0 | 555 | 9928 | 206 | 1262 | 0 | 321 | 1200 | 0 | 332 | 0 | 0 | 0 | 0 | 0 | 0 | 0 | 0 | 0
2040-05-18 | 17 | 28.61 | -19709 | -204 | -1381 | 168 | 0 | 23 | 3535 | 0 | 0 | 755 | 53 | 319 | 1548 | 3288 | 681 | 0 | 500 | 6937 | 209 | 1265 | 0 | 346 | 1200 | 0 | 465 | 0 | 0 | 0 | 0 | 0 | 0 | 0 | 0 | 0
2040-05-18 | 18 | 28.61 | -19952 | -204 | -1654 | 403 | 113 | 1121 | 3694 | 0 | 0 | 1416 | 53 | 335 | 3170 | 3288 | 499 | 0 | 330 | 3862 | 209 | 1266 | 0 | 388 | 1200 | 0 | 465 | 0 | 0 | 0 | 0 | 0 | 0 | 0 | 0 | 0
2040-05-18 | 19 | 28.61 | -20023 | -246 | -1581 | 512 | 1038 | 1672 | 3736 | 0 | 0 | 1534 | 53 | 341 | 3778 | 3288 | 468 | 0 | 260 | 1608 | 209 | 1280 | 0 | 409 | 1200 | 0 | 465 | 0 | 0 | 0 | 0 | 0 | 0 | 0 | 0 | 0
2040-05-18 | 20 | 28.61 | -19887 | -267 | -1109 | 757 | 1554 | 1717 | 3651 | 0 | 0 | 1534 | 53 | 341 | 3810 | 3288 | 402 | 0 | 209 | 392 | 209 | 1274 | 0 | 406 | 1200 | 0 | 465 | 0 | 0 | 0 | 0 | 0 | 0 | 0 | 0 | 0
2040-05-18 | 21 | 28.61 | -20135 | -366 | -1018 | 908 | 1805 | 1749 | 3804 | 0 | 0 | 1534 | 53 | 341 | 3838 | 3288 | 416 | 0 | 227 | 0 | 209 | 1269 | 0 | 413 | 1200 | 0 | 465 | 0 | 0 | 0 | 0 | 0 | 0 | 0 | 0 | 0
2040-05-18 | 22 | 28.61 | -19492 | -429 | -854 | 422 | 1646 | 1717 | 3398 | 0 | 0 | 1534 | 53 | 341 | 4081 | 3288 | 505 | 0 | 226 | 0 | 209 | 1263 | 0 | 428 | 1200 | 0 | 465 | 0 | 0 | 0 | 0 | 0 | 0 | 0 | 0 | 0
2040-05-18 | 23 | 28.61 | -18142 | -497 | -709 | 198 | 1206 | 1711 | 2542 | 0 | 0 | 1534 | 53 | 341 | 4025 | 3288 | 709 | 0 | 179 | 0 | 209 | 1257 | 0 | 432 | 1200 | 0 | 465 | 0 | 0 | 0 | 0 | 0 | 0 | 0 | 0 | 0
2040-05-18 | 24 | 28.61 | -16682 | -497 | -582 | 136 | 508 | 1410 | 1617 | 0 | 0 | 1514 | 53 | 341 | 4324 | 3288 | 937 | 0 | 159 | 0 | 193 | 1242 | 0 | 375 | 1200 | 0 | 465 | 0 | 0 | 0 | 0 | 0 | 0 | 0 | 0 | 0
2040-05-19 | 1 | 38.77 | -15527 | -565 | -672 | 0 | 0 | 0 | 528 | 0 | 0 | 1514 | 53 | 341 | 6102 | 3288 | 1044 | 0 | 164 | 0 | 187 | 1190 | 0 | 688 | 1200 | 0 | 465 | 0 | 0 | 0 | 0 | 0 | 0 | 0 | 0 | 0
2040-05-19 | 2 | 35.98 | -14816 | -643 | -582 | 0 | 0 | 0 | 528 | 0 | 0 | 1513 | 53 | 341 | 5245 | 3288 | 1306 | 0 | 133 | 0 | 182 | 1167 | 0 | 620 | 1200 | 0 | 465 | 0 | 0 | 0 | 0 | 0 | 0 | 0 | 0 | 0
2040-05-19 | 3 | 28.61 | -14421 | -643 | -527 | 0 | 0 | 0 | 528 | 0 | 0 | 1382 | 53 | 341 | 4468 | 3288 | 1843 | 0 | 132 | 0 | 171 | 1166 | 0 | 554 | 1200 | 0 | 465 | 0 | 0 | 0 | 0 | 0 | 0 | 0 | 0 | 0
2040-05-19 | 4 | 29.6 | -14257 | -685 | -472 | 0 | 0 | 0 | 528 | 0 | 0 | 1382 | 53 | 341 | 4578 | 3288 | 1783 | 0 | 180 | 0 | 163 | 1158 | 0 | 296 | 1200 | 0 | 465 | 0 | 0 | 0 | 0 | 0 | 0 | 0 | 0 | 0
2040-05-19 | 5 | 24.2 | -14309 | -685 | -472 | 0 | 0 | 0 | 528 | 0 | 0 | 1378 | 53 | 233 | 4319 | 3288 | 2181 | 0 | 231 | 0 | 167 | 1151 | 0 | 273 | 1200 | 0 | 465 | 0 | 0 | 0 | 0 | 0 | 0 | 0 | 0 | 0
2040-05-19 | 6 | 21.38 | -14499 | -727 | -491 | 0 | 0 | 0 | 528 | 0 | 0 | 1323 | 53 | 166 | 4147 | 3288 | 2593 | 0 | 304 | 61 | 184 | 1152 | 0 | 253 | 1200 | 0 | 465 | 0 | 0 | 0 | 0 | 0 | 0 | 0 | 0 | 0
2040-05-19 | 7 | 22.27 | -15194 | -727 | -545 | 0 | 0 | 0 | 528 | 0 | 0 | 1232 | 53 | 163 | 3594 | 3288 | 3076 | 0 | 437 | 794 | 193 | 1167 | 0 | 276 | 1200 | 0 | 465 | 0 | 0 | 0 | 0 | 0 | 0 | 0 | 0 | 0
2040-05-19 | 8 | 19.46 | -16451 | -643 | -636 | 0 | 0 | 0 | 708 | 0 | 0 | 898 | 53 | 160 | 2868 | 3288 | 3908 | 0 | 459 | 2068 | 206 | 1193 | 0 | 257 | 1200 | 0 | 465 | 0 | 0 | 0 | 0 | 0 | 0 | 0 | 0 | 0
2040-05-19 | 9 | 21.38 | -17958 | -565 | -763 | 0 | 0 | 0 | 1590 | 0 | 0 | 700 | 53 | 160 | 1021 | 3288 | 5115 | 0 | 534 | 3479 | 207 | 1214 | 0 | 260 | 1200 | 0 | 465 | 0 | 0 | 0 | 0 | 0 | 0 | 0 | 0 | 0
2040-05-19 | 10 | 2.22 | -19178 | -497 | -909 | 0 | 0 | -120 | 2309 | 0 | 0 | 655 | 53 | 160 | 438 | 3288 | 6078 | 0 | 546 | 3788 | 207 | 1242 | 0 | 276 | 1200 | 0 | 465 | 0 | 0 | 0 | 0 | 0 | 0 | 0 | 0 | 0
2040-05-19 | 11 | 2.22 | -19879 | -460 | -818 | 0 | 0 | -365 | 2727 | 0 | 0 | 655 | 53 | 160 | 199 | 3288 | 6099 | 0 | 651 | 4300 | 207 | 1251 | 0 | 268 | 1200 | 0 | 465 | 0 | 0 | 0 | 0 | 0 | 0 | 0 | 0 | 0
2040-05-19 | 12 | 2.22 | -20246 | -429 | -909 | 0 | 0 | -1538 | 2938 | 0 | 0 | 654 | 53 | 160 | 0 | 3288 | 5955 | 0 | 706 | 5993 | 206 | 1253 | 0 | 294 | 1200 | 0 | 422 | 0 | 0 | 0 | 0 | 0 | 0 | 0 | 0 | 0
2040-05-19 | 13 | -3 | -20426 | -397 | -981 | 0 | -1544 | -1859 | 3044 | 0 | 0 | 285 | 48 | 160 | 0 | 3288 | 6282 | 0 | 812 | 8039 | 206 | 1266 | 0 | 290 | 1200 | 0 | 289 | 0 | 0 | 0 | 0 | 0 | 0 | 0 | 0 | 0
2040-05-19 | 14 | -35 | -20411 | -314 | -1018 | -908 | -2000 | -1859 | 3038 | 0 | 0 | 0 | 48 | 160 | 0 | 3288 | 6993 | 0 | 193 | 9531 | 206 | 1269 | 0 | 304 | 1200 | 0 | 280 | 0 | 462 | 0 | 0 | 0 | 0 | 0 | 0 | 0
2040-05-19 | 15 | -40 | -20367 | -225 | -1054 | -908 | -2000 | -1859 | 3012 | 0 | 0 | 0 | 48 | 160 | 0 | 3288 | 6492 | 0 | 0 | 10153 | 207 | 1266 | 0 | 307 | 1200 | 0 | 280 | 640 | 706 | 0 | 0 | 0 | 0 | 0 | 0 | 0
2040-05-19 | 16 | -35 | -20455 | -167 | -999 | -908 | -2000 | -1859 | 3065 | 0 | 0 | 0 | 48 | 160 | 0 | 3288 | 7319 | 0 | 441 | 8800 | 206 | 1262 | 0 | 321 | 1200 | 0 | 280 | 0 | 55 | 0 | 0 | 0 | 0 | 0 | 0 | 0
2040-05-19 | 17 | -3 | -20808 | -157 | -999 | 0 | -425 | -1859 | 3271 | 0 | 0 | 285 | 48 | 160 | 0 | 3288 | 7378 | 0 | 587 | 5923 | 209 | 1265 | 0 | 346 | 1200 | 0 | 289 | 0 | 0 | 0 | 0 | 0 | 0 | 0 | 0 | 0
2040-05-19 | 18 | 3 | -21381 | -167 | -1018 | 0 | 335 | 0 | 3609 | 0 | 0 | 655 | 53 | 160 | 0 | 3288 | 7372 | 0 | 551 | 3058 | 209 | 1266 | 0 | 388 | 1200 | 0 | 422 | 0 | 0 | 0 | 0 | 0 | 0 | 0 | 0 | 0
2040-05-19 | 19 | 3 | -21696 | -204 | -1054 | 0 | 608 | 1479 | 3794 | 0 | 0 | 819 | 53 | 160 | 0 | 3288 | 7376 | 0 | 524 | 1290 | 209 | 1280 | 0 | 409 | 1200 | 0 | 465 | 0 | 0 | 0 | 0 | 0 | 0 | 0 | 0 | 0
2040-05-19 | 20 | 3 | -21829 | -267 | -981 | 0 | 1327 | 1549 | 3873 | 0 | 0 | 1039 | 53 | 160 | 0 | 3288 | 7377 | 0 | 505 | 352 | 209 | 1274 | 0 | 406 | 1200 | 0 | 465 | 0 | 0 | 0 | 0 | 0 | 0 | 0 | 0 | 0
2040-05-19 | 21 | 3 | -21985 | -288 | -927 | 0 | 1599 | 1549 | 3963 | 0 | 0 | 1085 | 53 | 160 | 0 | 3288 | 7344 | 0 | 603 | 0 | 209 | 1269 | 0 | 413 | 1200 | 0 | 465 | 0 | 0 | 0 | 0 | 0 | 0 | 0 | 0 | 0
2040-05-19 | 22 | 3 | -20651 | -314 | -836 | 0 | 1094 | 1549 | 3176 | 0 | 0 | 916 | 53 | 160 | 0 | 3288 | 7355 | 0 | 645 | 0 | 209 | 1263 | 0 | 428 | 1200 | 0 | 465 | 0 | 0 | 0 | 0 | 0 | 0 | 0 | 0 | 0
2040-05-19 | 23 | 3 | -18964 | -314 | -836 | 0 | 491 | 1543 | 2188 | 0 | 0 | 819 | 53 | 160 | 0 | 3288 | 7355 | 0 | 654 | 0 | 209 | 1257 | 0 | 432 | 1200 | 0 | 465 | 0 | 0 | 0 | 0 | 0 | 0 | 0 | 0 | 0
2040-05-19 | 24 | 3 | -17437 | -314 | -763 | 0 | 876 | 706 | 1284 | 0 | 0 | 722 | 53 | 160 | 0 | 3288 | 7362 | 0 | 589 | 0 | 193 | 1242 | 0 | 375 | 1200 | 0 | 465 | 0 | 0 | 0 | 0 | 0 | 0 | 0 | 0 | 0
2040-05-20 | 1 | 11.16 | -16321 | -314 | -672 | 0 | -99 | -1034 | 528 | 0 | 0 | 700 | 53 | 160 | 2074 | 3288 | 7343 | 0 | 563 | 0 | 187 | 1190 | 0 | 688 | 1200 | 0 | 465 | 0 | 0 | 0 | 0 | 0 | 0 | 0 | 0 | 0
2040-05-20 | 2 | 11.16 | -15669 | -314 | -582 | 0 | 0 | -1728 | 528 | 0 | 0 | 670 | 53 | 160 | 2074 | 3288 | 7345 | 0 | 540 | 0 | 182 | 1167 | 0 | 620 | 1200 | 0 | 465 | 0 | 0 | 0 | 0 | 0 | 0 | 0 | 0 | 0
2040-05-20 | 3 | 11.16 | -15437 | -340 | -527 | 0 | -278 | -1589 | 528 | 0 | 0 | 655 | 53 | 160 | 2074 | 3288 | 7342 | 0 | 514 | 0 | 171 | 1166 | 0 | 554 | 1200 | 0 | 465 | 0 | 0 | 0 | 0 | 0 | 0 | 0 | 0 | 0
2040-05-20 | 4 | 11.16 | -15441 | -314 | -472 | 0 | 0 | -1757 | 528 | 0 | 0 | 655 | 53 | 160 | 2074 | 3288 | 7348 | 0 | 597 | 0 | 163 | 1158 | 0 | 296 | 1200 | 0 | 465 | 0 | 0 | 0 | 0 | 0 | 0 | 0 | 0 | 0
2040-05-20 | 5 | 11.16 | -15932 | -314 | -472 | 0 | 0 | -1633 | 528 | 0 | 0 | 670 | 53 | 160 | 2409 | 3288 | 7356 | 0 | 631 | 0 | 167 | 1151 | 0 | 273 | 1200 | 0 | 465 | 0 | 0 | 0 | 0 | 0 | 0 | 0 | 0 | 0
2040-05-20 | 6 | 11.16 | -17381 | -340 | -491 | 0 | -55 | -893 | 528 | 0 | 0 | 772 | 53 | 160 | 3078 | 3288 | 7366 | 0 | 625 | 35 | 184 | 1152 | 0 | 253 | 1200 | 0 | 465 | 0 | 0 | 0 | 0 | 0 | 0 | 0 | 0 | 0
2040-05-20 | 7 | 15.08 | -19952 | -340 | -545 | 0 | 0 | 404 | 629 | 0 | 0 | 1267 | 53 | 160 | 3258 | 3288 | 7376 | 0 | 672 | 431 | 193 | 1167 | 0 | 276 | 1200 | 0 | 465 | 0 | 0 | 0 | 0 | 0 | 0 | 0 | 0 | 0
2040-05-20 | 8 | 15.08 | -22099 | -314 | -636 | 0 | 0 | 653 | 1664 | 0 | 0 | 1315 | 53 | 160 | 3258 | 3288 | 7382 | 0 | 672 | 1284 | 206 | 1193 | 0 | 257 | 1200 | 0 | 465 | 0 | 0 | 0 | 0 | 0 | 0 | 0 | 0 | 0
2040-05-20 | 9 | 15.08 | -23144 | -314 | -763 | 0 | 0 | 18 | 2166 | 0 | 0 | 1085 | 53 | 160 | 3258 | 3288 | 7340 | 0 | 560 | 2948 | 207 | 1214 | 0 | 260 | 1200 | 0 | 465 | 0 | 0 | 0 | 0 | 0 | 0 | 0 | 0 | 0
2040-05-20 | 10 | 11.16 | -23966 | -267 | -909 | 0 | 0 | -851 | 2563 | 0 | 0 | 819 | 53 | 160 | 2928 | 3288 | 7332 | 0 | 503 | 4957 | 207 | 1242 | 0 | 276 | 1200 | 0 | 465 | 0 | 0 | 0 | 0 | 0 | 0 | 0 | 0 | 0
2040-05-20 | 11 | 11.16 | -24809 | -225 | -818 | 0 | -350 | -1290 | 2970 | 0 | 0 | 670 | 53 | 160 | 2295 | 3288 | 7322 | 0 | 430 | 6914 | 207 | 1251 | 0 | 268 | 1200 | 0 | 465 | 0 | 0 | 0 | 0 | 0 | 0 | 0 | 0 | 0
2040-05-20 | 12 | 11.16 | -25621 | -157 | -909 | 0 | -733 | -1859 | 3361 | 0 | 0 | 654 | 53 | 160 | 1423 | 3288 | 7318 | 0 | 530 | 9074 | 206 | 1253 | 0 | 294 | 1200 | 0 | 465 | 0 | 0 | 0 | 0 | 0 | 0 | 0 | 0 | 0
2040-05-20 | 13 | 11.16 | -26290 | -120 | -981 | 0 | -770 | -1859 | 3683 | 0 | 0 | 654 | 53 | 160 | 515 | 3288 | 7314 | 0 | 571 | 10356 | 206 | 1266 | 0 | 290 | 1200 | 0 | 465 | 0 | 0 | 0 | 0 | 0 | 0 | 0 | 0 | 0
2040-05-20 | 14 | 11.16 | -26874 | -99 | -1018 | 0 | -209 | -1859 | 3963 | 0 | 0 | 654 | 53 | 160 | 370 | 3288 | 7314 | 0 | 580 | 10234 | 206 | 1269 | 0 | 304 | 1200 | 0 | 465 | 0 | 0 | 0 | 0 | 0 | 0 | 0 | 0 | 0
2040-05-20 | 15 | 11.16 | -26835 | -89 | -1054 | 0 | 0 | -128 | 3942 | 0 | 0 | 655 | 53 | 160 | 370 | 3288 | 7310 | 0 | 559 | 8324 | 207 | 1266 | 0 | 307 | 1200 | 0 | 465 | 0 | 0 | 0 | 0 | 0 | 0 | 0 | 0 | 0
2040-05-20 | 16 | 19.46 | -26747 | -89 | -999 | 0 | 0 | 954 | 3900 | 0 | 0 | 714 | 53 | 160 | 370 | 3288 | 7308 | 0 | 504 | 7131 | 206 | 1262 | 0 | 321 | 1200 | 0 | 465 | 0 | 0 | 0 | 0 | 0 | 0 | 0 | 0 | 0
2040-05-20 | 17 | 19.46 | -26549 | -89 | -999 | 58 | 232 | 1743 | 3804 | 0 | 0 | 1063 | 53 | 160 | 1003 | 3288 | 7305 | 0 | 455 | 4989 | 209 | 1265 | 0 | 346 | 1200 | 0 | 465 | 0 | 0 | 0 | 0 | 0 | 0 | 0 | 0 | 0
2040-05-20 | 18 | 19.46 | -26549 | -105 | -1018 | 332 | 186 | 1744 | 3804 | 0 | 0 | 1384 | 53 | 160 | 2719 | 3288 | 7301 | 0 | 505 | 2668 | 209 | 1266 | 0 | 388 | 1200 | 0 | 465 | 0 | 0 | 0 | 0 | 0 | 0 | 0 | 0 | 0
2040-05-20 | 19 | 19.46 | -26139 | -120 | -1054 | 654 | 569 | 1744 | 3609 | 0 | 0 | 1513 | 53 | 160 | 3191 | 3288 | 7314 | 0 | 438 | 1218 | 209 | 1280 | 0 | 409 | 1200 | 0 | 465 | 0 | 0 | 0 | 0 | 0 | 0 | 0 | 0 | 0
2040-05-20 | 20 | 19.46 | -25704 | -131 | -981 | 664 | 854 | 1744 | 3398 | 0 | 0 | 1514 | 53 | 160 | 3362 | 3288 | 7302 | 0 | 632 | 292 | 209 | 1274 | 0 | 406 | 1200 | 0 | 465 | 0 | 0 | 0 | 0 | 0 | 0 | 0 | 0 | 0
2040-05-20 | 21 | 19.46 | -25528 | -167 | -927 | 636 | 648 | 1748 | 3313 | 0 | 0 | 1514 | 53 | 160 | 3453 | 3288 | 7269 | 0 | 985 | 0 | 209 | 1269 | 0 | 413 | 1200 | 0 | 465 | 0 | 0 | 0 | 0 | 0 | 0 | 0 | 0 | 0
2040-05-20 | 22 | 19.46 | -24069 | -204 | -836 | 0 | 75 | 1402 | 2610 | 0 | 0 | 1475 | 53 | 160 | 3869 | 3288 | 7277 | 0 | 1335 | 0 | 209 | 1263 | 0 | 428 | 1200 | 0 | 465 | 0 | 0 | 0 | 0 | 0 | 0 | 0 | 0 | 0
2040-05-20 | 23 | 19.46 | -21588 | -225 | -836 | 0 | 105 | 41 | 1416 | 0 | 0 | 1378 | 53 | 160 | 3869 | 3288 | 7258 | 0 | 1519 | 0 | 209 | 1257 | 0 | 432 | 1200 | 0 | 465 | 0 | 0 | 0 | 0 | 0 | 0 | 0 | 0 | 0
2040-05-20 | 24 | 0 | -19322 | -246 | -763 | 0 | 0 | 0 | 528 | 0 | 0 | 992 | 48 | 160 | 3232 | 3288 | 7240 | 0 | 1502 | 0 | 193 | 1242 | 0 | 375 | 1200 | 0 | 332 | 0 | 0 | 0 | 0 | 0 | 0 | 0 | 0 | 0
2040-05-21 | 1 | 0.11 | -17636 | -288 | -509 | 0 | -73 | -1859 | 840 | 0 | 0 | 700 | 48 | 160 | 2874 | 3288 | 7225 | 0 | 1629 | 0 | 187 | 1190 | 0 | 688 | 1200 | 0 | 334 | 0 | 0 | 0 | 0 | 0 | 0 | 0 | 0 | 0
2040-05-21 | 2 | 0.11 | -16541 | -340 | -454 | 0 | 0 | -1564 | 528 | 0 | 0 | 655 | 53 | 160 | 1995 | 3288 | 7085 | 0 | 1638 | 0 | 182 | 1167 | 0 | 620 | 1200 | 0 | 329 | 0 | 0 | 0 | 0 | 0 | 0 | 0 | 0 | 0
2040-05-21 | 3 | 0.11 | -15894 | -397 | -400 | 0 | 0 | -1040 | 528 | 0 | 0 | 655 | 53 | 160 | 1530 | 3288 | 6401 | 0 | 1697 | 0 | 171 | 1166 | 0 | 554 | 1200 | 0 | 329 | 0 | 0 | 0 | 0 | 0 | 0 | 0 | 0 | 0
2040-05-21 | 4 | 0.11 | -15629 | -497 | -382 | 0 | 0 | -592 | 528 | 0 | 0 | 659 | 53 | 160 | 1385 | 3288 | 6184 | 0 | 1696 | 0 | 163 | 1158 | 0 | 296 | 1200 | 0 | 329 | 0 | 0 | 0 | 0 | 0 | 0 | 0 | 0 | 0
2040-05-21 | 5 | 0.11 | -15894 | -565 | -363 | 0 | -6 | -120 | 528 | 0 | 0 | 700 | 48 | 160 | 1385 | 3288 | 5923 | 0 | 1801 | 0 | 167 | 1151 | 0 | 273 | 1200 | 0 | 324 | 0 | 0 | 0 | 0 | 0 | 0 | 0 | 0 | 0
2040-05-21 | 6 | 0.16 | -17016 | -643 | -382 | 0 | 0 | 1739 | 528 | 0 | 0 | 890 | 53 | 160 | 1166 | 3288 | 5271 | 0 | 1648 | 78 | 184 | 1152 | 0 | 253 | 1200 | 0 | 431 | 0 | 0 | 0 | 0 | 0 | 0 | 0 | 0 | 0
2040-05-21 | 7 | 6.61 | -19429 | -643 | -491 | 0 | 68 | 1859 | 1839 | 0 | 0 | 1085 | 53 | 160 | 1444 | 3288 | 4810 | 0 | 1834 | 831 | 193 | 1167 | 0 | 276 | 1200 | 0 | 456 | 0 | 0 | 0 | 0 | 0 | 0 | 0 | 0 | 0
2040-05-21 | 8 | 0.16 | -21180 | -643 | -600 | 0 | 0 | 231 | 2811 | 0 | 0 | 819 | 53 | 160 | 1962 | 3288 | 5273 | 0 | 1910 | 2654 | 206 | 1193 | 0 | 257 | 1200 | 0 | 406 | 0 | 0 | 0 | 0 | 0 | 0 | 0 | 0 | 0
2040-05-21 | 9 | -30 | -21827 | -607 | -727 | 0 | 0 | -1168 | 3170 | 0 | 0 | 63 | 48 | 160 | 1586 | 3288 | 5556 | 0 | 1933 | 5363 | 207 | 1214 | 0 | 260 | 1200 | 0 | 280 | 0 | 0 | 0 | 0 | 0 | 0 | 0 | 0 | 0
2040-05-21 | 10 | -35 | -22265 | -528 | -854 | -156 | -443 | -1859 | 3413 | 0 | 0 | 0 | 48 | 160 | 1036 | 3288 | 6019 | 0 | 470 | 8466 | 207 | 1242 | 0 | 276 | 1200 | 0 | 280 | 0 | 1539 | 0 | 0 | 0 | 0 | 0 | 0 | 0
2040-05-21 | 11 | -35 | -22797 | -497 | -818 | -897 | -1314 | -1853 | 3709 | 0 | 0 | 0 | 48 | 160 | 926 | 3288 | 6250 | 0 | 0 | 10588 | 207 | 1251 | 0 | 268 | 1200 | 0 | 280 | 0 | 2029 | 0 | 0 | 0 | 0 | 0 | 0 | 0
2040-05-21 | 12 | -40 | -23111 | -429 | -709 | -908 | -2000 | -1859 | 3884 | 0 | 0 | 0 | 48 | 160 | 926 | 3288 | 5571 | 0 | 0 | 11906 | 206 | 1253 | 0 | 294 | 1200 | 0 | 280 | 715 | 2092 | 0 | 0 | 0 | 0 | 0 | 0 | 0
2040-05-21 | 13 | -40 | -23195 | -366 | -927 | -908 | -2000 | -1859 | 3931 | 0 | 0 | 0 | 48 | 160 | 758 | 3288 | 5462 | 0 | 0 | 12367 | 206 | 1266 | 0 | 290 | 1200 | 0 | 280 | 641 | 2139 | 0 | 0 | 0 | 0 | 0 | 0 | 0
2040-05-21 | 14 | -35 | -23249 | -314 | -909 | -787 | -2000 | -1859 | 3963 | 0 | 0 | 0 | 48 | 160 | 590 | 3288 | 5464 | 0 | 0 | 12345 | 206 | 1269 | 0 | 304 | 1200 | 0 | 280 | 0 | 2170 | 0 | 0 | 0 | 0 | 0 | 0 | 0
2040-05-21 | 15 | -35 | -23081 | -288 | -818 | -418 | -1376 | -1859 | 3868 | 0 | 0 | 0 | 48 | 160 | 590 | 3288 | 5380 | 0 | 0 | 11245 | 207 | 1266 | 0 | 307 | 1200 | 0 | 280 | 0 | 2188 | 0 | 0 | 0 | 0 | 0 | 0 | 0
2040-05-21 | 16 | -35 | -22797 | -267 | -1072 | 0 | -19 | -1244 | 3709 | 0 | 0 | 0 | 48 | 160 | 0 | 3288 | 5246 | 0 | 462 | 9216 | 206 | 1262 | 0 | 321 | 1200 | 0 | 280 | 0 | 1700 | 0 | 0 | 0 | 0 | 0 | 0 | 0
2040-05-21 | 17 | -3 | -22745 | -267 | -1381 | 0 | 0 | -852 | 3683 | 0 | 0 | 285 | 48 | 160 | 0 | 3288 | 5238 | 0 | 2196 | 7038 | 209 | 1265 | 0 | 346 | 1200 | 0 | 289 | 0 | 0 | 0 | 0 | 0 | 0 | 0 | 0 | 0
2040-05-21 | 18 | 3 | -22732 | -288 | -1654 | 0 | 207 | 892 | 3672 | 0 | 0 | 700 | 53 | 160 | 0 | 3288 | 5924 | 0 | 2207 | 4084 | 209 | 1266 | 0 | 388 | 1200 | 0 | 422 | 0 | 0 | 0 | 0 | 0 | 0 | 0 | 0 | 0
2040-05-21 | 19 | 3 | -22573 | -314 | -1581 | 0 | 959 | 1744 | 3588 | 0 | 0 | 933 | 53 | 160 | 0 | 3288 | 6263 | 0 | 2185 | 1733 | 209 | 1280 | 0 | 409 | 1200 | 0 | 465 | 0 | 0 | 0 | 0 | 0 | 0 | 0 | 0 | 0
2040-05-21 | 20 | 3 | -22293 | -340 | -1109 | 0 | 1296 | 1661 | 3429 | 0 | 0 | 1039 | 53 | 160 | 0 | 3288 | 6679 | 0 | 2110 | 473 | 209 | 1274 | 0 | 406 | 1200 | 0 | 465 | 0 | 0 | 0 | 0 | 0 | 0 | 0 | 0 | 0
2040-05-21 | 21 | 3 | -22391 | -397 | -1018 | 0 | 1617 | 1701 | 3487 | 0 | 0 | 1167 | 53 | 160 | 0 | 3288 | 6713 | 0 | 2062 | 2 | 209 | 1269 | 0 | 413 | 1200 | 0 | 465 | 0 | 0 | 0 | 0 | 0 | 0 | 0 | 0 | 0
2040-05-21 | 22 | 3 | -21263 | -460 | -854 | 0 | 1332 | 1744 | 2859 | 0 | 0 | 1085 | 53 | 160 | 0 | 3288 | 6407 | 0 | 2086 | 0 | 209 | 1263 | 0 | 428 | 1200 | 0 | 465 | 0 | 0 | 0 | 0 | 0 | 0 | 0 | 0 | 0
2040-05-21 | 23 | 3 | -19128 | -497 | -709 | 0 | 317 | 1504 | 1670 | 0 | 0 | 783 | 53 | 160 | 0 | 3288 | 6924 | 0 | 2072 | 0 | 209 | 1257 | 0 | 432 | 1200 | 0 | 465 | 0 | 0 | 0 | 0 | 0 | 0 | 0 | 0 | 0
2040-05-21 | 24 | 3 | -17193 | -565 | -582 | 0 | 0 | 1198 | 592 | 0 | 0 | 700 | 53 | 160 | 0 | 3288 | 6819 | 0 | 2055 | 0 | 193 | 1242 | 0 | 375 | 1200 | 0 | 465 | 0 | 0 | 0 | 0 | 0 | 0 | 0 | 0 | 0
2040-05-22 | 1 | 0 | -15943 | -643 | -509 | 86 | 0 | -76 | 528 | 0 | 0 | 616 | 48 | 160 | 0 | 3288 | 6828 | 0 | 2020 | 0 | 187 | 1190 | 0 | 688 | 1200 | 0 | 332 | 0 | 0 | 0 | 0 | 0 | 0 | 0 | 0 | 0
2040-05-22 | 2 | 0 | -15253 | -643 | -454 | 81 | 0 | -876 | 528 | 0 | 0 | 578 | 48 | 160 | 0 | 3288 | 7083 | 0 | 2003 | 0 | 182 | 1167 | 0 | 620 | 1200 | 0 | 289 | 0 | 0 | 0 | 0 | 0 | 0 | 0 | 0 | 0
2040-05-22 | 3 | 0 | -14912 | -727 | -400 | 71 | 0 | -852 | 528 | 0 | 0 | 288 | 48 | 160 | 0 | 3288 | 7151 | 0 | 1986 | 0 | 171 | 1166 | 0 | 554 | 1200 | 0 | 280 | 0 | 0 | 0 | 0 | 0 | 0 | 0 | 0 | 0
2040-05-22 | 4 | 0 | -14883 | -774 | -382 | 6 | 0 | -440 | 528 | 0 | 0 | 285 | 48 | 160 | 0 | 3288 | 7124 | 0 | 1942 | 0 | 163 | 1158 | 0 | 296 | 1200 | 0 | 280 | 0 | 0 | 0 | 0 | 0 | 0 | 0 | 0 | 0
2040-05-22 | 5 | 0 | -15312 | -774 | -363 | 264 | 20 | -200 | 528 | 0 | 0 | 341 | 48 | 160 | 0 | 3288 | 7014 | 0 | 1915 | 0 | 167 | 1151 | 0 | 273 | 1200 | 0 | 280 | 0 | 0 | 0 | 0 | 0 | 0 | 0 | 0 | 0
2040-05-22 | 6 | 0 | -16602 | -821 | -382 | 382 | 638 | 0 | 528 | 0 | 0 | 670 | 48 | 160 | 0 | 3288 | 7093 | 0 | 1830 | 99 | 184 | 1152 | 0 | 253 | 1200 | 0 | 280 | 0 | 0 | 0 | 0 | 0 | 0 | 0 | 0 | 0
2040-05-22 | 7 | 0 | -19094 | -821 | -491 | 595 | 1114 | 0 | 1723 | 0 | 0 | 714 | 48 | 160 | 0 | 3288 | 6976 | 0 | 1735 | 936 | 193 | 1167 | 0 | 276 | 1200 | 0 | 280 | 0 | 0 | 0 | 0 | 0 | 0 | 0 | 0 | 0
2040-05-22 | 8 | 0 | -20745 | -727 | -600 | 600 | 248 | 0 | 2653 | 0 | 0 | 670 | 48 | 160 | 0 | 3288 | 6750 | 0 | 1674 | 2845 | 206 | 1193 | 0 | 257 | 1200 | 0 | 280 | 0 | 0 | 0 | 0 | 0 | 0 | 0 | 0 | 0
2040-05-22 | 9 | 0 | -21305 | -607 | -727 | 23 | 105 | -1135 | 2964 | 0 | 0 | 285 | 48 | 160 | 0 | 3288 | 6082 | 0 | 1671 | 5986 | 207 | 1214 | 0 | 260 | 1200 | 0 | 280 | 0 | 0 | 0 | 0 | 0 | 0 | 0 | 0 | 0
2040-05-22 | 10 | -8.37 | -21806 | -497 | -854 | -44 | -1074 | -1859 | 3244 | 0 | 0 | 285 | 48 | 160 | 0 | 3288 | 4844 | 0 | 1636 | 9423 | 207 | 1242 | 0 | 276 | 1200 | 0 | 280 | 0 | 0 | 0 | 0 | 0 | 0 | 0 | 0 | 0
2040-05-22 | 11 | -8.37 | -22301 | -429 | -818 | -379 | -2000 | -1859 | 3524 | 0 | 0 | 285 | 48 | 160 | 0 | 3288 | 3623 | 0 | 1667 | 11984 | 207 | 1251 | 0 | 268 | 1200 | 0 | 280 | 0 | 0 | 0 | 0 | 0 | 0 | 0 | 0 | 0
2040-05-22 | 12 | -8.37 | -22780 | -366 | -709 | -889 | -2000 | -1853 | 3789 | 0 | 0 | 285 | 48 | 160 | 0 | 3288 | 2966 | 0 | 1512 | 13316 | 206 | 1253 | 0 | 294 | 1200 | 0 | 280 | 0 | 0 | 0 | 0 | 0 | 0 | 0 | 0 | 0
2040-05-22 | 13 | -30 | -22950 | -288 | -927 | -908 | -2000 | -1859 | 3884 | 0 | 0 | 145 | 48 | 160 | 0 | 3288 | 2846 | 0 | 1437 | 13883 | 206 | 1266 | 0 | 290 | 1200 | 0 | 280 | 0 | 0 | 0 | 0 | 0 | 0 | 0 | 0 | 0
2040-05-22 | 14 | -8.37 | -23088 | -246 | -909 | -164 | -1827 | -1859 | 3963 | 0 | 0 | 285 | 48 | 160 | 0 | 3288 | 2552 | 0 | 1333 | 13196 | 206 | 1269 | 0 | 304 | 1200 | 0 | 289 | 0 | 0 | 0 | 0 | 0 | 0 | 0 | 0 | 0
2040-05-22 | 15 | -8.37 | -22838 | -246 | -818 | -67 | -231 | -1859 | 3826 | 0 | 0 | 285 | 48 | 160 | 0 | 3288 | 2165 | 0 | 1235 | 11741 | 207 | 1266 | 0 | 307 | 1200 | 0 | 332 | 0 | 0 | 0 | 0 | 0 | 0 | 0 | 0 | 0
2040-05-22 | 16 | 21.38 | -22608 | -225 | -1072 | 0 | 0 | 0 | 3694 | 0 | 0 | 670 | 53 | 175 | 574 | 3288 | 1388 | 0 | 1125 | 9484 | 206 | 1262 | 0 | 321 | 1200 | 0 | 465 | 0 | 0 | 0 | 0 | 0 | 0 | 0 | 0 | 0
2040-05-22 | 17 | 31.75 | -22587 | -225 | -1381 | 0 | 0 | 0 | 3683 | 0 | 0 | 1153 | 53 | 335 | 3184 | 3288 | 952 | 0 | 800 | 7261 | 209 | 1265 | 0 | 346 | 1200 | 0 | 465 | 0 | 0 | 0 | 0 | 0 | 0 | 0 | 0 | 0
2040-05-22 | 18 | 37 | -22621 | -225 | -1654 | 0 | 0 | 992 | 3699 | 0 | 0 | 1514 | 53 | 341 | 5744 | 3288 | 667 | 0 | 504 | 4170 | 209 | 1266 | 0 | 388 | 1200 | 0 | 465 | 0 | 0 | 0 | 0 | 0 | 0 | 0 | 0 | 0
2040-05-22 | 19 | 37.74 | -22445 | -246 | -1581 | 344 | 1125 | 1744 | 3604 | 0 | 0 | 1534 | 53 | 341 | 6123 | 3288 | 517 | 0 | 293 | 1745 | 209 | 1280 | 0 | 409 | 1200 | 0 | 465 | 0 | 0 | 0 | 0 | 0 | 0 | 0 | 0 | 0
2040-05-22 | 20 | 37.74 | -22222 | -288 | -1109 | 835 | 1667 | 1744 | 3477 | 0 | 0 | 1534 | 53 | 341 | 6123 | 3288 | 362 | 0 | 189 | 453 | 209 | 1274 | 0 | 406 | 1200 | 0 | 465 | 0 | 0 | 0 | 0 | 0 | 0 | 0 | 0 | 0
2040-05-22 | 21 | 37.74 | -22358 | -366 | -1018 | 908 | 1825 | 1840 | 3556 | 0 | 0 | 1534 | 53 | 341 | 6307 | 3288 | 301 | 0 | 231 | 2 | 209 | 1269 | 0 | 413 | 1200 | 0 | 465 | 0 | 0 | 0 | 0 | 0 | 0 | 0 | 0 | 0
2040-05-22 | 22 | 37.74 | -21187 | -497 | -854 | 805 | 1667 | 1744 | 2896 | 0 | 0 | 1534 | 53 | 341 | 6234 | 3288 | 265 | 0 | 147 | 0 | 209 | 1263 | 0 | 428 | 1200 | 0 | 465 | 0 | 0 | 0 | 0 | 0 | 0 | 0 | 0 | 0
2040-05-22 | 23 | 37.74 | -19104 | -528 | -709 | 429 | 925 | 1738 | 1728 | 0 | 0 | 1534 | 53 | 341 | 6234 | 3288 | 344 | 0 | 164 | 0 | 209 | 1257 | 0 | 432 | 1200 | 0 | 465 | 0 | 0 | 0 | 0 | 0 | 0 | 0 | 0 | 0
2040-05-22 | 24 | 37.74 | -17208 | -607 | -582 | 183 | 662 | 1319 | 666 | 0 | 0 | 1534 | 53 | 341 | 6234 | 3288 | 506 | 0 | 136 | 0 | 193 | 1242 | 0 | 375 | 1200 | 0 | 465 | 0 | 0 | 0 | 0 | 0 | 0 | 0 | 0 | 0
2040-05-23 | 1 | 38.75 | -15956 | -685 | -509 | 0 | 0 | 0 | 528 | 0 | 0 | 1534 | 53 | 341 | 6953 | 3288 | 550 | 0 | 173 | 0 | 187 | 1190 | 0 | 688 | 1200 | 0 | 465 | 0 | 0 | 0 | 0 | 0 | 0 | 0 | 0 | 0
2040-05-23 | 2 | 37.74 | -15237 | -727 | -454 | 0 | 0 | 0 | 528 | 0 | 0 | 1514 | 53 | 341 | 6340 | 3288 | 567 | 0 | 154 | 0 | 182 | 1167 | 0 | 620 | 1200 | 0 | 465 | 0 | 0 | 0 | 0 | 0 | 0 | 0 | 0 | 0
2040-05-23 | 3 | 36.08 | -14893 | -727 | -400 | 0 | 0 | 0 | 528 | 0 | 0 | 1513 | 53 | 341 | 5990 | 3288 | 572 | 0 | 179 | 0 | 171 | 1166 | 0 | 554 | 1200 | 0 | 465 | 0 | 0 | 0 | 0 | 0 | 0 | 0 | 0 | 0
2040-05-23 | 4 | 37.1 | -14847 | -727 | -382 | 0 | 0 | 0 | 528 | 0 | 0 | 1513 | 53 | 341 | 6231 | 3288 | 497 | 0 | 223 | 0 | 163 | 1158 | 0 | 296 | 1200 | 0 | 465 | 0 | 0 | 0 | 0 | 0 | 0 | 0 | 0 | 0
2040-05-23 | 5 | 38.17 | -15309 | -727 | -363 | 0 | 0 | 0 | 528 | 0 | 0 | 1514 | 53 | 341 | 6725 | 3288 | 451 | 0 | 244 | 0 | 167 | 1151 | 0 | 273 | 1200 | 0 | 465 | 0 | 0 | 0 | 0 | 0 | 0 | 0 | 0 | 0
2040-05-23 | 6 | 39.73 | -16657 | -685 | -382 | 0 | 0 | 0 | 528 | 0 | 0 | 1534 | 53 | 341 | 7854 | 3288 | 502 | 0 | 309 | 61 | 184 | 1152 | 0 | 253 | 1200 | 0 | 465 | 0 | 0 | 0 | 0 | 0 | 0 | 0 | 0 | 0
2040-05-23 | 7 | 40.95 | -19131 | -685 | -491 | 0 | 0 | 0 | 1781 | 0 | 0 | 1534 | 53 | 341 | 8599 | 3288 | 621 | 0 | 253 | 536 | 193 | 1167 | 0 | 276 | 1200 | 0 | 465 | 0 | 0 | 0 | 0 | 0 | 0 | 0 | 0 | 0
2040-05-23 | 8 | 40.24 | -20977 | -643 | -600 | 0 | 0 | 0 | 2816 | 0 | 0 | 1534 | 53 | 341 | 7987 | 3288 | 997 | 0 | 198 | 1685 | 206 | 1193 | 0 | 257 | 1200 | 0 | 465 | 0 | 0 | 0 | 0 | 0 | 0 | 0 | 0 | 0
2040-05-23 | 9 | 36.36 | -21708 | -565 | -727 | 0 | 0 | 0 | 3229 | 0 | 0 | 1513 | 53 | 341 | 5891 | 3288 | 1522 | 0 | 242 | 3575 | 207 | 1214 | 0 | 260 | 1200 | 0 | 465 | 0 | 0 | 0 | 0 | 0 | 0 | 0 | 0 | 0
2040-05-23 | 10 | 29.01 | -22218 | -497 | -854 | 0 | -147 | -116 | 3514 | 0 | 0 | 1378 | 53 | 341 | 4221 | 3288 | 1878 | 0 | 285 | 5485 | 207 | 1242 | 0 | 276 | 1200 | 0 | 465 | 0 | 0 | 0 | 0 | 0 | 0 | 0 | 0 | 0
2040-05-23 | 11 | 29.01 | -22599 | -429 | -818 | 0 | 0 | -684 | 3731 | 0 | 0 | 890 | 53 | 341 | 3210 | 3288 | 2738 | 0 | 411 | 6479 | 207 | 1251 | 0 | 268 | 1200 | 0 | 465 | 0 | 0 | 0 | 0 | 0 | 0 | 0 | 0 | 0
2040-05-23 | 12 | 29.01 | -22881 | -366 | -709 | 0 | 0 | -930 | 3889 | 0 | 0 | 700 | 53 | 341 | 1581 | 3288 | 2935 | 0 | 559 | 8122 | 206 | 1253 | 0 | 294 | 1200 | 0 | 465 | 0 | 0 | 0 | 0 | 0 | 0 | 0 | 0 | 0
2040-05-23 | 13 | 29.01 | -22910 | -314 | -927 | 0 | 0 | -813 | 3905 | 0 | 0 | 654 | 53 | 341 | 28 | 3288 | 3787 | 0 | 640 | 8841 | 206 | 1266 | 0 | 290 | 1200 | 0 | 465 | 0 | 0 | 0 | 0 | 0 | 0 | 0 | 0 | 0
2040-05-23 | 14 | 29.01 | -23015 | -288 | -909 | 0 | -244 | -1859 | 3963 | 0 | 0 | 654 | 53 | 341 | 0 | 3288 | 5112 | 0 | 690 | 8770 | 206 | 1269 | 0 | 304 | 1200 | 0 | 465 | 0 | 0 | 0 | 0 | 0 | 0 | 0 | 0 | 0
2040-05-23 | 15 | 29.01 | -22961 | -246 | -818 | 0 | 0 | -944 | 3931 | 0 | 0 | 654 | 53 | 341 | 0 | 3288 | 6500 | 0 | 689 | 6069 | 207 | 1266 | 0 | 307 | 1200 | 0 | 465 | 0 | 0 | 0 | 0 | 0 | 0 | 0 | 0 | 0
2040-05-23 | 16 | 39.21 | -22766 | -246 | -1072 | 0 | 0 | 870 | 3826 | 0 | 0 | 700 | 53 | 341 | 182 | 3288 | 7032 | 0 | 853 | 3486 | 206 | 1262 | 0 | 321 | 1200 | 0 | 465 | 0 | 0 | 0 | 0 | 0 | 0 | 0 | 0 | 0
2040-05-23 | 17 | 40.23 | -22751 | -288 | -1381 | 0 | 202 | 1749 | 3815 | 0 | 0 | 880 | 53 | 341 | 381 | 3288 | 7219 | 0 | 938 | 2070 | 209 | 1265 | 0 | 346 | 1200 | 0 | 465 | 0 | 0 | 0 | 0 | 0 | 0 | 0 | 0 | 0
2040-05-23 | 18 | 39.21 | -22751 | -340 | -1654 | 0 | 29 | 1311 | 3815 | 0 | 0 | 1120 | 53 | 341 | 1694 | 3288 | 7223 | 0 | 1027 | 1316 | 209 | 1266 | 0 | 388 | 1200 | 0 | 465 | 0 | 0 | 0 | 0 | 0 | 0 | 0 | 0 | 0
2040-05-23 | 19 | 39.21 | -22529 | -366 | -1581 | 0 | 105 | 27 | 3688 | 0 | 0 | 1159 | 53 | 341 | 2975 | 3288 | 7231 | 0 | 1025 | 1021 | 209 | 1280 | 0 | 409 | 1200 | 0 | 465 | 0 | 0 | 0 | 0 | 0 | 0 | 0 | 0 | 0
2040-05-23 | 20 | 36.08 | -22365 | -397 | -1109 | 0 | 0 | 0 | 3598 | 0 | 0 | 1153 | 53 | 341 | 3104 | 3288 | 7240 | 0 | 1264 | 276 | 209 | 1274 | 0 | 406 | 1200 | 0 | 465 | 0 | 0 | 0 | 0 | 0 | 0 | 0 | 0 | 0
2040-05-23 | 21 | 37.1 | -22390 | -429 | -1018 | 0 | 0 | 0 | 3614 | 0 | 0 | 1267 | 53 | 335 | 3280 | 3288 | 7224 | 0 | 1219 | 2 | 209 | 1269 | 0 | 413 | 1200 | 0 | 465 | 0 | 0 | 0 | 0 | 0 | 0 | 0 | 0 | 0
2040-05-23 | 22 | 24.21 | -21275 | -460 | -854 | 0 | 0 | 0 | 2985 | 0 | 0 | 1085 | 53 | 265 | 3032 | 3288 | 7224 | 0 | 1093 | 0 | 209 | 1263 | 0 | 428 | 1200 | 0 | 465 | 0 | 0 | 0 | 0 | 0 | 0 | 0 | 0 | 0
2040-05-23 | 23 | 0 | -19309 | -460 | -709 | 0 | 0 | 0 | 1881 | 0 | 0 | 854 | 48 | 160 | 2614 | 3288 | 7225 | 0 | 979 | 0 | 209 | 1257 | 0 | 432 | 1200 | 0 | 332 | 0 | 0 | 0 | 0 | 0 | 0 | 0 | 0 | 0
2040-05-23 | 24 | 0 | -17525 | -429 | -582 | 0 | 0 | -547 | 877 | 0 | 0 | 312 | 48 | 160 | 2782 | 3288 | 7234 | 0 | 1083 | 0 | 193 | 1242 | 0 | 375 | 1200 | 0 | 289 | 0 | 0 | 0 | 0 | 0 | 0 | 0 | 0 | 0
2040-05-24 | 1 | 0.12 | -16328 | -397 | -509 | 0 | -394 | -1528 | 528 | 0 | 0 | 700 | 53 | 160 | 2564 | 3288 | 7234 | 0 | 1018 | 0 | 187 | 1190 | 0 | 688 | 1200 | 0 | 346 | 0 | 0 | 0 | 0 | 0 | 0 | 0 | 0 | 0
2040-05-24 | 2 | 0.12 | -15619 | -429 | -454 | 0 | -271 | -1859 | 528 | 0 | 0 | 655 | 53 | 160 | 2274 | 3288 | 7242 | 0 | 905 | 0 | 182 | 1167 | 0 | 620 | 1200 | 0 | 358 | 0 | 0 | 0 | 0 | 0 | 0 | 0 | 0 | 0
2040-05-24 | 3 | 0.12 | -15265 | -429 | -400 | 0 | 0 | -1720 | 528 | 0 | 0 | 655 | 53 | 160 | 1446 | 3288 | 7244 | 0 | 992 | 0 | 171 | 1166 | 0 | 554 | 1200 | 0 | 358 | 0 | 0 | 0 | 0 | 0 | 0 | 0 | 0 | 0
2040-05-24 | 4 | 0.12 | -15192 | -460 | -382 | 0 | 0 | -1256 | 528 | 0 | 0 | 654 | 53 | 160 | 1121 | 3288 | 7230 | 0 | 1077 | 0 | 163 | 1158 | 0 | 296 | 1200 | 0 | 363 | 0 | 0 | 0 | 0 | 0 | 0 | 0 | 0 | 0
2040-05-24 | 5 | 0.12 | -15560 | -460 | -363 | 0 | 0 | -863 | 528 | 0 | 0 | 655 | 53 | 160 | 1121 | 3288 | 7239 | 0 | 1027 | 0 | 167 | 1151 | 0 | 273 | 1200 | 0 | 387 | 0 | 0 | 0 | 0 | 0 | 0 | 0 | 0 | 0
2040-05-24 | 6 | 0.17 | -16709 | -460 | -382 | 0 | 0 | 646 | 528 | 0 | 0 | 700 | 53 | 160 | 573 | 3288 | 7236 | 0 | 1032 | 84 | 184 | 1152 | 0 | 253 | 1200 | 0 | 461 | 0 | 0 | 0 | 0 | 0 | 0 | 0 | 0 | 0
2040-05-24 | 7 | 0.17 | -19148 | -460 | -491 | 0 | 0 | 1291 | 1622 | 0 | 0 | 725 | 53 | 160 | 573 | 3288 | 7243 | 0 | 1085 | 759 | 193 | 1167 | 0 | 276 | 1200 | 0 | 465 | 0 | 0 | 0 | 0 | 0 | 0 | 0 | 0 | 0
2040-05-24 | 8 | 0.17 | -21046 | -429 | -600 | 0 | 0 | 712 | 2674 | 0 | 0 | 700 | 53 | 160 | 440 | 3288 | 7226 | 0 | 1168 | 2340 | 206 | 1193 | 0 | 257 | 1200 | 0 | 458 | 0 | 0 | 0 | 0 | 0 | 0 | 0 | 0 | 0
2040-05-24 | 9 | 0.12 | -22085 | -366 | -727 | 0 | 0 | -252 | 3244 | 0 | 0 | 655 | 53 | 160 | 220 | 3288 | 7209 | 0 | 1293 | 4043 | 207 | 1214 | 0 | 260 | 1200 | 0 | 383 | 0 | 0 | 0 | 0 | 0 | 0 | 0 | 0 | 0
2040-05-24 | 10 | 0.12 | -22752 | -340 | -854 | 0 | -155 | -725 | 3614 | 0 | 0 | 654 | 53 | 160 | 0 | 3288 | 7155 | 0 | 1145 | 5473 | 207 | 1242 | 0 | 276 | 1200 | 0 | 360 | 0 | 0 | 0 | 0 | 0 | 0 | 0 | 0 | 0
2040-05-24 | 11 | 0.12 | -23227 | -340 | -818 | 0 | -750 | -1782 | 3878 | 0 | 0 | 654 | 53 | 160 | 0 | 3288 | 7159 | 0 | 1156 | 7297 | 207 | 1251 | 0 | 268 | 1200 | 0 | 346 | 0 | 0 | 0 | 0 | 0 | 0 | 0 | 0 | 0
2040-05-24 | 12 | 0 | -23379 | -288 | -709 | 0 | -2000 | -1859 | 3963 | 0 | 0 | 634 | 48 | 160 | 0 | 3288 | 7077 | 0 | 1099 | 8732 | 206 | 1253 | 0 | 294 | 1200 | 0 | 280 | 0 | 0 | 0 | 0 | 0 | 0 | 0 | 0 | 0
2040-05-24 | 13 | 0 | -23306 | -267 | -927 | 0 | -2000 | -1859 | 3921 | 0 | 0 | 393 | 48 | 160 | 0 | 3288 | 6973 | 0 | 996 | 9338 | 206 | 1266 | 0 | 290 | 1200 | 0 | 280 | 0 | 0 | 0 | 0 | 0 | 0 | 0 | 0 | 0
2040-05-24 | 14 | 0.12 | -23211 | -225 | -909 | 0 | -1429 | -1859 | 3868 | 0 | 0 | 654 | 53 | 160 | 0 | 3288 | 7067 | 0 | 908 | 8311 | 206 | 1269 | 0 | 304 | 1200 | 0 | 346 | 0 | 0 | 0 | 0 | 0 | 0 | 0 | 0 | 0
2040-05-24 | 15 | 0.12 | -22863 | -204 | -818 | 0 | -180 | -1859 | 3678 | 0 | 0 | 654 | 53 | 160 | 0 | 3288 | 7085 | 0 | 701 | 6960 | 207 | 1266 | 0 | 307 | 1200 | 0 | 367 | 0 | 0 | 0 | 0 | 0 | 0 | 0 | 0 | 0
2040-05-24 | 16 | 0.12 | -22511 | -225 | -1072 | 0 | 0 | -639 | 3482 | 0 | 0 | 654 | 53 | 160 | 0 | 3288 | 7218 | 0 | 606 | 5607 | 206 | 1262 | 0 | 321 | 1200 | 0 | 390 | 0 | 0 | 0 | 0 | 0 | 0 | 0 | 0 | 0
2040-05-24 | 17 | 6.63 | -22267 | -246 | -1381 | 0 | 0 | 569 | 3350 | 0 | 0 | 700 | 53 | 160 | 533 | 3288 | 7230 | 0 | 531 | 3995 | 209 | 1265 | 0 | 346 | 1200 | 0 | 465 | 0 | 0 | 0 | 0 | 0 | 0 | 0 | 0 | 0
2040-05-24 | 18 | 6.63 | -22162 | -267 | -1654 | 0 | 513 | 1637 | 3287 | 0 | 0 | 916 | 53 | 160 | 533 | 3288 | 7183 | 0 | 453 | 2532 | 209 | 1266 | 0 | 388 | 1200 | 0 | 465 | 0 | 0 | 0 | 0 | 0 | 0 | 0 | 0 | 0
2040-05-24 | 19 | 6.63 | -21756 | -314 | -1581 | 0 | 1249 | 1467 | 3065 | 0 | 0 | 1124 | 53 | 160 | 533 | 3288 | 7222 | 0 | 609 | 1318 | 209 | 1280 | 0 | 409 | 1200 | 0 | 465 | 0 | 0 | 0 | 0 | 0 | 0 | 0 | 0 | 0
2040-05-24 | 20 | 6.63 | -21396 | -366 | -1109 | 0 | 1390 | 1600 | 2864 | 0 | 0 | 1267 | 53 | 160 | 533 | 3288 | 7195 | 0 | 579 | 389 | 209 | 1274 | 0 | 406 | 1200 | 0 | 465 | 0 | 0 | 0 | 0 | 0 | 0 | 0 | 0 | 0
2040-05-24 | 21 | 6.63 | -21356 | -397 | -1018 | 0 | 1264 | 1581 | 2843 | 0 | 0 | 1267 | 53 | 160 | 533 | 3288 | 7115 | 0 | 1108 | 5 | 209 | 1269 | 0 | 413 | 1200 | 0 | 465 | 0 | 0 | 0 | 0 | 0 | 0 | 0 | 0 | 0
2040-05-24 | 22 | 6.63 | -20463 | -429 | -854 | 0 | 774 | 1621 | 2351 | 0 | 0 | 1039 | 53 | 160 | 533 | 3288 | 7002 | 0 | 1359 | 0 | 209 | 1263 | 0 | 428 | 1200 | 0 | 465 | 0 | 0 | 0 | 0 | 0 | 0 | 0 | 0 | 0
2040-05-24 | 23 | 6.63 | -18809 | -528 | -709 | 0 | 651 | 1361 | 1432 | 0 | 0 | 890 | 53 | 160 | 533 | 3288 | 6680 | 0 | 1435 | 0 | 209 | 1257 | 0 | 432 | 1200 | 0 | 465 | 0 | 0 | 0 | 0 | 0 | 0 | 0 | 0 | 0
2040-05-24 | 24 | 6.63 | -17112 | -565 | -582 | 0 | 334 | 1283 | 528 | 0 | 0 | 1027 | 53 | 160 | 1249 | 3288 | 5452 | 0 | 1409 | 0 | 193 | 1242 | 0 | 375 | 1200 | 0 | 465 | 0 | 0 | 0 | 0 | 0 | 0 | 0 | 0 | 0
2040-05-25 | 1 | 21.38 | -15877 | -607 | -509 | 0 | -433 | -576 | 1052 | 0 | 0 | 853 | 53 | 160 | 3237 | 3288 | 4251 | 0 | 1379 | 0 | 187 | 1190 | 0 | 688 | 1200 | 0 | 465 | 0 | 0 | 0 | 0 | 0 | 0 | 0 | 0 | 0
2040-05-25 | 2 | 23.19 | -15103 | -685 | -454 | 0 | 0 | -393 | 560 | 0 | 0 | 1085 | 53 | 177 | 3419 | 3288 | 3111 | 0 | 1310 | 0 | 182 | 1167 | 0 | 620 | 1200 | 0 | 465 | 0 | 0 | 0 | 0 | 0 | 0 | 0 | 0 | 0
2040-05-25 | 3 | 23.29 | -14616 | -821 | -400 | 0 | 0 | 0 | 528 | 0 | 0 | 1315 | 53 | 192 | 3811 | 3288 | 1817 | 0 | 1277 | 0 | 171 | 1166 | 0 | 554 | 1200 | 0 | 465 | 0 | 0 | 0 | 0 | 0 | 0 | 0 | 0 | 0
2040-05-25 | 4 | 29.6 | -14448 | -868 | -382 | 0 | 0 | 0 | 528 | 0 | 0 | 1378 | 53 | 341 | 4495 | 3288 | 1250 | 0 | 1083 | 0 | 163 | 1158 | 0 | 296 | 1200 | 0 | 465 | 0 | 0 | 0 | 0 | 0 | 0 | 0 | 0 | 0
2040-05-25 | 5 | 31.35 | -14542 | -868 | -363 | 0 | 60 | 302 | 528 | 0 | 0 | 1382 | 53 | 341 | 4630 | 3288 | 944 | 0 | 990 | 0 | 167 | 1151 | 0 | 273 | 1200 | 0 | 465 | 0 | 0 | 0 | 0 | 0 | 0 | 0 | 0 | 0
2040-05-25 | 6 | 31.35 | -14809 | -868 | -382 | 0 | 163 | 282 | 528 | 0 | 0 | 1397 | 53 | 341 | 4630 | 3288 | 961 | 0 | 1064 | 99 | 184 | 1152 | 0 | 253 | 1200 | 0 | 465 | 0 | 0 | 0 | 0 | 0 | 0 | 0 | 0 | 0
2040-05-25 | 7 | 31.34 | -15719 | -868 | -491 | 0 | 150 | 133 | 951 | 0 | 0 | 1382 | 53 | 335 | 4630 | 3288 | 993 | 0 | 935 | 926 | 193 | 1167 | 0 | 276 | 1200 | 0 | 465 | 0 | 0 | 0 | 0 | 0 | 0 | 0 | 0 | 0
2040-05-25 | 8 | 17.92 | -17012 | -685 | -600 | 0 | 0 | -27 | 1765 | 0 | 0 | 1315 | 53 | 175 | 3907 | 3288 | 1309 | 0 | 477 | 2716 | 206 | 1193 | 0 | 257 | 1200 | 0 | 465 | 0 | 0 | 0 | 0 | 0 | 0 | 0 | 0 | 0
2040-05-25 | 9 | 17.92 | -18389 | -528 | -727 | 0 | 0 | -1149 | 2637 | 0 | 0 | 725 | 53 | 160 | 3093 | 3288 | 1558 | 0 | 277 | 5657 | 207 | 1214 | 0 | 260 | 1200 | 0 | 465 | 0 | 0 | 0 | 0 | 0 | 0 | 0 | 0 | 0
2040-05-25 | 10 | 15.24 | -19420 | -397 | -854 | 0 | -687 | -1859 | 3287 | 0 | 0 | 654 | 53 | 160 | 1684 | 3288 | 1775 | 0 | 114 | 8813 | 207 | 1242 | 0 | 276 | 1200 | 0 | 465 | 0 | 0 | 0 | 0 | 0 | 0 | 0 | 0 | 0
2040-05-25 | 11 | 12.45 | -20102 | -314 | -818 | -353 | -2000 | -1859 | 3715 | 0 | 0 | 654 | 53 | 160 | 1557 | 3288 | 1513 | 0 | 44 | 11072 | 207 | 1251 | 0 | 268 | 1200 | 0 | 465 | 0 | 0 | 0 | 0 | 0 | 0 | 0 | 0 | 0
2040-05-25 | 12 | 0 | -20400 | -246 | -709 | -908 | -2000 | -1859 | 3905 | 0 | 0 | 541 | 48 | 160 | 1462 | 3288 | 1175 | 0 | 49 | 12211 | 206 | 1253 | 0 | 294 | 1200 | 0 | 332 | 0 | 0 | 0 | 0 | 0 | 0 | 0 | 0 | 0
2040-05-25 | 13 | 15.24 | -20491 | -225 | -927 | 0 | -1946 | -1859 | 3963 | 0 | 0 | 654 | 53 | 160 | 509 | 3288 | 736 | 0 | 93 | 12564 | 206 | 1266 | 0 | 290 | 1200 | 0 | 465 | 0 | 0 | 0 | 0 | 0 | 0 | 0 | 0 | 0
2040-05-25 | 14 | 15.24 | -20342 | -204 | -909 | 0 | -1363 | -1859 | 3868 | 0 | 0 | 654 | 53 | 160 | 379 | 3288 | 487 | 0 | 208 | 12137 | 206 | 1269 | 0 | 304 | 1200 | 0 | 465 | 0 | 0 | 0 | 0 | 0 | 0 | 0 | 0 | 0
2040-05-25 | 15 | 17.92 | -20164 | -188 | -818 | 0 | 0 | -1742 | 3757 | 0 | 0 | 654 | 53 | 160 | 199 | 3288 | 218 | 0 | 423 | 10717 | 207 | 1266 | 0 | 307 | 1200 | 0 | 465 | 0 | 0 | 0 | 0 | 0 | 0 | 0 | 0 | 0
2040-05-25 | 16 | 23.36 | -20091 | -188 | -1072 | 0 | 0 | 0 | 3709 | 0 | 0 | 700 | 53 | 196 | 674 | 3288 | 190 | 0 | 552 | 8535 | 206 | 1262 | 0 | 321 | 1200 | 0 | 465 | 0 | 0 | 0 | 0 | 0 | 0 | 0 | 0 | 0
2040-05-25 | 17 | 24.21 | -20164 | -204 | -1381 | 0 | 32 | 1074 | 3757 | 0 | 0 | 1164 | 53 | 299 | 2144 | 3288 | 299 | 0 | 768 | 5387 | 209 | 1265 | 0 | 346 | 1200 | 0 | 465 | 0 | 0 | 0 | 0 | 0 | 0 | 0 | 0 | 0
2040-05-25 | 18 | 24.21 | -20240 | -225 | -1654 | 0 | 1145 | 1536 | 3804 | 0 | 0 | 1475 | 53 | 314 | 2390 | 3288 | 523 | 0 | 1023 | 3040 | 209 | 1266 | 0 | 388 | 1200 | 0 | 465 | 0 | 0 | 0 | 0 | 0 | 0 | 0 | 0 | 0
2040-05-25 | 19 | 24.21 | -20140 | -267 | -1581 | 298 | 1667 | 1549 | 3741 | 0 | 0 | 1514 | 53 | 314 | 2770 | 3288 | 751 | 0 | 1123 | 1357 | 209 | 1280 | 0 | 409 | 1200 | 0 | 465 | 0 | 0 | 0 | 0 | 0 | 0 | 0 | 0 | 0
2040-05-25 | 20 | 24.21 | -19977 | -267 | -1109 | 360 | 1667 | 1549 | 3635 | 0 | 0 | 1514 | 53 | 314 | 2770 | 3288 | 996 | 0 | 1293 | 360 | 209 | 1274 | 0 | 406 | 1200 | 0 | 465 | 0 | 0 | 0 | 0 | 0 | 0 | 0 | 0 | 0
2040-05-25 | 21 | 24.21 | -20067 | -340 | -1018 | 235 | 1667 | 1549 | 3694 | 0 | 0 | 1514 | 53 | 314 | 2903 | 3288 | 1388 | 0 | 1262 | 2 | 209 | 1269 | 0 | 413 | 1200 | 0 | 465 | 0 | 0 | 0 | 0 | 0 | 0 | 0 | 0 | 0
2040-05-25 | 22 | 24.21 | -19360 | -397 | -854 | 43 | 412 | 1455 | 3250 | 0 | 0 | 1513 | 53 | 310 | 3473 | 3288 | 1916 | 0 | 1334 | 0 | 209 | 1263 | 0 | 428 | 1200 | 0 | 465 | 0 | 0 | 0 | 0 | 0 | 0 | 0 | 0 | 0
2040-05-25 | 23 | 24.21 | -17973 | -429 | -709 | 150 | 287 | 325 | 2373 | 0 | 0 | 1382 | 53 | 299 | 3653 | 3288 | 2504 | 0 | 1235 | 0 | 209 | 1257 | 0 | 432 | 1200 | 0 | 465 | 0 | 0 | 0 | 0 | 0 | 0 | 0 | 0 | 0
2040-05-25 | 24 | 11.89 | -16524 | -460 | -582 | 0 | 0 | 0 | 1458 | 0 | 0 | 1039 | 53 | 160 | 2980 | 3288 | 3890 | 0 | 1223 | 0 | 193 | 1242 | 0 | 375 | 1200 | 0 | 465 | 0 | 0 | 0 | 0 | 0 | 0 | 0 | 0 | 0
2040-05-26 | 1 | -35 | -15363 | -528 | -672 | 0 | -163 | 0 | 528 | 0 | 0 | 0 | 48 | 160 | 2657 | 3288 | 5271 | 0 | 1178 | 0 | 187 | 1190 | 0 | 688 | 1200 | 0 | 332 | 0 | 0 | 0 | 0 | 0 | 0 | 0 | 0 | 0
2040-05-26 | 2 | -35 | -14623 | -565 | -582 | -66 | -199 | -922 | 528 | 0 | 0 | 0 | 48 | 160 | 1643 | 3288 | 6628 | 0 | 1202 | 0 | 182 | 1167 | 0 | 620 | 1200 | 0 | 289 | 0 | 0 | 0 | 0 | 0 | 0 | 0 | 0 | 0
2040-05-26 | 3 | -35 | -14252 | -607 | -527 | -223 | -450 | -694 | 528 | 0 | 0 | 0 | 48 | 160 | 1323 | 3288 | 7078 | 0 | 957 | 0 | 171 | 1166 | 0 | 554 | 1200 | 0 | 280 | 0 | 119 | 0 | 0 | 0 | 0 | 0 | 0 | 0
2040-05-26 | 4 | -35 | -14093 | -607 | -472 | 0 | -276 | -1203 | 528 | 0 | 0 | 0 | 48 | 160 | 1323 | 3288 | 7213 | 0 | 993 | 0 | 163 | 1158 | 0 | 296 | 1200 | 0 | 280 | 0 | 0 | 0 | 0 | 0 | 0 | 0 | 0 | 0
2040-05-26 | 5 | -35 | -14122 | -565 | -472 | -58 | -300 | -1019 | 528 | 0 | 0 | 0 | 48 | 160 | 1323 | 3288 | 7227 | 0 | 891 | 0 | 167 | 1151 | 0 | 273 | 1200 | 0 | 280 | 0 | 0 | 0 | 0 | 0 | 0 | 0 | 0 | 0
2040-05-26 | 6 | -35 | -14351 | -565 | -491 | -36 | 0 | -876 | 528 | 0 | 0 | 0 | 48 | 160 | 1323 | 3288 | 7240 | 0 | 593 | 69 | 184 | 1152 | 0 | 253 | 1200 | 0 | 280 | 0 | 261 | 0 | 0 | 0 | 0 | 0 | 0 | 0
2040-05-26 | 7 | -35 | -14977 | -528 | -545 | -110 | 0 | -229 | 528 | 0 | 0 | 0 | 48 | 160 | 943 | 3288 | 7244 | 0 | 359 | 704 | 193 | 1167 | 0 | 276 | 1200 | 0 | 280 | 0 | 456 | 0 | 0 | 0 | 0 | 0 | 0 | 0
2040-05-26 | 8 | -35 | -16192 | -497 | -636 | 0 | -69 | -282 | 528 | 0 | 0 | 0 | 48 | 160 | 883 | 3288 | 7249 | 0 | 0 | 2383 | 206 | 1193 | 0 | 257 | 1200 | 0 | 280 | 0 | 652 | 0 | 0 | 0 | 0 | 0 | 0 | 0
2040-05-26 | 9 | -35 | -17818 | -366 | -763 | -480 | -272 | -1196 | 1004 | 0 | 0 | 0 | 48 | 160 | 750 | 3288 | 7230 | 0 | 0 | 5255 | 207 | 1214 | 0 | 260 | 1200 | 0 | 280 | 0 | 448 | 0 | 0 | 0 | 0 | 0 | 0 | 0
2040-05-26 | 10 | -35 | -19282 | -267 | -909 | -456 | -1512 | -1859 | 1823 | 0 | 0 | 0 | 48 | 160 | 180 | 3288 | 7182 | 0 | 0 | 8398 | 207 | 1242 | 0 | 276 | 1200 | 0 | 280 | 0 | 402 | 0 | 0 | 0 | 0 | 0 | 0 | 0
2040-05-26 | 11 | -40 | -20454 | -167 | -818 | -908 | -2000 | -1859 | 2478 | 0 | 0 | 0 | 48 | 160 | 180 | 3288 | 6448 | 0 | 0 | 10399 | 207 | 1251 | 0 | 268 | 1200 | 0 | 280 | 621 | 486 | 0 | 0 | 0 | 0 | 0 | 0 | 0
2040-05-26 | 12 | -40 | -21354 | -120 | -909 | -908 | -2000 | -1859 | 2980 | 0 | 0 | 0 | 48 | 160 | 180 | 3288 | 5222 | 0 | 0 | 12039 | 206 | 1253 | 0 | 294 | 1200 | 0 | 280 | 1180 | 598 | 0 | 0 | 0 | 0 | 0 | 0 | 0
2040-05-26 | 13 | -35 | -22011 | -99 | -981 | -829 | -1842 | -1859 | 3350 | 0 | 0 | 0 | 48 | 160 | 0 | 3288 | 4761 | 0 | 0 | 12772 | 206 | 1266 | 0 | 290 | 1200 | 0 | 280 | 0 | 859 | 0 | 0 | 0 | 0 | 0 | 0 | 0
2040-05-26 | 14 | -35 | -22388 | -89 | -1018 | 0 | -69 | -1169 | 3561 | 0 | 0 | 0 | 48 | 160 | 0 | 3288 | 2689 | 0 | 0 | 11728 | 206 | 1269 | 0 | 304 | 1200 | 0 | 280 | 0 | 1008 | 0 | 0 | 0 | 0 | 0 | 0 | 0
2040-05-26 | 15 | -30 | -22587 | -89 | -1054 | 0 | 0 | 0 | 3672 | 0 | 0 | 55 | 48 | 160 | 0 | 3288 | 1931 | 0 | 1082 | 10224 | 207 | 1266 | 0 | 307 | 1200 | 0 | 289 | 0 | 0 | 0 | 0 | 0 | 0 | 0 | 0 | 0
2040-05-26 | 16 | 23.36 | -22712 | -89 | -999 | 0 | 0 | 91 | 3741 | 0 | 0 | 700 | 53 | 171 | 653 | 3288 | 2307 | 0 | 1164 | 8222 | 206 | 1262 | 0 | 321 | 1200 | 0 | 422 | 0 | 0 | 0 | 0 | 0 | 0 | 0 | 0 | 0
2040-05-26 | 17 | 23.36 | -22932 | -89 | -999 | 109 | 325 | 1021 | 3868 | 0 | 0 | 833 | 53 | 176 | 798 | 3288 | 2879 | 0 | 1130 | 6056 | 209 | 1265 | 0 | 346 | 1200 | 0 | 465 | 0 | 0 | 0 | 0 | 0 | 0 | 0 | 0 | 0
2040-05-26 | 18 | 23.36 | -23106 | -89 | -1018 | 559 | 667 | 1522 | 3963 | 0 | 0 | 1267 | 53 | 171 | 798 | 3288 | 3969 | 0 | 1075 | 3354 | 209 | 1266 | 0 | 388 | 1200 | 0 | 465 | 0 | 0 | 0 | 0 | 0 | 0 | 0 | 0 | 0
2040-05-26 | 19 | 23.36 | -22866 | -89 | -1054 | 545 | 1442 | 1557 | 3831 | 0 | 0 | 1378 | 53 | 171 | 798 | 3288 | 4889 | 0 | 1031 | 1464 | 209 | 1280 | 0 | 409 | 1200 | 0 | 465 | 0 | 0 | 0 | 0 | 0 | 0 | 0 | 0 | 0
2040-05-26 | 20 | 23.36 | -22539 | -94 | -981 | 699 | 1530 | 1557 | 3646 | 0 | 0 | 1382 | 53 | 171 | 798 | 3288 | 5555 | 0 | 1004 | 379 | 209 | 1274 | 0 | 406 | 1200 | 0 | 465 | 0 | 0 | 0 | 0 | 0 | 0 | 0 | 0 | 0
2040-05-26 | 21 | 23.36 | -22539 | -110 | -927 | 596 | 1375 | 1529 | 3646 | 0 | 0 | 1378 | 53 | 171 | 798 | 3288 | 6016 | 0 | 1166 | 5 | 209 | 1269 | 0 | 413 | 1200 | 0 | 465 | 0 | 0 | 0 | 0 | 0 | 0 | 0 | 0 | 0
2040-05-26 | 22 | 23.36 | -21792 | -131 | -836 | 517 | 1513 | 1251 | 3229 | 0 | 0 | 1378 | 53 | 171 | 798 | 3288 | 5573 | 0 | 1424 | 0 | 209 | 1263 | 0 | 428 | 1200 | 0 | 465 | 0 | 0 | 0 | 0 | 0 | 0 | 0 | 0 | 0
2040-05-26 | 23 | 23.36 | -20225 | -141 | -836 | 478 | 815 | 1433 | 2351 | 0 | 0 | 1267 | 53 | 171 | 798 | 3288 | 5567 | 0 | 1418 | 0 | 209 | 1257 | 0 | 432 | 1200 | 0 | 465 | 0 | 0 | 0 | 0 | 0 | 0 | 0 | 0 | 0
2040-05-26 | 24 | 23.36 | -18523 | -188 | -763 | 1 | 203 | 1160 | 1395 | 0 | 0 | 1085 | 53 | 171 | 1787 | 3288 | 5283 | 0 | 1574 | 0 | 193 | 1242 | 0 | 375 | 1200 | 0 | 465 | 0 | 0 | 0 | 0 | 0 | 0 | 0 | 0 | 0
2040-05-27 | 1 | 22.28 | -17069 | -225 | -672 | 0 | -157 | 0 | 550 | 0 | 0 | 1267 | 53 | 169 | 3466 | 3288 | 4048 | 0 | 1552 | 0 | 187 | 1190 | 0 | 688 | 1200 | 0 | 465 | 0 | 0 | 0 | 0 | 0 | 0 | 0 | 0 | 0
2040-05-27 | 2 | 22.28 | -16155 | -246 | -582 | -4 | -138 | -1006 | 528 | 0 | 0 | 833 | 53 | 169 | 3439 | 3288 | 4679 | 0 | 1508 | 0 | 182 | 1167 | 0 | 620 | 1200 | 0 | 465 | 0 | 0 | 0 | 0 | 0 | 0 | 0 | 0 | 0
2040-05-27 | 3 | 22.28 | -15537 | -267 | -527 | -66 | -470 | -1528 | 528 | 0 | 0 | 700 | 53 | 169 | 3149 | 3288 | 5637 | 0 | 1314 | 0 | 171 | 1166 | 0 | 554 | 1200 | 0 | 465 | 0 | 0 | 0 | 0 | 0 | 0 | 0 | 0 | 0
2040-05-27 | 4 | 22.28 | -15178 | -314 | -472 | -575 | -887 | -1528 | 528 | 0 | 0 | 655 | 53 | 169 | 3149 | 3288 | 6497 | 0 | 1334 | 0 | 163 | 1158 | 0 | 296 | 1200 | 0 | 465 | 0 | 0 | 0 | 0 | 0 | 0 | 0 | 0 | 0
2040-05-27 | 5 | 22.28 | -15145 | -366 | -472 | -204 | -114 | -1446 | 528 | 0 | 0 | 700 | 53 | 169 | 2819 | 3288 | 5809 | 0 | 1125 | 0 | 167 | 1151 | 0 | 273 | 1200 | 0 | 465 | 0 | 0 | 0 | 0 | 0 | 0 | 0 | 0 | 0
2040-05-27 | 6 | 22.28 | -15284 | -397 | -491 | 0 | 0 | -719 | 528 | 0 | 0 | 725 | 53 | 169 | 2819 | 3288 | 4835 | 0 | 1120 | 101 | 184 | 1152 | 0 | 253 | 1200 | 0 | 465 | 0 | 0 | 0 | 0 | 0 | 0 | 0 | 0 | 0
2040-05-27 | 7 | 25.21 | -16176 | -397 | -545 | 0 | 0 | 0 | 528 | 0 | 0 | 1085 | 53 | 319 | 3119 | 3288 | 3620 | 0 | 917 | 888 | 193 | 1167 | 0 | 276 | 1200 | 0 | 465 | 0 | 0 | 0 | 0 | 0 | 0 | 0 | 0 | 0
2040-05-27 | 8 | 24.21 | -17492 | -340 | -636 | 0 | 0 | 0 | 787 | 0 | 0 | 1038 | 53 | 239 | 2990 | 3288 | 3358 | 0 | 651 | 2742 | 206 | 1193 | 0 | 257 | 1200 | 0 | 465 | 0 | 0 | 0 | 0 | 0 | 0 | 0 | 0 | 0
2040-05-27 | 9 | 22.28 | -19090 | -267 | -763 | -36 | -51 | -445 | 1680 | 0 | 0 | 725 | 53 | 169 | 2298 | 3288 | 2856 | 0 | 548 | 5690 | 207 | 1214 | 0 | 260 | 1200 | 0 | 465 | 0 | 0 | 0 | 0 | 0 | 0 | 0 | 0 | 0
2040-05-27 | 10 | 22.28 | -20503 | -204 | -909 | -292 | -810 | -1192 | 2468 | 0 | 0 | 654 | 53 | 169 | 1978 | 3288 | 2491 | 0 | 658 | 8762 | 207 | 1242 | 0 | 276 | 1200 | 0 | 465 | 0 | 0 | 0 | 0 | 0 | 0 | 0 | 0 | 0
2040-05-27 | 11 | 22.28 | -21453 | -167 | -818 | -773 | -1749 | -1859 | 2996 | 0 | 0 | 654 | 53 | 169 | 1978 | 3288 | 2467 | 0 | 692 | 11133 | 207 | 1251 | 0 | 268 | 1200 | 0 | 465 | 0 | 0 | 0 | 0 | 0 | 0 | 0 | 0 | 0
2040-05-27 | 12 | 0 | -22206 | -167 | -909 | -908 | -2000 | -1859 | 3419 | 0 | 0 | 494 | 48 | 160 | 1433 | 3288 | 2400 | 0 | 742 | 12781 | 206 | 1253 | 0 | 294 | 1200 | 0 | 332 | 0 | 0 | 0 | 0 | 0 | 0 | 0 | 0 | 0
2040-05-27 | 13 | 22.28 | -22624 | -157 | -981 | -717 | -1419 | -1614 | 3651 | 0 | 0 | 654 | 53 | 169 | 583 | 3288 | 1879 | 0 | 692 | 13116 | 206 | 1266 | 0 | 290 | 1200 | 0 | 465 | 0 | 0 | 0 | 0 | 0 | 0 | 0 | 0 | 0
2040-05-27 | 14 | 22.28 | -22645 | -157 | -1018 | -475 | -1206 | -1208 | 3662 | 0 | 0 | 654 | 53 | 175 | 583 | 3288 | 1553 | 0 | 840 | 12458 | 206 | 1269 | 0 | 304 | 1200 | 0 | 465 | 0 | 0 | 0 | 0 | 0 | 0 | 0 | 0 | 0
2040-05-27 | 15 | 22.28 | -22579 | -157 | -1054 | -24 | -150 | -624 | 3625 | 0 | 0 | 655 | 53 | 190 | 583 | 3288 | 1110 | 0 | 912 | 10727 | 207 | 1266 | 0 | 307 | 1200 | 0 | 465 | 0 | 0 | 0 | 0 | 0 | 0 | 0 | 0 | 0
2040-05-27 | 16 | 35.98 | -22610 | -167 | -999 | 52 | 294 | 0 | 3641 | 0 | 0 | 734 | 53 | 341 | 1382 | 3288 | 778 | 0 | 959 | 8802 | 206 | 1262 | 0 | 321 | 1200 | 0 | 465 | 0 | 0 | 0 | 0 | 0 | 0 | 0 | 0 | 0
2040-05-27 | 17 | 35.98 | -22888 | -167 | -999 | 68 | 125 | 966 | 3799 | 0 | 0 | 1267 | 53 | 341 | 2353 | 3288 | 644 | 0 | 1348 | 6318 | 209 | 1265 | 0 | 346 | 1200 | 0 | 465 | 0 | 0 | 0 | 0 | 0 | 0 | 0 | 0 | 0
2040-05-27 | 18 | 35.98 | -23184 | -167 | -1018 | 35 | 250 | 1130 | 3963 | 0 | 0 | 1513 | 53 | 341 | 4355 | 3288 | 452 | 0 | 1572 | 3891 | 209 | 1266 | 0 | 388 | 1200 | 0 | 465 | 0 | 0 | 0 | 0 | 0 | 0 | 0 | 0 | 0
2040-05-27 | 19 | 35.98 | -23055 | -188 | -1054 | 676 | 1031 | 1273 | 3889 | 0 | 0 | 1534 | 53 | 341 | 5197 | 3288 | 216 | 0 | 1521 | 1716 | 209 | 1280 | 0 | 409 | 1200 | 0 | 465 | 0 | 0 | 0 | 0 | 0 | 0 | 0 | 0 | 0
2040-05-27 | 20 | 35.98 | -22755 | -204 | -981 | 837 | 1617 | 1549 | 3725 | 0 | 0 | 1534 | 53 | 341 | 5297 | 3288 | 166 | 0 | 1517 | 463 | 209 | 1274 | 0 | 406 | 1200 | 0 | 465 | 0 | 0 | 0 | 0 | 0 | 0 | 0 | 0 | 0
2040-05-27 | 21 | 35.98 | -22641 | -246 | -927 | 908 | 1750 | 1749 | 3662 | 0 | 0 | 1534 | 53 | 341 | 5484 | 3288 | 154 | 0 | 1331 | 5 | 209 | 1269 | 0 | 413 | 1200 | 0 | 465 | 0 | 0 | 0 | 0 | 0 | 0 | 0 | 0 | 0
2040-05-27 | 22 | 35.98 | -21466 | -288 | -836 | 493 | 1599 | 1543 | 3007 | 0 | 0 | 1534 | 53 | 341 | 5681 | 3288 | 162 | 0 | 1324 | 0 | 209 | 1263 | 0 | 428 | 1200 | 0 | 465 | 0 | 0 | 0 | 0 | 0 | 0 | 0 | 0 | 0
2040-05-27 | 23 | 35.98 | -19308 | -366 | -836 | 361 | 926 | 1365 | 1802 | 0 | 0 | 1534 | 53 | 341 | 5681 | 3288 | 261 | 0 | 1337 | 0 | 209 | 1257 | 0 | 432 | 1200 | 0 | 465 | 0 | 0 | 0 | 0 | 0 | 0 | 0 | 0 | 0
2040-05-27 | 24 | 35.98 | -17324 | -397 | -763 | 73 | 278 | 1546 | 692 | 0 | 0 | 1534 | 53 | 341 | 5681 | 3288 | 294 | 0 | 1230 | 0 | 193 | 1242 | 0 | 375 | 1200 | 0 | 465 | 0 | 0 | 0 | 0 | 0 | 0 | 0 | 0 | 0
2040-05-28 | 1 | 37.72 | -15994 | -429 | -509 | 0 | 0 | 0 | 528 | 0 | 0 | 1514 | 53 | 341 | 6261 | 3288 | 213 | 0 | 1004 | 0 | 187 | 1190 | 0 | 688 | 1200 | 0 | 465 | 0 | 0 | 0 | 0 | 0 | 0 | 0 | 0 | 0
2040-05-28 | 2 | 35.98 | -15230 | -460 | -454 | 0 | 0 | 0 | 528 | 0 | 0 | 1513 | 53 | 341 | 5842 | 3288 | 120 | 0 | 826 | 0 | 182 | 1167 | 0 | 620 | 1200 | 0 | 465 | 0 | 0 | 0 | 0 | 0 | 0 | 0 | 0 | 0
2040-05-28 | 3 | 35.98 | -14813 | -528 | -400 | 0 | 0 | 0 | 528 | 0 | 0 | 1513 | 53 | 341 | 5879 | 3288 | 70 | 0 | 514 | 0 | 171 | 1166 | 0 | 554 | 1200 | 0 | 465 | 0 | 0 | 0 | 0 | 0 | 0 | 0 | 0 | 0
2040-05-28 | 4 | 37.74 | -14735 | -565 | -382 | 0 | 0 | 0 | 528 | 0 | 0 | 1513 | 53 | 341 | 6326 | 3288 | 64 | 0 | 287 | 0 | 163 | 1158 | 0 | 296 | 1200 | 0 | 465 | 0 | 0 | 0 | 0 | 0 | 0 | 0 | 0 | 0
2040-05-28 | 5 | 38.77 | -15108 | -607 | -363 | 0 | 0 | 0 | 528 | 0 | 0 | 1514 | 53 | 341 | 6820 | 3288 | 63 | 0 | 215 | 0 | 167 | 1151 | 0 | 273 | 1200 | 0 | 465 | 0 | 0 | 0 | 0 | 0 | 0 | 0 | 0 | 0
2040-05-28 | 6 | 40.24 | -16342 | -643 | -382 | 0 | 0 | 0 | 528 | 0 | 0 | 1534 | 53 | 341 | 8063 | 3288 | 80 | 0 | 147 | 78 | 184 | 1152 | 0 | 253 | 1200 | 0 | 465 | 0 | 0 | 0 | 0 | 0 | 0 | 0 | 0 | 0
2040-05-28 | 7 | 41.16 | -18779 | -643 | -491 | 0 | 0 | 0 | 1575 | 0 | 0 | 1534 | 53 | 341 | 8913 | 3288 | 79 | 0 | 113 | 717 | 193 | 1167 | 0 | 276 | 1200 | 0 | 465 | 0 | 0 | 0 | 0 | 0 | 0 | 0 | 0 | 0
2040-05-28 | 8 | 40.73 | -20666 | -607 | -600 | 0 | 0 | 0 | 2637 | 0 | 0 | 1534 | 53 | 341 | 8637 | 3288 | 91 | 0 | 98 | 1874 | 206 | 1193 | 0 | 257 | 1200 | 0 | 465 | 0 | 0 | 0 | 0 | 0 | 0 | 0 | 0 | 0
2040-05-28 | 9 | 39.46 | -21526 | -565 | -727 | 0 | 0 | 0 | 3118 | 0 | 0 | 1534 | 53 | 341 | 7655 | 3288 | 208 | 0 | 90 | 3187 | 207 | 1214 | 0 | 260 | 1200 | 0 | 465 | 0 | 0 | 0 | 0 | 0 | 0 | 0 | 0 | 0
2040-05-28 | 10 | 37.72 | -22042 | -528 | -854 | 0 | 0 | 0 | 3408 | 0 | 0 | 1514 | 53 | 341 | 6530 | 3288 | 513 | 0 | 130 | 4257 | 207 | 1242 | 0 | 276 | 1200 | 0 | 465 | 0 | 0 | 0 | 0 | 0 | 0 | 0 | 0 | 0
2040-05-28 | 11 | 37.74 | -22485 | -528 | -818 | 0 | 0 | 0 | 3657 | 0 | 0 | 1514 | 53 | 341 | 6591 | 3288 | 685 | 0 | 239 | 4073 | 207 | 1251 | 0 | 268 | 1200 | 0 | 465 | 0 | 0 | 0 | 0 | 0 | 0 | 0 | 0 | 0
2040-05-28 | 12 | 38.87 | -22676 | -528 | -709 | 0 | 0 | 0 | 3767 | 0 | 0 | 1534 | 53 | 341 | 7323 | 3288 | 1177 | 0 | 319 | 2693 | 206 | 1253 | 0 | 294 | 1200 | 0 | 465 | 0 | 0 | 0 | 0 | 0 | 0 | 0 | 0 | 0
2040-05-28 | 13 | 37.9 | -22658 | -565 | -927 | 0 | 0 | 0 | 3757 | 0 | 0 | 1514 | 53 | 341 | 6710 | 3288 | 1839 | 0 | 345 | 2875 | 206 | 1266 | 0 | 290 | 1200 | 0 | 465 | 0 | 0 | 0 | 0 | 0 | 0 | 0 | 0 | 0
2040-05-28 | 14 | 37 | -22629 | -643 | -909 | 0 | 0 | 0 | 3741 | 0 | 0 | 1513 | 53 | 341 | 5900 | 3288 | 3113 | 0 | 415 | 2374 | 206 | 1269 | 0 | 304 | 1200 | 0 | 465 | 0 | 0 | 0 | 0 | 0 | 0 | 0 | 0 | 0
2040-05-28 | 15 | 35.69 | -22450 | -685 | -818 | 0 | 0 | 0 | 3635 | 0 | 0 | 1513 | 53 | 341 | 5657 | 3288 | 3880 | 0 | 504 | 1637 | 207 | 1266 | 0 | 307 | 1200 | 0 | 465 | 0 | 0 | 0 | 0 | 0 | 0 | 0 | 0 | 0
2040-05-28 | 16 | 35.69 | -22334 | -727 | -1072 | 0 | 0 | 0 | 3572 | 0 | 0 | 1475 | 53 | 341 | 5161 | 3288 | 4697 | 0 | 670 | 1422 | 206 | 1262 | 0 | 321 | 1200 | 0 | 465 | 0 | 0 | 0 | 0 | 0 | 0 | 0 | 0 | 0
2040-05-28 | 17 | 33.53 | -22633 | -774 | -1381 | 0 | 0 | 0 | 3741 | 0 | 0 | 1427 | 53 | 341 | 4849 | 3288 | 5729 | 0 | 769 | 1106 | 209 | 1265 | 0 | 346 | 1200 | 0 | 465 | 0 | 0 | 0 | 0 | 0 | 0 | 0 | 0 | 0
2040-05-28 | 18 | 35.37 | -23028 | -774 | -1654 | 0 | 0 | 0 | 3963 | 0 | 0 | 1475 | 53 | 341 | 5041 | 3288 | 6225 | 0 | 800 | 743 | 209 | 1266 | 0 | 388 | 1200 | 0 | 465 | 0 | 0 | 0 | 0 | 0 | 0 | 0 | 0 | 0
2040-05-28 | 19 | 32.43 | -22930 | -774 | -1581 | 0 | 0 | 0 | 3910 | 0 | 0 | 1427 | 53 | 341 | 4771 | 3288 | 6902 | 0 | 546 | 484 | 209 | 1280 | 0 | 409 | 1200 | 0 | 465 | 0 | 0 | 0 | 0 | 0 | 0 | 0 | 0 | 0
2040-05-28 | 20 | 24.21 | -22516 | -821 | -1109 | 0 | 0 | 0 | 3672 | 0 | 0 | 1378 | 53 | 283 | 4160 | 3288 | 7257 | 0 | 521 | 281 | 209 | 1274 | 0 | 406 | 1200 | 0 | 465 | 0 | 0 | 0 | 0 | 0 | 0 | 0 | 0 | 0
2040-05-28 | 21 | 24.21 | -21995 | -821 | -1018 | 0 | 0 | 0 | 3382 | 0 | 0 | 1378 | 53 | 245 | 4160 | 3288 | 7218 | 0 | 551 | 5 | 209 | 1269 | 0 | 413 | 1200 | 0 | 465 | 0 | 0 | 0 | 0 | 0 | 0 | 0 | 0 | 0
2040-05-28 | 22 | 23.29 | -20537 | -868 | -854 | 0 | 0 | 0 | 2563 | 0 | 0 | 1267 | 53 | 171 | 3526 | 3288 | 7203 | 0 | 625 | 0 | 209 | 1263 | 0 | 428 | 1200 | 0 | 465 | 0 | 0 | 0 | 0 | 0 | 0 | 0 | 0 | 0
2040-05-28 | 23 | 21.38 | -18575 | -868 | -709 | 0 | 0 | 0 | 1458 | 0 | 0 | 1039 | 53 | 175 | 2912 | 3288 | 7195 | 0 | 468 | 0 | 209 | 1257 | 0 | 432 | 1200 | 0 | 465 | 0 | 0 | 0 | 0 | 0 | 0 | 0 | 0 | 0
2040-05-28 | 24 | 27.12 | -16876 | -868 | -582 | 0 | 0 | 0 | 528 | 0 | 0 | 827 | 53 | 335 | 2039 | 3288 | 7195 | 0 | 586 | 0 | 193 | 1242 | 0 | 375 | 1200 | 0 | 465 | 0 | 0 | 0 | 0 | 0 | 0 | 0 | 0 | 0
2040-05-29 | 1 | 29.29 | -15770 | -915 | -509 | 0 | -388 | -892 | 528 | 0 | 0 | 708 | 53 | 341 | 2114 | 3288 | 7183 | 0 | 529 | 0 | 187 | 1190 | 0 | 688 | 1200 | 0 | 465 | 0 | 0 | 0 | 0 | 0 | 0 | 0 | 0 | 0
2040-05-29 | 2 | 29.29 | -15124 | -915 | -454 | 0 | 0 | -1699 | 528 | 0 | 0 | 700 | 53 | 341 | 2114 | 3288 | 7181 | 0 | 353 | 0 | 182 | 1167 | 0 | 620 | 1200 | 0 | 465 | 0 | 0 | 0 | 0 | 0 | 0 | 0 | 0 | 0
2040-05-29 | 3 | 29.29 | -14777 | -968 | -400 | 0 | -46 | -1859 | 528 | 0 | 0 | 670 | 53 | 341 | 2114 | 3288 | 7181 | 0 | 319 | 0 | 171 | 1166 | 0 | 554 | 1200 | 0 | 465 | 0 | 0 | 0 | 0 | 0 | 0 | 0 | 0 | 0
2040-05-29 | 4 | 29.29 | -14757 | -968 | -382 | 0 | -138 | -1567 | 528 | 0 | 0 | 655 | 53 | 341 | 2114 | 3288 | 7184 | 0 | 368 | 0 | 163 | 1158 | 0 | 296 | 1200 | 0 | 465 | 0 | 0 | 0 | 0 | 0 | 0 | 0 | 0 | 0
2040-05-29 | 5 | 29.29 | -15181 | -1015 | -363 | 0 | -99 | -1269 | 528 | 0 | 0 | 700 | 53 | 341 | 2259 | 3288 | 7182 | 0 | 320 | 0 | 167 | 1151 | 0 | 273 | 1200 | 0 | 465 | 0 | 0 | 0 | 0 | 0 | 0 | 0 | 0 | 0
2040-05-29 | 6 | 29.29 | -16516 | -1015 | -382 | 0 | -182 | -504 | 581 | 0 | 0 | 819 | 53 | 341 | 2784 | 3288 | 7132 | 0 | 274 | 73 | 184 | 1152 | 0 | 253 | 1200 | 0 | 465 | 0 | 0 | 0 | 0 | 0 | 0 | 0 | 0 | 0
2040-05-29 | 7 | 29.29 | -18978 | -1015 | -491 | 0 | 0 | -235 | 2008 | 0 | 0 | 1034 | 53 | 341 | 3114 | 3288 | 6766 | 0 | 194 | 621 | 193 | 1167 | 0 | 276 | 1200 | 0 | 465 | 0 | 0 | 0 | 0 | 0 | 0 | 0 | 0 | 0
2040-05-29 | 8 | 29.29 | -20808 | -1015 | -600 | 0 | 0 | -6 | 3065 | 0 | 0 | 1325 | 53 | 341 | 3912 | 3288 | 5494 | 0 | 178 | 1453 | 206 | 1193 | 0 | 257 | 1200 | 0 | 465 | 0 | 0 | 0 | 0 | 0 | 0 | 0 | 0 | 0
2040-05-29 | 9 | 29.6 | -21558 | -968 | -727 | 0 | 0 | 0 | 3498 | 0 | 0 | 1382 | 53 | 341 | 4594 | 3288 | 3985 | 0 | 105 | 2661 | 207 | 1214 | 0 | 260 | 1200 | 0 | 465 | 0 | 0 | 0 | 0 | 0 | 0 | 0 | 0 | 0
2040-05-29 | 10 | 34.21 | -21946 | -868 | -854 | 0 | 0 | 0 | 3725 | 0 | 0 | 1427 | 53 | 341 | 4944 | 3288 | 2439 | 0 | 89 | 3973 | 207 | 1242 | 0 | 276 | 1200 | 0 | 465 | 0 | 0 | 0 | 0 | 0 | 0 | 0 | 0 | 0
2040-05-29 | 11 | 29.29 | -22191 | -821 | -818 | 0 | 0 | -1117 | 3868 | 0 | 0 | 1267 | 53 | 341 | 4551 | 3288 | 1937 | 0 | 69 | 6182 | 207 | 1251 | 0 | 268 | 1200 | 0 | 465 | 0 | 0 | 0 | 0 | 0 | 0 | 0 | 0 | 0
2040-05-29 | 12 | 29.29 | -22353 | -727 | -709 | 0 | 0 | -742 | 3958 | 0 | 0 | 1333 | 53 | 341 | 4551 | 3288 | 1765 | 0 | 74 | 5752 | 206 | 1253 | 0 | 294 | 1200 | 0 | 465 | 0 | 0 | 0 | 0 | 0 | 0 | 0 | 0 | 0
2040-05-29 | 13 | 29.29 | -22241 | -685 | -927 | 0 | -134 | -1732 | 3894 | 0 | 0 | 988 | 53 | 341 | 4551 | 3288 | 1281 | 0 | 82 | 7814 | 206 | 1266 | 0 | 290 | 1200 | 0 | 465 | 0 | 0 | 0 | 0 | 0 | 0 | 0 | 0 | 0
2040-05-29 | 14 | 29.29 | -22235 | -607 | -909 | 0 | -68 | -878 | 3894 | 0 | 0 | 1085 | 53 | 341 | 4036 | 3288 | 1056 | 0 | 53 | 7447 | 206 | 1269 | 0 | 304 | 1200 | 0 | 465 | 0 | 0 | 0 | 0 | 0 | 0 | 0 | 0 | 0
2040-05-29 | 15 | 35.98 | -21980 | -565 | -818 | 0 | 0 | 0 | 3746 | 0 | 0 | 1427 | 53 | 341 | 4887 | 3288 | 728 | 0 | 54 | 5393 | 207 | 1266 | 0 | 307 | 1200 | 0 | 465 | 0 | 0 | 0 | 0 | 0 | 0 | 0 | 0 | 0
2040-05-29 | 16 | 37.9 | -21856 | -565 | -1072 | 0 | 0 | 0 | 3672 | 0 | 0 | 1513 | 53 | 341 | 5766 | 3288 | 632 | 0 | 90 | 4684 | 206 | 1262 | 0 | 321 | 1200 | 0 | 465 | 0 | 0 | 0 | 0 | 0 | 0 | 0 | 0 | 0
2040-05-29 | 17 | 39.59 | -21933 | -528 | -1381 | 0 | 0 | 234 | 3715 | 0 | 0 | 1534 | 53 | 341 | 6754 | 3288 | 630 | 0 | 96 | 3713 | 209 | 1265 | 0 | 346 | 1200 | 0 | 465 | 0 | 0 | 0 | 0 | 0 | 0 | 0 | 0 | 0
2040-05-29 | 18 | 40.3 | -22257 | -565 | -1654 | 0 | 0 | 1859 | 3905 | 0 | 0 | 1534 | 53 | 341 | 7338 | 3288 | 548 | 0 | 133 | 1949 | 209 | 1266 | 0 | 388 | 1200 | 0 | 465 | 0 | 0 | 0 | 0 | 0 | 0 | 0 | 0 | 0
2040-05-29 | 19 | 40.55 | -22358 | -607 | -1581 | 0 | 709 | 1859 | 3963 | 0 | 0 | 1534 | 53 | 341 | 7863 | 3288 | 449 | 0 | 140 | 785 | 209 | 1280 | 0 | 409 | 1200 | 0 | 465 | 0 | 0 | 0 | 0 | 0 | 0 | 0 | 0 | 0
2040-05-29 | 20 | 40.55 | -22191 | -643 | -1109 | 0 | 197 | 1859 | 3868 | 0 | 0 | 1534 | 53 | 341 | 8233 | 3288 | 528 | 0 | 196 | 291 | 209 | 1274 | 0 | 406 | 1200 | 0 | 465 | 0 | 0 | 0 | 0 | 0 | 0 | 0 | 0 | 0
2040-05-29 | 21 | 40.3 | -21902 | -685 | -1018 | 0 | 0 | 1859 | 3699 | 0 | 0 | 1534 | 53 | 341 | 8164 | 3288 | 759 | 0 | 342 | 11 | 209 | 1269 | 0 | 413 | 1200 | 0 | 465 | 0 | 0 | 0 | 0 | 0 | 0 | 0 | 0 | 0
2040-05-29 | 22 | 39.59 | -20659 | -727 | -854 | 0 | 0 | 1187 | 2980 | 0 | 0 | 1534 | 53 | 341 | 7716 | 3288 | 1197 | 0 | 379 | 0 | 209 | 1263 | 0 | 428 | 1200 | 0 | 465 | 0 | 0 | 0 | 0 | 0 | 0 | 0 | 0 | 0
2040-05-29 | 23 | 39.59 | -18709 | -774 | -709 | 0 | 0 | 392 | 1849 | 0 | 0 | 1534 | 53 | 341 | 7712 | 3288 | 1110 | 0 | 350 | 0 | 209 | 1257 | 0 | 432 | 1200 | 0 | 465 | 0 | 0 | 0 | 0 | 0 | 0 | 0 | 0 | 0
2040-05-29 | 24 | 38.83 | -16944 | -774 | -582 | 0 | 0 | 0 | 830 | 0 | 0 | 1534 | 53 | 341 | 7148 | 3288 | 1219 | 0 | 413 | 0 | 193 | 1242 | 0 | 375 | 1200 | 0 | 465 | 0 | 0 | 0 | 0 | 0 | 0 | 0 | 0 | 0
2040-05-30 | 1 | 34.35 | -15737 | -774 | -509 | 0 | 0 | 0 | 528 | 0 | 0 | 1513 | 53 | 341 | 5617 | 3288 | 1574 | 0 | 375 | 0 | 187 | 1190 | 0 | 688 | 1200 | 0 | 465 | 0 | 0 | 0 | 0 | 0 | 0 | 0 | 0 | 0
2040-05-30 | 2 | 30.46 | -15052 | -821 | -454 | 0 | 0 | -50 | 528 | 0 | 0 | 1431 | 53 | 341 | 4780 | 3288 | 1963 | 0 | 359 | 0 | 182 | 1167 | 0 | 620 | 1200 | 0 | 465 | 0 | 0 | 0 | 0 | 0 | 0 | 0 | 0 | 0
2040-05-30 | 3 | 35.32 | -14738 | -821 | -400 | 0 | 0 | 0 | 528 | 0 | 0 | 1475 | 53 | 341 | 5095 | 3288 | 1334 | 0 | 289 | 0 | 171 | 1166 | 0 | 554 | 1200 | 0 | 465 | 0 | 0 | 0 | 0 | 0 | 0 | 0 | 0 | 0
2040-05-30 | 4 | 35.32 | -14686 | -821 | -382 | 0 | 0 | 0 | 528 | 0 | 0 | 1431 | 53 | 341 | 5109 | 3288 | 1591 | 0 | 266 | 0 | 163 | 1158 | 0 | 296 | 1200 | 0 | 465 | 0 | 0 | 0 | 0 | 0 | 0 | 0 | 0 | 0
2040-05-30 | 5 | 35.59 | -15129 | -821 | -363 | 0 | 0 | 0 | 528 | 0 | 0 | 1431 | 53 | 341 | 5239 | 3288 | 1932 | 0 | 246 | 0 | 167 | 1151 | 0 | 273 | 1200 | 0 | 465 | 0 | 0 | 0 | 0 | 0 | 0 | 0 | 0 | 0
2040-05-30 | 6 | 39.34 | -16422 | -821 | -382 | 0 | 0 | 0 | 560 | 0 | 0 | 1513 | 53 | 341 | 6211 | 3288 | 2071 | 0 | 274 | 61 | 184 | 1152 | 0 | 253 | 1200 | 0 | 465 | 0 | 0 | 0 | 0 | 0 | 0 | 0 | 0 | 0
2040-05-30 | 7 | 41.16 | -18911 | -821 | -491 | 0 | 0 | 37 | 2003 | 0 | 0 | 1514 | 53 | 341 | 6990 | 3288 | 1906 | 0 | 287 | 503 | 193 | 1167 | 0 | 276 | 1200 | 0 | 465 | 0 | 0 | 0 | 0 | 0 | 0 | 0 | 0 | 0
2040-05-30 | 8 | 40.63 | -20751 | -774 | -600 | 0 | 0 | 0 | 3075 | 0 | 0 | 1514 | 53 | 341 | 6921 | 3288 | 1922 | 0 | 190 | 1499 | 206 | 1193 | 0 | 257 | 1200 | 0 | 465 | 0 | 0 | 0 | 0 | 0 | 0 | 0 | 0 | 0
2040-05-30 | 9 | 31.75 | -21433 | -727 | -727 | 0 | 0 | 0 | 3472 | 0 | 0 | 1382 | 53 | 341 | 4741 | 3288 | 1784 | 0 | 130 | 4350 | 207 | 1214 | 0 | 260 | 1200 | 0 | 465 | 0 | 0 | 0 | 0 | 0 | 0 | 0 | 0 | 0
2040-05-30 | 10 | 29.44 | -21765 | -685 | -854 | 0 | 0 | -843 | 3662 | 0 | 0 | 1039 | 53 | 341 | 3762 | 3288 | 1400 | 0 | 123 | 7091 | 207 | 1242 | 0 | 276 | 1200 | 0 | 465 | 0 | 0 | 0 | 0 | 0 | 0 | 0 | 0 | 0
2040-05-30 | 11 | 29.44 | -22070 | -607 | -818 | 0 | 0 | -1625 | 3841 | 0 | 0 | 725 | 53 | 341 | 3258 | 3288 | 810 | 0 | 160 | 9252 | 207 | 1251 | 0 | 268 | 1200 | 0 | 465 | 0 | 0 | 0 | 0 | 0 | 0 | 0 | 0 | 0
2040-05-30 | 12 | 28.64 | -22271 | -565 | -709 | 0 | -1131 | -1859 | 3952 | 0 | 0 | 655 | 53 | 341 | 3233 | 3288 | 461 | 0 | 269 | 10865 | 206 | 1253 | 0 | 294 | 1200 | 0 | 465 | 0 | 0 | 0 | 0 | 0 | 0 | 0 | 0 | 0
2040-05-30 | 13 | 28.64 | -22204 | -460 | -927 | 0 | -546 | -1859 | 3915 | 0 | 0 | 655 | 53 | 341 | 2143 | 3288 | 388 | 0 | 519 | 11267 | 206 | 1266 | 0 | 290 | 1200 | 0 | 465 | 0 | 0 | 0 | 0 | 0 | 0 | 0 | 0 | 0
2040-05-30 | 14 | 28.64 | -22284 | -429 | -909 | 0 | -171 | -1859 | 3963 | 0 | 0 | 655 | 53 | 341 | 2078 | 3288 | 335 | 0 | 569 | 10925 | 206 | 1269 | 0 | 304 | 1200 | 0 | 465 | 0 | 0 | 0 | 0 | 0 | 0 | 0 | 0 | 0
2040-05-30 | 15 | 29.44 | -22167 | -397 | -818 | 0 | 0 | -339 | 3894 | 0 | 0 | 752 | 53 | 341 | 2078 | 3288 | 319 | 0 | 741 | 8810 | 207 | 1266 | 0 | 307 | 1200 | 0 | 465 | 0 | 0 | 0 | 0 | 0 | 0 | 0 | 0 | 0
2040-05-30 | 16 | 39.79 | -22060 | -397 | -1072 | 0 | 0 | 434 | 3831 | 0 | 0 | 1378 | 53 | 341 | 3623 | 3288 | 247 | 0 | 853 | 6028 | 206 | 1262 | 0 | 321 | 1200 | 0 | 465 | 0 | 0 | 0 | 0 | 0 | 0 | 0 | 0 | 0
2040-05-30 | 17 | 39.79 | -22008 | -366 | -1381 | 0 | 250 | 726 | 3804 | 0 | 0 | 1448 | 53 | 341 | 4044 | 3288 | 384 | 0 | 994 | 4938 | 209 | 1265 | 0 | 346 | 1200 | 0 | 465 | 0 | 0 | 0 | 0 | 0 | 0 | 0 | 0 | 0
2040-05-30 | 18 | 39.79 | -22067 | -366 | -1654 | 0 | 0 | 1325 | 3836 | 0 | 0 | 1534 | 53 | 341 | 5634 | 3288 | 341 | 0 | 990 | 3216 | 209 | 1266 | 0 | 388 | 1200 | 0 | 465 | 0 | 0 | 0 | 0 | 0 | 0 | 0 | 0 | 0
2040-05-30 | 19 | 39.79 | -22008 | -366 | -1581 | 0 | 281 | 971 | 3804 | 0 | 0 | 1534 | 53 | 341 | 7295 | 3288 | 485 | 0 | 985 | 1356 | 209 | 1280 | 0 | 409 | 1200 | 0 | 465 | 0 | 0 | 0 | 0 | 0 | 0 | 0 | 0 | 0
2040-05-30 | 20 | 39.79 | -21999 | -397 | -1109 | 0 | 558 | 1129 | 3799 | 0 | 0 | 1534 | 53 | 341 | 7356 | 3288 | 650 | 0 | 962 | 282 | 209 | 1274 | 0 | 406 | 1200 | 0 | 465 | 0 | 0 | 0 | 0 | 0 | 0 | 0 | 0 | 0
2040-05-30 | 21 | 39.79 | -21985 | -429 | -1018 | 0 | 172 | 1225 | 3789 | 0 | 0 | 1534 | 53 | 341 | 7489 | 3288 | 874 | 0 | 1102 | 8 | 209 | 1269 | 0 | 413 | 1200 | 0 | 465 | 0 | 0 | 0 | 0 | 0 | 0 | 0 | 0 | 0
2040-05-30 | 22 | 39.79 | -20796 | -460 | -854 | 0 | 328 | 393 | 3096 | 0 | 0 | 1534 | 53 | 341 | 7489 | 3288 | 1029 | 0 | 994 | 0 | 209 | 1263 | 0 | 428 | 1200 | 0 | 465 | 0 | 0 | 0 | 0 | 0 | 0 | 0 | 0 | 0
2040-05-30 | 23 | 38.88 | -18846 | -497 | -709 | 0 | 0 | 0 | 1966 | 0 | 0 | 1534 | 53 | 341 | 7074 | 3288 | 1297 | 0 | 936 | 0 | 209 | 1257 | 0 | 432 | 1200 | 0 | 465 | 0 | 0 | 0 | 0 | 0 | 0 | 0 | 0 | 0
2040-05-30 | 24 | 37.13 | -17069 | -528 | -582 | 0 | 0 | 0 | 935 | 0 | 0 | 1513 | 53 | 341 | 6123 | 3288 | 1596 | 0 | 856 | 0 | 193 | 1242 | 0 | 375 | 1200 | 0 | 465 | 0 | 0 | 0 | 0 | 0 | 0 | 0 | 0 | 0
2040-05-31 | 1 | 29.27 | -15866 | -528 | -509 | 0 | 0 | -83 | 528 | 0 | 0 | 1431 | 53 | 341 | 4802 | 3288 | 1966 | 0 | 848 | 0 | 187 | 1190 | 0 | 688 | 1200 | 0 | 465 | 0 | 0 | 0 | 0 | 0 | 0 | 0 | 0 | 0
2040-05-31 | 2 | 29.27 | -15187 | -528 | -454 | 0 | 0 | -609 | 528 | 0 | 0 | 1378 | 53 | 341 | 4273 | 3288 | 2449 | 0 | 836 | 0 | 182 | 1167 | 0 | 620 | 1200 | 0 | 465 | 0 | 0 | 0 | 0 | 0 | 0 | 0 | 0 | 0
2040-05-31 | 3 | 29.27 | -14829 | -528 | -400 | 0 | 0 | -538 | 528 | 0 | 0 | 1378 | 53 | 341 | 4241 | 3288 | 2191 | 0 | 721 | 0 | 171 | 1166 | 0 | 554 | 1200 | 0 | 465 | 0 | 0 | 0 | 0 | 0 | 0 | 0 | 0 | 0
2040-05-31 | 4 | 29.27 | -14763 | -528 | -382 | 0 | 0 | -261 | 528 | 0 | 0 | 1378 | 53 | 341 | 4241 | 3288 | 2256 | 0 | 568 | 0 | 163 | 1158 | 0 | 296 | 1200 | 0 | 465 | 0 | 0 | 0 | 0 | 0 | 0 | 0 | 0 | 0
2040-05-31 | 5 | 29.27 | -15201 | -565 | -363 | 0 | 0 | -835 | 528 | 0 | 0 | 1152 | 53 | 341 | 4211 | 3288 | 3562 | 0 | 574 | 0 | 167 | 1151 | 0 | 273 | 1200 | 0 | 465 | 0 | 0 | 0 | 0 | 0 | 0 | 0 | 0 | 0
2040-05-31 | 6 | 29.27 | -16415 | -528 | -382 | 0 | 0 | -246 | 528 | 0 | 0 | 1378 | 53 | 341 | 4223 | 3288 | 3642 | 0 | 776 | 89 | 184 | 1152 | 0 | 253 | 1200 | 0 | 465 | 0 | 0 | 0 | 0 | 0 | 0 | 0 | 0 | 0
2040-05-31 | 7 | 36.7 | -18794 | -528 | -491 | 0 | 0 | 0 | 1273 | 0 | 0 | 1382 | 53 | 341 | 5010 | 3288 | 3270 | 0 | 1008 | 886 | 193 | 1167 | 0 | 276 | 1200 | 0 | 465 | 0 | 0 | 0 | 0 | 0 | 0 | 0 | 0 | 0
2040-05-31 | 8 | 35.59 | -20776 | -460 | -600 | 0 | 0 | 0 | 2351 | 0 | 0 | 1450 | 53 | 341 | 5184 | 3288 | 2016 | 0 | 1223 | 2609 | 206 | 1193 | 0 | 257 | 1200 | 0 | 465 | 0 | 0 | 0 | 0 | 0 | 0 | 0 | 0 | 0
2040-05-31 | 9 | 29.27 | -21812 | -397 | -727 | 0 | 0 | -535 | 2917 | 0 | 0 | 1315 | 53 | 341 | 4326 | 3288 | 1403 | 0 | 1290 | 5194 | 207 | 1214 | 0 | 260 | 1200 | 0 | 465 | 0 | 0 | 0 | 0 | 0 | 0 | 0 | 0 | 0
2040-05-31 | 10 | 29.27 | -22575 | -267 | -854 | 0 | 0 | -1088 | 3334 | 0 | 0 | 890 | 53 | 341 | 3686 | 3288 | 1197 | 0 | 1124 | 7482 | 207 | 1242 | 0 | 276 | 1200 | 0 | 465 | 0 | 0 | 0 | 0 | 0 | 0 | 0 | 0 | 0
2040-05-31 | 11 | 28.43 | -23295 | -204 | -818 | 0 | -1481 | -1859 | 3725 | 0 | 0 | 655 | 53 | 341 | 3586 | 3288 | 1264 | 0 | 1362 | 9992 | 207 | 1251 | 0 | 268 | 1200 | 0 | 465 | 0 | 0 | 0 | 0 | 0 | 0 | 0 | 0 | 0
2040-05-31 | 12 | 25.64 | -23612 | -188 | -709 | -83 | -2000 | -1859 | 3900 | 0 | 0 | 654 | 53 | 341 | 2555 | 3288 | 1147 | 0 | 1353 | 11743 | 206 | 1253 | 0 | 294 | 1200 | 0 | 465 | 0 | 0 | 0 | 0 | 0 | 0 | 0 | 0 | 0
2040-05-31 | 13 | 28.43 | -23598 | -188 | -927 | 0 | -1234 | -1859 | 3894 | 0 | 0 | 654 | 53 | 341 | 2000 | 3288 | 955 | 0 | 1100 | 12094 | 206 | 1266 | 0 | 290 | 1200 | 0 | 465 | 0 | 0 | 0 | 0 | 0 | 0 | 0 | 0 | 0
2040-05-31 | 14 | 28.43 | -23728 | -204 | -909 | 0 | -170 | -1859 | 3963 | 0 | 0 | 655 | 53 | 341 | 1900 | 3288 | 587 | 0 | 810 | 11830 | 206 | 1269 | 0 | 304 | 1200 | 0 | 465 | 0 | 0 | 0 | 0 | 0 | 0 | 0 | 0 | 0
2040-05-31 | 15 | 29.27 | -23664 | -167 | -818 | 0 | 0 | -841 | 3926 | 0 | 0 | 700 | 53 | 341 | 1943 | 3288 | 330 | 0 | 604 | 10860 | 207 | 1266 | 0 | 307 | 1200 | 0 | 465 | 0 | 0 | 0 | 0 | 0 | 0 | 0 | 0 | 0
2040-05-31 | 16 | 39.55 | -23453 | -167 | -1072 | 0 | 0 | 453 | 3815 | 0 | 0 | 1080 | 53 | 341 | 2432 | 3288 | 129 | 0 | 685 | 8963 | 206 | 1262 | 0 | 321 | 1200 | 0 | 465 | 0 | 0 | 0 | 0 | 0 | 0 | 0 | 0 | 0
2040-05-31 | 17 | 39.55 | -23357 | -167 | -1381 | 0 | 8 | 1397 | 3762 | 0 | 0 | 1504 | 53 | 341 | 3932 | 3288 | 128 | 0 | 665 | 6344 | 209 | 1265 | 0 | 346 | 1200 | 0 | 465 | 0 | 0 | 0 | 0 | 0 | 0 | 0 | 0 | 0
2040-05-31 | 18 | 39.55 | -23067 | -167 | -1654 | 0 | 386 | 1523 | 3604 | 0 | 0 | 1534 | 53 | 341 | 6054 | 3288 | 221 | 0 | 595 | 3761 | 209 | 1266 | 0 | 388 | 1200 | 0 | 465 | 0 | 0 | 0 | 0 | 0 | 0 | 0 | 0 | 0
2040-05-31 | 19 | 39.55 | -22598 | -204 | -1581 | 0 | 1114 | 1549 | 3345 | 0 | 0 | 1534 | 53 | 341 | 6739 | 3288 | 433 | 0 | 653 | 1772 | 209 | 1280 | 0 | 409 | 1200 | 0 | 465 | 0 | 0 | 0 | 0 | 0 | 0 | 0 | 0 | 0
2040-05-31 | 20 | 39.55 | -22091 | -204 | -1109 | 49 | 1534 | 1304 | 3070 | 0 | 0 | 1534 | 53 | 341 | 6839 | 3288 | 659 | 0 | 646 | 534 | 209 | 1274 | 0 | 406 | 1200 | 0 | 465 | 0 | 0 | 0 | 0 | 0 | 0 | 0 | 0 | 0
2040-05-31 | 21 | 39.55 | -22003 | -288 | -1018 | 18 | 951 | 1549 | 3022 | 0 | 0 | 1534 | 53 | 341 | 7004 | 3288 | 1003 | 0 | 968 | 21 | 209 | 1269 | 0 | 413 | 1200 | 0 | 465 | 0 | 0 | 0 | 0 | 0 | 0 | 0 | 0 | 0
2040-05-31 | 22 | 39.55 | -21161 | -366 | -854 | 4 | 28 | 1149 | 2563 | 0 | 0 | 1534 | 53 | 341 | 7398 | 3288 | 1393 | 0 | 1066 | 0 | 209 | 1263 | 0 | 428 | 1200 | 0 | 465 | 0 | 0 | 0 | 0 | 0 | 0 | 0 | 0 | 0
2040-05-31 | 23 | 39.55 | -19425 | -460 | -709 | 0 | 180 | 306 | 1617 | 0 | 0 | 1534 | 53 | 341 | 7398 | 3288 | 1464 | 0 | 850 | 0 | 209 | 1257 | 0 | 432 | 1200 | 0 | 465 | 0 | 0 | 0 | 0 | 0 | 0 | 0 | 0 | 0
2040-05-31 | 24 | 39.39 | -17630 | -460 | -582 | 0 | 0 | 0 | 639 | 0 | 0 | 1534 | 53 | 341 | 7181 | 3288 | 1473 | 0 | 688 | 0 | 193 | 1242 | 0 | 375 | 1200 | 0 | 465 | 0 | 0 | 0 | 0 | 0 | 0 | 0 | 0 | 0
2040-06-01 | 1 | 31.57 | -16269 | -460 | -509 | 0 | 0 | 0 | 1157 | 0 | 0 | 1035 | 53 | 341 | 5348 | 3288 | 1467 | 0 | 525 | 0 | 199 | 1254 | 0 | 906 | 1200 | 0 | 465 | 0 | 0 | 0 | 0 | 0 | 0 | 0 | 0 | 0
2040-06-01 | 2 | 32.2 | -15429 | -497 | -454 | 0 | 0 | 0 | 544 | 0 | 0 | 1035 | 53 | 341 | 5364 | 3288 | 1221 | 0 | 573 | 0 | 196 | 1205 | 0 | 895 | 1200 | 0 | 465 | 0 | 0 | 0 | 0 | 0 | 0 | 0 | 0 | 0
2040-06-01 | 3 | 32.2 | -14909 | -528 | -400 | 0 | 0 | 0 | 528 | 0 | 0 | 1035 | 53 | 341 | 5395 | 3288 | 848 | 0 | 438 | 0 | 194 | 1184 | 0 | 868 | 1200 | 0 | 465 | 0 | 0 | 0 | 0 | 0 | 0 | 0 | 0 | 0
2040-06-01 | 4 | 32.2 | -14638 | -565 | -382 | 0 | 0 | 0 | 528 | 0 | 0 | 1031 | 53 | 341 | 5545 | 3288 | 734 | 0 | 576 | 0 | 189 | 1169 | 0 | 466 | 1200 | 0 | 465 | 0 | 0 | 0 | 0 | 0 | 0 | 0 | 0 | 0
2040-06-01 | 5 | 34.23 | -14655 | -607 | -363 | 0 | 0 | 0 | 528 | 0 | 0 | 1035 | 53 | 341 | 5979 | 3288 | 415 | 0 | 517 | 0 | 187 | 1161 | 0 | 456 | 1200 | 0 | 465 | 0 | 0 | 0 | 0 | 0 | 0 | 0 | 0 | 0
2040-06-01 | 6 | 35.68 | -14944 | -607 | -382 | 0 | 0 | 0 | 528 | 0 | 0 | 1039 | 53 | 341 | 6573 | 3288 | 263 | 0 | 312 | 101 | 190 | 1167 | 0 | 412 | 1200 | 0 | 465 | 0 | 0 | 0 | 0 | 0 | 0 | 0 | 0 | 0
2040-06-01 | 7 | 35.93 | -15888 | -643 | -491 | 0 | 0 | 0 | 877 | 0 | 0 | 1039 | 53 | 341 | 6659 | 3288 | 306 | 0 | 242 | 834 | 189 | 1172 | 0 | 358 | 1200 | 0 | 465 | 0 | 0 | 0 | 0 | 0 | 0 | 0 | 0 | 0
2040-06-01 | 8 | 33.97 | -17274 | -565 | -600 | 0 | 0 | 0 | 1892 | 0 | 0 | 1031 | 53 | 341 | 5821 | 3288 | 277 | 0 | 232 | 2141 | 192 | 1190 | 0 | 317 | 1200 | 0 | 465 | 0 | 0 | 0 | 0 | 0 | 0 | 0 | 0 | 0
2040-06-01 | 9 | 27.14 | -18692 | -497 | -727 | 0 | 0 | 0 | 2933 | 0 | 0 | 868 | 53 | 341 | 4528 | 3288 | 270 | 0 | 251 | 4017 | 193 | 1209 | 0 | 302 | 1200 | 0 | 465 | 0 | 0 | 0 | 0 | 0 | 0 | 0 | 0 | 0
2040-06-01 | 10 | 26.29 | -19728 | -429 | -854 | 0 | 0 | -385 | 3694 | 0 | 0 | 627 | 53 | 341 | 3064 | 3288 | 226 | 0 | 187 | 6519 | 195 | 1251 | 0 | 287 | 1200 | 0 | 465 | 0 | 0 | 0 | 0 | 0 | 0 | 0 | 0 | 0
2040-06-01 | 11 | 26.29 | -20434 | -366 | -818 | 0 | 0 | -1492 | 4211 | 0 | 0 | 523 | 53 | 341 | 2234 | 3288 | 210 | 0 | 208 | 8634 | 195 | 1277 | 0 | 271 | 1200 | 0 | 465 | 0 | 0 | 0 | 0 | 0 | 0 | 0 | 0 | 0
2040-06-01 | 12 | 24.97 | -20869 | -314 | -709 | 0 | -888 | -1859 | 4528 | 0 | 0 | 523 | 53 | 341 | 1941 | 3288 | 310 | 0 | 104 | 10119 | 195 | 1293 | 0 | 279 | 1200 | 0 | 465 | 0 | 0 | 0 | 0 | 0 | 0 | 0 | 0 | 0
2040-06-01 | 13 | 24.97 | -21100 | -267 | -927 | 0 | -487 | -1859 | 4697 | 0 | 0 | 523 | 53 | 341 | 898 | 3288 | 435 | 0 | 77 | 10867 | 196 | 1310 | 0 | 290 | 1200 | 0 | 465 | 0 | 0 | 0 | 0 | 0 | 0 | 0 | 0 | 0
2040-06-01 | 14 | 24.97 | -21176 | -225 | -909 | 0 | -166 | -1859 | 4756 | 0 | 0 | 523 | 53 | 341 | 898 | 3288 | 441 | 0 | 99 | 10447 | 196 | 1319 | 0 | 309 | 1200 | 0 | 465 | 0 | 0 | 0 | 0 | 0 | 0 | 0 | 0 | 0
2040-06-01 | 15 | 26.29 | -21165 | -204 | -818 | 0 | 0 | -1432 | 4750 | 0 | 0 | 523 | 53 | 341 | 898 | 3288 | 667 | 0 | 137 | 9458 | 194 | 1320 | 0 | 325 | 1200 | 0 | 465 | 0 | 0 | 0 | 0 | 0 | 0 | 0 | 0 | 0
2040-06-01 | 16 | 35.52 | -21091 | -188 | -1072 | 0 | 4 | 247 | 4692 | 0 | 0 | 523 | 53 | 341 | 1382 | 3288 | 722 | 0 | 193 | 7403 | 197 | 1323 | 0 | 320 | 1200 | 0 | 465 | 0 | 0 | 0 | 0 | 0 | 0 | 0 | 0 | 0
2040-06-01 | 17 | 35.52 | -21041 | -204 | -1381 | 0 | 0 | 395 | 4655 | 0 | 0 | 690 | 53 | 341 | 2966 | 3288 | 1030 | 0 | 350 | 5303 | 198 | 1341 | 0 | 352 | 1200 | 0 | 465 | 0 | 0 | 0 | 0 | 0 | 0 | 0 | 0 | 0
2040-06-01 | 18 | 35.52 | -21090 | -225 | -1654 | 0 | 0 | 361 | 4692 | 0 | 0 | 1031 | 53 | 341 | 5060 | 3288 | 697 | 0 | 459 | 3379 | 198 | 1349 | 0 | 397 | 1200 | 0 | 465 | 0 | 0 | 0 | 0 | 0 | 0 | 0 | 0 | 0
2040-06-01 | 19 | 35.52 | -20886 | -246 | -1581 | 0 | 0 | 1240 | 4544 | 0 | 0 | 1056 | 53 | 341 | 5806 | 3288 | 437 | 0 | 641 | 1668 | 198 | 1349 | 0 | 427 | 1200 | 0 | 465 | 0 | 0 | 0 | 0 | 0 | 0 | 0 | 0 | 0
2040-06-01 | 20 | 35.52 | -20552 | -288 | -1109 | 0 | 551 | 1344 | 4296 | 0 | 0 | 1172 | 53 | 341 | 5865 | 3288 | 272 | 0 | 673 | 441 | 199 | 1349 | 0 | 440 | 1200 | 0 | 465 | 0 | 0 | 0 | 0 | 0 | 0 | 0 | 0 | 0
2040-06-01 | 21 | 35.52 | -20560 | -340 | -1018 | 0 | 566 | 1306 | 4306 | 0 | 0 | 1172 | 53 | 341 | 5865 | 3288 | 466 | 0 | 894 | 17 | 199 | 1346 | 0 | 434 | 1200 | 0 | 465 | 0 | 0 | 0 | 0 | 0 | 0 | 0 | 0 | 0
2040-06-01 | 22 | 35.52 | -19919 | -397 | -854 | 0 | 0 | 1186 | 3836 | 0 | 0 | 1126 | 53 | 341 | 6305 | 3288 | 549 | 0 | 815 | 0 | 199 | 1352 | 0 | 456 | 1200 | 0 | 465 | 0 | 0 | 0 | 0 | 0 | 0 | 0 | 0 | 0
2040-06-01 | 23 | 35.52 | -18525 | -460 | -709 | 0 | 98 | 471 | 2811 | 0 | 0 | 1039 | 53 | 341 | 6305 | 3288 | 779 | 0 | 814 | 0 | 198 | 1338 | 0 | 494 | 1200 | 0 | 465 | 0 | 0 | 0 | 0 | 0 | 0 | 0 | 0 | 0
2040-06-01 | 24 | 35.52 | -17020 | -497 | -582 | 0 | 105 | 27 | 1707 | 0 | 0 | 1039 | 53 | 341 | 6234 | 3288 | 892 | 0 | 784 | 0 | 195 | 1311 | 0 | 458 | 1200 | 0 | 465 | 0 | 0 | 0 | 0 | 0 | 0 | 0 | 0 | 0
2040-06-02 | 1 | 35.41 | -15810 | -528 | -672 | 0 | 0 | 0 | 528 | 0 | 0 | 1039 | 52 | 335 | 6317 | 3273 | 714 | 0 | 732 | 0 | 199 | 1254 | 0 | 906 | 1200 | 0 | 462 | 0 | 0 | 0 | 0 | 0 | 0 | 0 | 0 | 0
2040-06-02 | 2 | 33.08 | -15010 | -528 | -582 | 0 | -52 | 0 | 528 | 0 | 0 | 1035 | 52 | 335 | 5716 | 3273 | 589 | 0 | 686 | 0 | 196 | 1205 | 0 | 895 | 1200 | 0 | 462 | 0 | 0 | 0 | 0 | 0 | 0 | 0 | 0 | 0
2040-06-02 | 3 | 33.08 | -14528 | -565 | -527 | 0 | -123 | -125 | 528 | 0 | 0 | 1031 | 52 | 335 | 5372 | 3273 | 678 | 0 | 691 | 0 | 194 | 1184 | 0 | 868 | 1200 | 0 | 462 | 0 | 0 | 0 | 0 | 0 | 0 | 0 | 0 | 0
2040-06-02 | 4 | 33.08 | -14319 | -565 | -472 | 0 | -35 | -92 | 528 | 0 | 0 | 902 | 52 | 335 | 5372 | 3273 | 840 | 0 | 695 | 0 | 189 | 1169 | 0 | 466 | 1200 | 0 | 462 | 0 | 0 | 0 | 0 | 0 | 0 | 0 | 0 | 0
2040-06-02 | 5 | 33.08 | -14306 | -565 | -472 | 0 | 0 | -194 | 528 | 0 | 0 | 902 | 52 | 335 | 5372 | 3273 | 949 | 0 | 660 | 0 | 187 | 1161 | 0 | 456 | 1200 | 0 | 462 | 0 | 0 | 0 | 0 | 0 | 0 | 0 | 0 | 0
2040-06-02 | 6 | 33.08 | -14411 | -565 | -491 | 0 | -77 | -285 | 528 | 0 | 0 | 902 | 52 | 335 | 5372 | 3273 | 1239 | 0 | 597 | 99 | 190 | 1167 | 0 | 412 | 1200 | 0 | 462 | 0 | 0 | 0 | 0 | 0 | 0 | 0 | 0 | 0
2040-06-02 | 7 | 33.97 | -15004 | -565 | -545 | 0 | 0 | 0 | 528 | 0 | 0 | 902 | 52 | 335 | 5422 | 3273 | 978 | 0 | 570 | 672 | 189 | 1172 | 0 | 358 | 1200 | 0 | 462 | 0 | 0 | 0 | 0 | 0 | 0 | 0 | 0 | 0
2040-06-02 | 8 | 35.37 | -16165 | -565 | -636 | 0 | 0 | 0 | 597 | 0 | 0 | 1031 | 52 | 335 | 5684 | 3273 | 875 | 0 | 654 | 1505 | 192 | 1190 | 0 | 317 | 1200 | 0 | 462 | 0 | 0 | 0 | 0 | 0 | 0 | 0 | 0 | 0
2040-06-02 | 9 | 33.08 | -17652 | -528 | -763 | 0 | 0 | -190 | 1643 | 0 | 0 | 902 | 52 | 335 | 5267 | 3273 | 850 | 0 | 634 | 2810 | 193 | 1209 | 0 | 302 | 1200 | 0 | 462 | 0 | 0 | 0 | 0 | 0 | 0 | 0 | 0 | 0
2040-06-02 | 10 | 33.08 | -18806 | -497 | -909 | 0 | 0 | -770 | 2452 | 0 | 0 | 826 | 52 | 335 | 4967 | 3273 | 607 | 0 | 638 | 4438 | 195 | 1251 | 0 | 287 | 1200 | 0 | 462 | 0 | 0 | 0 | 0 | 0 | 0 | 0 | 0 | 0
2040-06-02 | 11 | 33.08 | -19590 | -460 | -818 | 0 | 0 | -917 | 3007 | 0 | 0 | 628 | 52 | 335 | 3898 | 3273 | 498 | 0 | 645 | 6045 | 195 | 1277 | 0 | 271 | 1200 | 0 | 462 | 0 | 0 | 0 | 0 | 0 | 0 | 0 | 0 | 0
2040-06-02 | 12 | 33.08 | -20211 | -366 | -909 | 0 | -190 | -1859 | 3440 | 0 | 0 | 523 | 52 | 335 | 3104 | 3273 | 333 | 0 | 809 | 8238 | 195 | 1293 | 0 | 279 | 1200 | 0 | 462 | 0 | 0 | 0 | 0 | 0 | 0 | 0 | 0 | 0
2040-06-02 | 13 | 33.08 | -20739 | -314 | -981 | 0 | 0 | -988 | 3810 | 0 | 0 | 523 | 52 | 335 | 920 | 3273 | 244 | 0 | 784 | 9625 | 196 | 1310 | 0 | 290 | 1200 | 0 | 462 | 0 | 0 | 0 | 0 | 0 | 0 | 0 | 0 | 0
2040-06-02 | 14 | 33.08 | -21033 | -267 | -1018 | 0 | 0 | -924 | 4021 | 0 | 0 | 523 | 52 | 335 | 575 | 3273 | 289 | 0 | 798 | 9891 | 196 | 1319 | 0 | 309 | 1200 | 0 | 462 | 0 | 0 | 0 | 0 | 0 | 0 | 0 | 0 | 0
2040-06-02 | 15 | 33.08 | -21171 | -246 | -1054 | 0 | 0 | -31 | 4116 | 0 | 0 | 523 | 52 | 335 | 575 | 3273 | 518 | 0 | 819 | 8790 | 194 | 1320 | 0 | 325 | 1200 | 0 | 462 | 0 | 0 | 0 | 0 | 0 | 0 | 0 | 0 | 0
2040-06-02 | 16 | 44.71 | -21303 | -204 | -999 | 0 | 0 | 1019 | 4211 | 0 | 0 | 537 | 52 | 335 | 702 | 3273 | 1073 | 0 | 852 | 6950 | 197 | 1323 | 0 | 320 | 1200 | 0 | 462 | 0 | 0 | 0 | 0 | 0 | 0 | 0 | 0 | 0
2040-06-02 | 17 | 44.96 | -21570 | -225 | -999 | 0 | 65 | 1840 | 4396 | 0 | 0 | 640 | 52 | 335 | 1219 | 3273 | 1636 | 0 | 844 | 4941 | 198 | 1341 | 0 | 352 | 1200 | 0 | 462 | 0 | 0 | 0 | 0 | 0 | 0 | 0 | 0 | 0
2040-06-02 | 18 | 44.96 | -22027 | -246 | -1018 | 0 | 344 | 1859 | 4719 | 0 | 0 | 863 | 52 | 335 | 2058 | 3273 | 2244 | 0 | 801 | 3137 | 198 | 1349 | 0 | 397 | 1200 | 0 | 462 | 0 | 0 | 0 | 0 | 0 | 0 | 0 | 0 | 0
2040-06-02 | 19 | 37.36 | -22081 | -267 | -1054 | 0 | 0 | 0 | 4756 | 0 | 0 | 875 | 52 | 335 | 4628 | 3273 | 3350 | 0 | 895 | 1603 | 198 | 1349 | 0 | 427 | 1200 | 0 | 462 | 0 | 0 | 0 | 0 | 0 | 0 | 0 | 0 | 0
2040-06-02 | 20 | 32.2 | -21841 | -267 | -981 | 0 | 0 | 0 | 4587 | 0 | 0 | 829 | 52 | 332 | 4092 | 3273 | 4914 | 0 | 875 | 485 | 199 | 1349 | 0 | 440 | 1200 | 0 | 462 | 0 | 0 | 0 | 0 | 0 | 0 | 0 | 0 | 0
2040-06-02 | 21 | 17.48 | -21680 | -288 | -927 | 0 | 0 | 0 | 4476 | 0 | 0 | 640 | 52 | 173 | 3139 | 3273 | 6505 | 0 | 976 | 20 | 199 | 1346 | 0 | 434 | 1200 | 0 | 462 | 0 | 0 | 0 | 0 | 0 | 0 | 0 | 0 | 0
2040-06-02 | 22 | 0 | -20665 | -366 | -836 | 0 | 0 | -459 | 3762 | 0 | 0 | 274 | 48 | 157 | 3421 | 3273 | 7057 | 0 | 796 | 0 | 199 | 1352 | 0 | 456 | 1200 | 0 | 331 | 0 | 0 | 0 | 0 | 0 | 0 | 0 | 0 | 0
2040-06-02 | 23 | 0 | -18708 | -429 | -836 | 0 | 0 | -877 | 2383 | 0 | 0 | 225 | 48 | 157 | 3362 | 3273 | 7122 | 0 | 759 | 0 | 198 | 1338 | 0 | 494 | 1200 | 0 | 291 | 0 | 0 | 0 | 0 | 0 | 0 | 0 | 0 | 0
2040-06-02 | 24 | 0 | -16912 | -460 | -763 | 0 | 0 | -1170 | 1120 | 0 | 0 | 225 | 48 | 157 | 3194 | 3273 | 7161 | 0 | 682 | 0 | 195 | 1311 | 0 | 458 | 1200 | 0 | 282 | 0 | 0 | 0 | 0 | 0 | 0 | 0 | 0 | 0
2040-06-03 | 1 | 0 | -15705 | -528 | -672 | 0 | -650 | -1500 | 528 | 0 | 0 | 483 | 48 | 157 | 3026 | 3273 | 7017 | 0 | 681 | 0 | 199 | 1254 | 0 | 906 | 1200 | 0 | 282 | 0 | 0 | 0 | 0 | 0 | 0 | 0 | 0 | 0
2040-06-03 | 2 | 0 | -14974 | -528 | -582 | 0 | -1143 | -1253 | 528 | 0 | 0 | 254 | 48 | 157 | 2706 | 3273 | 7106 | 0 | 630 | 0 | 196 | 1205 | 0 | 895 | 1200 | 0 | 282 | 0 | 0 | 0 | 0 | 0 | 0 | 0 | 0 | 0
2040-06-03 | 3 | 0 | -14549 | -528 | -527 | 0 | -286 | -1859 | 528 | 0 | 0 | 225 | 48 | 157 | 2021 | 3273 | 7126 | 0 | 644 | 0 | 194 | 1184 | 0 | 868 | 1200 | 0 | 282 | 0 | 0 | 0 | 0 | 0 | 0 | 0 | 0 | 0
2040-06-03 | 4 | 0 | -14445 | -607 | -472 | 0 | 0 | -930 | 528 | 0 | 0 | 225 | 48 | 157 | 2021 | 3273 | 6326 | 0 | 571 | 0 | 189 | 1169 | 0 | 466 | 1200 | 0 | 282 | 0 | 0 | 0 | 0 | 0 | 0 | 0 | 0 | 0
2040-06-03 | 5 | 0 | -14814 | -643 | -472 | 0 | 0 | 137 | 528 | 0 | 0 | 537 | 48 | 157 | 2021 | 3273 | 5338 | 0 | 596 | 0 | 187 | 1161 | 0 | 456 | 1200 | 0 | 291 | 0 | 0 | 0 | 0 | 0 | 0 | 0 | 0 | 0
2040-06-03 | 6 | 0 | -15981 | -685 | -491 | 0 | 0 | 1302 | 528 | 0 | 0 | 713 | 48 | 157 | 2519 | 3273 | 4561 | 0 | 635 | 121 | 190 | 1167 | 0 | 412 | 1200 | 0 | 331 | 0 | 0 | 0 | 0 | 0 | 0 | 0 | 0 | 0
2040-06-03 | 7 | 6.49 | -18372 | -685 | -545 | 0 | 1268 | 1859 | 1723 | 0 | 0 | 934 | 52 | 157 | 2520 | 3273 | 2890 | 0 | 628 | 918 | 189 | 1172 | 0 | 358 | 1200 | 0 | 462 | 0 | 0 | 0 | 0 | 0 | 0 | 0 | 0 | 0
2040-06-03 | 8 | 6.49 | -20086 | -643 | -636 | 0 | 519 | 1859 | 2890 | 0 | 0 | 875 | 52 | 157 | 2810 | 3273 | 2419 | 0 | 401 | 2749 | 192 | 1190 | 0 | 317 | 1200 | 0 | 462 | 0 | 0 | 0 | 0 | 0 | 0 | 0 | 0 | 0
2040-06-03 | 9 | 0 | -20848 | -528 | -763 | 0 | 0 | 0 | 3408 | 0 | 0 | 618 | 48 | 157 | 3264 | 3273 | 2114 | 0 | 345 | 5677 | 193 | 1209 | 0 | 302 | 1200 | 0 | 331 | 0 | 0 | 0 | 0 | 0 | 0 | 0 | 0 | 0
2040-06-03 | 10 | 0 | -21546 | -429 | -909 | 0 | 0 | -216 | 3884 | 0 | 0 | 225 | 48 | 157 | 1481 | 3273 | 1452 | 0 | 392 | 8964 | 195 | 1251 | 0 | 287 | 1200 | 0 | 291 | 0 | 0 | 0 | 0 | 0 | 0 | 0 | 0 | 0
2040-06-03 | 11 | -3 | -22199 | -366 | -818 | 0 | -429 | -1853 | 4328 | 0 | 0 | 225 | 48 | 157 | 1243 | 3273 | 1224 | 0 | 468 | 11476 | 195 | 1277 | 0 | 271 | 1200 | 0 | 282 | 0 | 0 | 0 | 0 | 0 | 0 | 0 | 0 | 0
2040-06-03 | 12 | -3 | -22648 | -314 | -909 | 0 | -969 | -1746 | 4634 | 0 | 0 | 225 | 48 | 157 | 1075 | 3273 | 1130 | 0 | 471 | 12324 | 195 | 1293 | 0 | 279 | 1200 | 0 | 282 | 0 | 0 | 0 | 0 | 0 | 0 | 0 | 0 | 0
2040-06-03 | 13 | -3 | -22777 | -267 | -981 | 0 | -1321 | -1725 | 4719 | 0 | 0 | 225 | 48 | 157 | 875 | 3273 | 1376 | 0 | 651 | 12470 | 196 | 1310 | 0 | 290 | 1200 | 0 | 282 | 0 | 0 | 0 | 0 | 0 | 0 | 0 | 0 | 0
2040-06-03 | 14 | -3 | -22829 | -267 | -1018 | 0 | -1727 | -1831 | 4756 | 0 | 0 | 225 | 48 | 157 | 875 | 3273 | 1944 | 0 | 1093 | 11996 | 196 | 1319 | 0 | 309 | 1200 | 0 | 282 | 0 | 0 | 0 | 0 | 0 | 0 | 0 | 0 | 0
2040-06-03 | 15 | -4.5 | -22613 | -246 | -1054 | -343 | -2000 | -1859 | 4608 | 0 | 0 | 225 | 48 | 157 | 875 | 3273 | 3156 | 0 | 1312 | 11141 | 194 | 1320 | 0 | 325 | 1200 | 0 | 282 | 0 | 0 | 0 | 0 | 0 | 0 | 0 | 0 | 0
2040-06-03 | 16 | -3 | -22383 | -246 | -999 | 0 | -2000 | -1804 | 4454 | 0 | 0 | 225 | 48 | 157 | 585 | 3273 | 4465 | 0 | 1593 | 9311 | 197 | 1323 | 0 | 320 | 1200 | 0 | 282 | 0 | 0 | 0 | 0 | 0 | 0 | 0 | 0 | 0
2040-06-03 | 17 | -3 | -22316 | -267 | -999 | 0 | 0 | -1574 | 4407 | 0 | 0 | 225 | 48 | 157 | 0 | 3273 | 5382 | 0 | 1619 | 6665 | 198 | 1341 | 0 | 352 | 1200 | 0 | 291 | 0 | 0 | 0 | 0 | 0 | 0 | 0 | 0 | 0
2040-06-03 | 18 | 3 | -22324 | -267 | -1018 | 0 | 139 | 0 | 4412 | 0 | 0 | 523 | 52 | 157 | 239 | 3273 | 5583 | 0 | 1781 | 3884 | 198 | 1349 | 0 | 397 | 1200 | 0 | 422 | 0 | 0 | 0 | 0 | 0 | 0 | 0 | 0 | 0
2040-06-03 | 19 | 3 | -22132 | -314 | -1054 | 0 | 438 | 1420 | 4280 | 0 | 0 | 561 | 52 | 157 | 239 | 3273 | 5793 | 0 | 1882 | 1769 | 198 | 1349 | 0 | 427 | 1200 | 0 | 462 | 0 | 0 | 0 | 0 | 0 | 0 | 0 | 0 | 0
2040-06-03 | 20 | 3 | -21740 | -366 | -981 | 0 | 702 | 1679 | 4016 | 0 | 0 | 610 | 52 | 157 | 239 | 3273 | 6283 | 0 | 1895 | 532 | 199 | 1349 | 0 | 440 | 1200 | 0 | 462 | 0 | 0 | 0 | 0 | 0 | 0 | 0 | 0 | 0
2040-06-03 | 21 | 3 | -21553 | -460 | -927 | 0 | 1188 | 1744 | 3889 | 0 | 0 | 640 | 52 | 157 | 239 | 3273 | 6442 | 0 | 1658 | 18 | 199 | 1346 | 0 | 434 | 1200 | 0 | 462 | 0 | 0 | 0 | 0 | 0 | 0 | 0 | 0 | 0
2040-06-03 | 22 | 3 | -20472 | -528 | -836 | 0 | 1068 | 1744 | 3155 | 0 | 0 | 640 | 52 | 157 | 239 | 3273 | 6448 | 0 | 1392 | 0 | 199 | 1352 | 0 | 456 | 1200 | 0 | 462 | 0 | 0 | 0 | 0 | 0 | 0 | 0 | 0 | 0
2040-06-03 | 23 | 3 | -18513 | -607 | -836 | 0 | 1341 | 1743 | 1818 | 0 | 0 | 654 | 52 | 157 | 239 | 3273 | 5595 | 0 | 1393 | 0 | 198 | 1338 | 0 | 494 | 1200 | 0 | 462 | 0 | 0 | 0 | 0 | 0 | 0 | 0 | 0 | 0
2040-06-03 | 24 | 3 | -16637 | -685 | -763 | 0 | 1433 | 1799 | 544 | 0 | 0 | 779 | 52 | 157 | 353 | 3273 | 4895 | 0 | 1175 | 0 | 195 | 1311 | 0 | 458 | 1200 | 0 | 462 | 0 | 0 | 0 | 0 | 0 | 0 | 0 | 0 | 0
2040-06-04 | 1 | 20.92 | -15388 | -727 | -509 | 0 | -567 | -60 | 528 | 0 | 0 | 654 | 52 | 157 | 3679 | 3273 | 3844 | 0 | 1042 | 0 | 199 | 1254 | 0 | 906 | 1200 | 0 | 462 | 0 | 0 | 0 | 0 | 0 | 0 | 0 | 0 | 0
2040-06-04 | 2 | 24.48 | -14695 | -821 | -454 | 0 | 0 | -1198 | 528 | 0 | 0 | 640 | 52 | 317 | 3855 | 3273 | 3213 | 0 | 1332 | 0 | 196 | 1205 | 0 | 895 | 1200 | 0 | 462 | 0 | 0 | 0 | 0 | 0 | 0 | 0 | 0 | 0
2040-06-04 | 3 | 24.48 | -14352 | -868 | -400 | 0 | 0 | -471 | 528 | 0 | 0 | 826 | 52 | 332 | 4017 | 3273 | 1856 | 0 | 1299 | 0 | 194 | 1184 | 0 | 868 | 1200 | 0 | 462 | 0 | 0 | 0 | 0 | 0 | 0 | 0 | 0 | 0
2040-06-04 | 4 | 30.53 | -14307 | -915 | -382 | 0 | 0 | 0 | 528 | 0 | 0 | 869 | 52 | 335 | 4649 | 3273 | 1118 | 0 | 1295 | 0 | 189 | 1169 | 0 | 466 | 1200 | 0 | 462 | 0 | 0 | 0 | 0 | 0 | 0 | 0 | 0 | 0
2040-06-04 | 5 | 33.01 | -14735 | -915 | -363 | 0 | 0 | 0 | 528 | 0 | 0 | 902 | 52 | 335 | 5316 | 3273 | 693 | 0 | 1449 | 0 | 187 | 1161 | 0 | 456 | 1200 | 0 | 462 | 0 | 0 | 0 | 0 | 0 | 0 | 0 | 0 | 0
2040-06-04 | 6 | 33.08 | -15954 | -915 | -382 | 123 | 650 | 236 | 528 | 0 | 0 | 1039 | 52 | 335 | 5581 | 3273 | 396 | 0 | 1478 | 129 | 190 | 1167 | 0 | 412 | 1200 | 0 | 462 | 0 | 0 | 0 | 0 | 0 | 0 | 0 | 0 | 0
2040-06-04 | 7 | 33.08 | -18317 | -968 | -491 | 171 | 614 | 736 | 1955 | 0 | 0 | 1039 | 52 | 332 | 5569 | 3273 | 248 | 0 | 1441 | 963 | 189 | 1172 | 0 | 358 | 1200 | 0 | 462 | 0 | 0 | 0 | 0 | 0 | 0 | 0 | 0 | 0
2040-06-04 | 8 | 33.08 | -19899 | -774 | -600 | 0 | 180 | 307 | 3054 | 0 | 0 | 1031 | 52 | 317 | 5423 | 3273 | 185 | 0 | 1287 | 2803 | 192 | 1190 | 0 | 317 | 1200 | 0 | 462 | 0 | 0 | 0 | 0 | 0 | 0 | 0 | 0 | 0
2040-06-04 | 9 | 2.22 | -20570 | -643 | -727 | 0 | 0 | -320 | 3519 | 0 | 0 | 654 | 52 | 157 | 4038 | 3273 | 133 | 0 | 1269 | 5800 | 193 | 1209 | 0 | 302 | 1200 | 0 | 460 | 0 | 0 | 0 | 0 | 0 | 0 | 0 | 0 | 0
2040-06-04 | 10 | 1.19 | -21123 | -497 | -854 | 0 | 0 | -1829 | 3905 | 0 | 0 | 523 | 52 | 157 | 2520 | 3273 | 162 | 0 | 1400 | 8957 | 195 | 1251 | 0 | 287 | 1200 | 0 | 420 | 0 | 0 | 0 | 0 | 0 | 0 | 0 | 0 | 0
2040-06-04 | 11 | -3 | -21745 | -429 | -818 | 0 | -1128 | -1859 | 4338 | 0 | 0 | 225 | 48 | 157 | 1747 | 3273 | 498 | 0 | 1623 | 10838 | 195 | 1277 | 0 | 271 | 1200 | 0 | 289 | 0 | 0 | 0 | 0 | 0 | 0 | 0 | 0 | 0
2040-06-04 | 12 | -3 | -22230 | -340 | -709 | 0 | -1631 | -1859 | 4671 | 0 | 0 | 225 | 48 | 157 | 1552 | 3273 | 965 | 0 | 1665 | 10964 | 195 | 1293 | 0 | 279 | 1200 | 0 | 282 | 0 | 0 | 0 | 0 | 0 | 0 | 0 | 0 | 0
2040-06-04 | 13 | -3 | -22249 | -340 | -927 | 0 | -1194 | -1859 | 4687 | 0 | 0 | 225 | 48 | 157 | 460 | 3273 | 1478 | 0 | 1657 | 11306 | 196 | 1310 | 0 | 290 | 1200 | 0 | 282 | 0 | 0 | 0 | 0 | 0 | 0 | 0 | 0 | 0
2040-06-04 | 14 | -3 | -22349 | -314 | -909 | 0 | -1960 | -1859 | 4756 | 0 | 0 | 225 | 48 | 157 | 410 | 3273 | 2066 | 0 | 1601 | 11550 | 196 | 1319 | 0 | 309 | 1200 | 0 | 282 | 0 | 0 | 0 | 0 | 0 | 0 | 0 | 0 | 0
2040-06-04 | 15 | -3 | -22182 | -246 | -818 | 0 | -1437 | -1859 | 4639 | 0 | 0 | 225 | 48 | 157 | 100 | 3273 | 2514 | 0 | 1468 | 10789 | 194 | 1320 | 0 | 325 | 1200 | 0 | 291 | 0 | 0 | 0 | 0 | 0 | 0 | 0 | 0 | 0
2040-06-04 | 16 | 1.19 | -21997 | -225 | -1072 | 0 | 0 | -1269 | 4513 | 0 | 0 | 523 | 52 | 157 | 0 | 3273 | 2821 | 0 | 1401 | 8361 | 197 | 1323 | 0 | 320 | 1200 | 0 | 422 | 0 | 0 | 0 | 0 | 0 | 0 | 0 | 0 | 0
2040-06-04 | 17 | 3 | -21968 | -246 | -1381 | 0 | 141 | 433 | 4491 | 0 | 0 | 523 | 52 | 157 | 819 | 3273 | 3308 | 0 | 1512 | 5333 | 198 | 1341 | 0 | 352 | 1200 | 0 | 462 | 0 | 0 | 0 | 0 | 0 | 0 | 0 | 0 | 0
2040-06-04 | 18 | 3 | -22055 | -246 | -1654 | 0 | 740 | 1325 | 4550 | 0 | 0 | 628 | 52 | 157 | 823 | 3273 | 4062 | 0 | 1534 | 3205 | 198 | 1349 | 0 | 397 | 1200 | 0 | 462 | 0 | 0 | 0 | 0 | 0 | 0 | 0 | 0 | 0
2040-06-04 | 19 | 3 | -21856 | -267 | -1581 | 0 | 1437 | 1561 | 4412 | 0 | 0 | 813 | 52 | 157 | 823 | 3273 | 4708 | 0 | 1348 | 1482 | 198 | 1349 | 0 | 427 | 1200 | 0 | 462 | 0 | 0 | 0 | 0 | 0 | 0 | 0 | 0 | 0
2040-06-04 | 20 | 3 | -21595 | -288 | -1109 | 0 | 1771 | 1749 | 4232 | 0 | 0 | 833 | 52 | 157 | 823 | 3273 | 4901 | 0 | 1085 | 465 | 199 | 1349 | 0 | 440 | 1200 | 0 | 462 | 0 | 0 | 0 | 0 | 0 | 0 | 0 | 0 | 0
2040-06-04 | 21 | 3 | -21575 | -314 | -1018 | 0 | 1362 | 1561 | 4217 | 0 | 0 | 783 | 52 | 157 | 823 | 3273 | 5858 | 0 | 1161 | 18 | 199 | 1346 | 0 | 434 | 1200 | 0 | 462 | 0 | 0 | 0 | 0 | 0 | 0 | 0 | 0 | 0
2040-06-04 | 22 | 3 | -20535 | -366 | -854 | 0 | 262 | 1479 | 3493 | 0 | 0 | 610 | 52 | 157 | 823 | 3273 | 6719 | 0 | 1219 | 0 | 199 | 1352 | 0 | 456 | 1200 | 0 | 462 | 0 | 0 | 0 | 0 | 0 | 0 | 0 | 0 | 0
2040-06-04 | 23 | 3 | -18602 | -429 | -709 | 0 | 89 | 1038 | 2151 | 0 | 0 | 542 | 52 | 157 | 823 | 3273 | 6936 | 0 | 986 | 0 | 198 | 1338 | 0 | 494 | 1200 | 0 | 462 | 0 | 0 | 0 | 0 | 0 | 0 | 0 | 0 | 0
2040-06-04 | 24 | 3 | -16769 | -429 | -582 | 0 | 0 | 262 | 877 | 0 | 0 | 523 | 52 | 157 | 1169 | 3273 | 7117 | 0 | 723 | 0 | 195 | 1311 | 0 | 458 | 1200 | 0 | 462 | 0 | 0 | 0 | 0 | 0 | 0 | 0 | 0 | 0
2040-06-05 | 1 | 7.2 | -15583 | -460 | -509 | 0 | 0 | -483 | 528 | 0 | 0 | 523 | 52 | 157 | 734 | 3273 | 7146 | 0 | 600 | 0 | 199 | 1254 | 0 | 906 | 1200 | 0 | 462 | 0 | 0 | 0 | 0 | 0 | 0 | 0 | 0 | 0
2040-06-05 | 2 | 7.2 | -14909 | -460 | -454 | 0 | 0 | -952 | 528 | 0 | 0 | 523 | 52 | 157 | 346 | 3273 | 7282 | 0 | 656 | 0 | 196 | 1205 | 0 | 895 | 1200 | 0 | 462 | 0 | 0 | 0 | 0 | 0 | 0 | 0 | 0 | 0
2040-06-05 | 3 | 7.2 | -14575 | -497 | -400 | 0 | 0 | -1152 | 528 | 0 | 0 | 523 | 52 | 157 | 346 | 3273 | 7326 | 0 | 511 | 0 | 194 | 1184 | 0 | 868 | 1200 | 0 | 462 | 0 | 0 | 0 | 0 | 0 | 0 | 0 | 0 | 0
2040-06-05 | 4 | 7.2 | -14522 | -460 | -382 | 0 | 0 | -793 | 528 | 0 | 0 | 523 | 52 | 157 | 346 | 3273 | 7332 | 0 | 459 | 0 | 189 | 1169 | 0 | 466 | 1200 | 0 | 462 | 0 | 0 | 0 | 0 | 0 | 0 | 0 | 0 | 0
2040-06-05 | 5 | 7.2 | -14977 | -460 | -363 | 0 | 0 | -304 | 528 | 0 | 0 | 523 | 52 | 157 | 346 | 3273 | 7336 | 0 | 423 | 0 | 187 | 1161 | 0 | 456 | 1200 | 0 | 462 | 0 | 0 | 0 | 0 | 0 | 0 | 0 | 0 | 0
2040-06-05 | 6 | 9.73 | -16241 | -460 | -382 | 0 | 0 | 286 | 528 | 0 | 0 | 523 | 52 | 157 | 1071 | 3273 | 7346 | 0 | 325 | 90 | 190 | 1167 | 0 | 412 | 1200 | 0 | 462 | 0 | 0 | 0 | 0 | 0 | 0 | 0 | 0 | 0
2040-06-05 | 7 | 9.73 | -18725 | -429 | -491 | 0 | 242 | 1148 | 904 | 0 | 0 | 621 | 52 | 157 | 1506 | 3273 | 7359 | 0 | 268 | 735 | 189 | 1172 | 0 | 358 | 1200 | 0 | 462 | 0 | 0 | 0 | 0 | 0 | 0 | 0 | 0 | 0
2040-06-05 | 8 | 9.73 | -20601 | -429 | -600 | 0 | 231 | 567 | 2071 | 0 | 0 | 599 | 52 | 157 | 1880 | 3273 | 7355 | 0 | 205 | 1878 | 192 | 1190 | 0 | 317 | 1200 | 0 | 462 | 0 | 0 | 0 | 0 | 0 | 0 | 0 | 0 | 0
2040-06-05 | 9 | 7.2 | -21510 | -366 | -727 | 0 | 0 | -2 | 2642 | 0 | 0 | 523 | 52 | 157 | 1884 | 3273 | 7341 | 0 | 164 | 3204 | 193 | 1209 | 0 | 302 | 1200 | 0 | 462 | 0 | 0 | 0 | 0 | 0 | 0 | 0 | 0 | 0
2040-06-05 | 10 | 7.2 | -22196 | -314 | -854 | 0 | 0 | -1534 | 3070 | 0 | 0 | 523 | 52 | 157 | 1716 | 3273 | 7328 | 0 | 177 | 5216 | 195 | 1251 | 0 | 287 | 1200 | 0 | 453 | 0 | 0 | 0 | 0 | 0 | 0 | 0 | 0 | 0
2040-06-05 | 11 | 0 | -22923 | -267 | -818 | -338 | -2000 | -1859 | 3519 | 0 | 0 | 523 | 48 | 157 | 1716 | 3273 | 7351 | 0 | 232 | 8121 | 195 | 1277 | 0 | 271 | 1200 | 0 | 322 | 0 | 0 | 0 | 0 | 0 | 0 | 0 | 0 | 0
2040-06-05 | 12 | -35 | -23591 | -188 | -709 | -908 | -2000 | -1859 | 3937 | 0 | 0 | 0 | 48 | 157 | 1716 | 3273 | 7336 | 0 | 141 | 9398 | 195 | 1293 | 0 | 279 | 1200 | 0 | 282 | 0 | 63 | 0 | 0 | 0 | 0 | 0 | 0 | 0
2040-06-05 | 13 | -40 | -24105 | -141 | -927 | -908 | -2000 | -1859 | 4259 | 0 | 0 | 0 | 48 | 157 | 1716 | 3273 | 6885 | 0 | 0 | 10325 | 196 | 1310 | 0 | 290 | 1200 | 0 | 282 | 434 | 154 | 0 | 0 | 0 | 0 | 0 | 0 | 0
2040-06-05 | 14 | 0 | -24617 | -120 | -909 | -656 | -1886 | -1859 | 4576 | 0 | 0 | 414 | 48 | 157 | 1716 | 3273 | 7313 | 0 | 155 | 9049 | 196 | 1319 | 0 | 309 | 1200 | 0 | 322 | 0 | 0 | 0 | 0 | 0 | 0 | 0 | 0 | 0
2040-06-05 | 15 | 2.79 | -24726 | -110 | -818 | 0 | -1058 | -1859 | 4645 | 0 | 0 | 523 | 52 | 157 | 1281 | 3273 | 7314 | 0 | 167 | 7666 | 194 | 1320 | 0 | 325 | 1200 | 0 | 453 | 0 | 0 | 0 | 0 | 0 | 0 | 0 | 0 | 0
2040-06-05 | 16 | 7.2 | -24760 | -110 | -1072 | 0 | 0 | -760 | 4666 | 0 | 0 | 523 | 52 | 157 | 578 | 3273 | 7321 | 0 | 172 | 6459 | 197 | 1323 | 0 | 320 | 1200 | 0 | 462 | 0 | 0 | 0 | 0 | 0 | 0 | 0 | 0 | 0
2040-06-05 | 17 | 9.73 | -24903 | -110 | -1381 | 88 | 437 | 460 | 4756 | 0 | 0 | 523 | 52 | 157 | 578 | 3273 | 7323 | 0 | 204 | 4992 | 198 | 1341 | 0 | 352 | 1200 | 0 | 462 | 0 | 0 | 0 | 0 | 0 | 0 | 0 | 0 | 0
2040-06-05 | 18 | 9.73 | -24795 | -131 | -1654 | 60 | 1275 | 1400 | 4687 | 0 | 0 | 813 | 52 | 157 | 1126 | 3273 | 7343 | 0 | 231 | 2556 | 198 | 1349 | 0 | 397 | 1200 | 0 | 462 | 0 | 0 | 0 | 0 | 0 | 0 | 0 | 0 | 0
2040-06-05 | 19 | 9.73 | -24329 | -157 | -1581 | 583 | 1635 | 1548 | 4396 | 0 | 0 | 875 | 52 | 157 | 1126 | 3273 | 7349 | 0 | 250 | 1187 | 198 | 1349 | 0 | 427 | 1200 | 0 | 462 | 0 | 0 | 0 | 0 | 0 | 0 | 0 | 0 | 0
2040-06-05 | 20 | 9.73 | -23941 | -167 | -1109 | 711 | 1667 | 1549 | 4159 | 0 | 0 | 902 | 52 | 157 | 1126 | 3273 | 7380 | 0 | 363 | 229 | 199 | 1349 | 0 | 440 | 1200 | 0 | 462 | 0 | 0 | 0 | 0 | 0 | 0 | 0 | 0 | 0
2040-06-05 | 21 | 9.73 | -23823 | -204 | -1018 | 716 | 1292 | 1546 | 4085 | 0 | 0 | 902 | 52 | 157 | 1561 | 3273 | 7385 | 0 | 421 | 14 | 199 | 1346 | 0 | 434 | 1200 | 0 | 462 | 0 | 0 | 0 | 0 | 0 | 0 | 0 | 0 | 0
2040-06-05 | 22 | 9.73 | -22664 | -225 | -854 | 120 | 840 | 1306 | 3361 | 0 | 0 | 869 | 52 | 157 | 2264 | 3273 | 7389 | 0 | 444 | 0 | 199 | 1352 | 0 | 456 | 1200 | 0 | 462 | 0 | 0 | 0 | 0 | 0 | 0 | 0 | 0 | 0
2040-06-05 | 23 | 9.73 | -20561 | -246 | -709 | 102 | 392 | 973 | 2050 | 0 | 0 | 793 | 52 | 157 | 2264 | 3273 | 7388 | 0 | 380 | 0 | 198 | 1338 | 0 | 494 | 1200 | 0 | 462 | 0 | 0 | 0 | 0 | 0 | 0 | 0 | 0 | 0
2040-06-05 | 24 | 9.73 | -18603 | -288 | -582 | 39 | 203 | 520 | 830 | 0 | 0 | 640 | 52 | 157 | 2442 | 3273 | 7377 | 0 | 313 | 0 | 195 | 1311 | 0 | 458 | 1200 | 0 | 462 | 0 | 0 | 0 | 0 | 0 | 0 | 0 | 0 | 0
2040-06-06 | 1 | 21.34 | -17276 | -288 | -509 | -33 | -451 | -519 | 528 | 0 | 0 | 561 | 52 | 157 | 2797 | 3273 | 7377 | 0 | 309 | 0 | 199 | 1254 | 0 | 906 | 1200 | 0 | 462 | 0 | 0 | 0 | 0 | 0 | 0 | 0 | 0 | 0
2040-06-06 | 2 | 21.34 | -16510 | -288 | -454 | 0 | -114 | -1569 | 528 | 0 | 0 | 523 | 52 | 157 | 2797 | 3273 | 7378 | 0 | 268 | 0 | 196 | 1205 | 0 | 895 | 1200 | 0 | 462 | 0 | 0 | 0 | 0 | 0 | 0 | 0 | 0 | 0
2040-06-06 | 3 | 21.34 | -16124 | -288 | -400 | -6 | -507 | -1539 | 528 | 0 | 0 | 523 | 52 | 157 | 2797 | 3273 | 7381 | 0 | 244 | 0 | 194 | 1184 | 0 | 868 | 1200 | 0 | 462 | 0 | 0 | 0 | 0 | 0 | 0 | 0 | 0 | 0
2040-06-06 | 4 | 21.34 | -16004 | -267 | -382 | -186 | -671 | -904 | 528 | 0 | 0 | 523 | 52 | 157 | 2797 | 3273 | 7375 | 0 | 223 | 0 | 189 | 1169 | 0 | 466 | 1200 | 0 | 462 | 0 | 0 | 0 | 0 | 0 | 0 | 0 | 0 | 0
2040-06-06 | 5 | 21.34 | -16405 | -288 | -363 | -106 | -150 | -1421 | 528 | 0 | 0 | 523 | 52 | 157 | 3113 | 3273 | 7376 | 0 | 245 | 0 | 187 | 1161 | 0 | 456 | 1200 | 0 | 462 | 0 | 0 | 0 | 0 | 0 | 0 | 0 | 0 | 0
2040-06-06 | 6 | 21.34 | -17753 | -267 | -382 | 0 | -222 | -584 | 528 | 0 | 0 | 610 | 52 | 157 | 3443 | 3273 | 7380 | 0 | 260 | 72 | 190 | 1167 | 0 | 412 | 1200 | 0 | 462 | 0 | 0 | 0 | 0 | 0 | 0 | 0 | 0 | 0
2040-06-06 | 7 | 24.21 | -20284 | -288 | -491 | 0 | 0 | 0 | 1231 | 0 | 0 | 745 | 52 | 292 | 3690 | 3273 | 7353 | 0 | 490 | 556 | 189 | 1172 | 0 | 358 | 1200 | 0 | 462 | 0 | 0 | 0 | 0 | 0 | 0 | 0 | 0 | 0
2040-06-06 | 8 | 23.36 | -22363 | -288 | -600 | 0 | 0 | 0 | 2462 | 0 | 0 | 717 | 52 | 178 | 3820 | 3273 | 7327 | 0 | 450 | 1611 | 192 | 1190 | 0 | 317 | 1200 | 0 | 462 | 0 | 0 | 0 | 0 | 0 | 0 | 0 | 0 | 0
2040-06-06 | 9 | 21.34 | -23579 | -246 | -727 | 0 | -249 | -402 | 3181 | 0 | 0 | 628 | 52 | 157 | 3753 | 3273 | 7292 | 0 | 520 | 2980 | 193 | 1209 | 0 | 302 | 1200 | 0 | 462 | 0 | 0 | 0 | 0 | 0 | 0 | 0 | 0 | 0
2040-06-06 | 10 | 21.34 | -24356 | -188 | -854 | 0 | -624 | -624 | 3641 | 0 | 0 | 523 | 52 | 157 | 2875 | 3273 | 7221 | 0 | 501 | 5009 | 195 | 1251 | 0 | 287 | 1200 | 0 | 462 | 0 | 0 | 0 | 0 | 0 | 0 | 0 | 0 | 0
2040-06-06 | 11 | 21.34 | -25021 | -157 | -818 | -94 | -1248 | -1301 | 4032 | 0 | 0 | 523 | 52 | 157 | 1788 | 3273 | 7137 | 0 | 509 | 7763 | 195 | 1277 | 0 | 271 | 1200 | 0 | 462 | 0 | 0 | 0 | 0 | 0 | 0 | 0 | 0 | 0
2040-06-06 | 12 | 21.34 | -25564 | -167 | -709 | -337 | -1975 | -1859 | 4354 | 0 | 0 | 523 | 52 | 157 | 1788 | 3273 | 6769 | 0 | 601 | 9665 | 195 | 1293 | 0 | 279 | 1200 | 0 | 462 | 0 | 0 | 0 | 0 | 0 | 0 | 0 | 0 | 0
2040-06-06 | 13 | 21.34 | -25803 | -157 | -927 | -540 | -1409 | -1502 | 4497 | 0 | 0 | 523 | 52 | 157 | 1353 | 3273 | 5828 | 0 | 636 | 10561 | 196 | 1310 | 0 | 290 | 1200 | 0 | 462 | 0 | 0 | 0 | 0 | 0 | 0 | 0 | 0 | 0
2040-06-06 | 14 | 21.34 | -26139 | -141 | -909 | -118 | -1229 | -1528 | 4697 | 0 | 0 | 523 | 52 | 160 | 1353 | 3273 | 5039 | 0 | 519 | 10961 | 196 | 1319 | 0 | 309 | 1200 | 0 | 462 | 0 | 0 | 0 | 0 | 0 | 0 | 0 | 0 | 0
2040-06-06 | 15 | 21.34 | -26218 | -131 | -818 | -274 | -300 | -1275 | 4740 | 0 | 0 | 523 | 52 | 175 | 1353 | 3273 | 4409 | 0 | 575 | 10414 | 194 | 1320 | 0 | 325 | 1200 | 0 | 462 | 0 | 0 | 0 | 0 | 0 | 0 | 0 | 0 | 0
2040-06-06 | 16 | 33.08 | -26242 | -120 | -1072 | 0 | 0 | 0 | 4756 | 0 | 0 | 523 | 52 | 335 | 1647 | 3273 | 3980 | 0 | 574 | 8794 | 197 | 1323 | 0 | 320 | 1200 | 0 | 462 | 0 | 0 | 0 | 0 | 0 | 0 | 0 | 0 | 0
2040-06-06 | 17 | 34.54 | -26187 | -120 | -1381 | 0 | 0 | 355 | 4724 | 0 | 0 | 869 | 52 | 335 | 4276 | 3273 | 3125 | 0 | 549 | 6578 | 198 | 1341 | 0 | 352 | 1200 | 0 | 462 | 0 | 0 | 0 | 0 | 0 | 0 | 0 | 0 | 0
2040-06-06 | 18 | 34.54 | -26011 | -120 | -1654 | 169 | 1167 | 1191 | 4618 | 0 | 0 | 1126 | 52 | 335 | 4939 | 3273 | 2699 | 0 | 639 | 3971 | 198 | 1349 | 0 | 397 | 1200 | 0 | 462 | 0 | 0 | 0 | 0 | 0 | 0 | 0 | 0 | 0
2040-06-06 | 19 | 34.54 | -25460 | -131 | -1581 | 358 | 1644 | 1660 | 4291 | 0 | 0 | 1282 | 52 | 335 | 5533 | 3273 | 2324 | 0 | 928 | 1857 | 198 | 1349 | 0 | 427 | 1200 | 0 | 462 | 0 | 0 | 0 | 0 | 0 | 0 | 0 | 0 | 0
2040-06-06 | 20 | 34.54 | -24836 | -141 | -1109 | 202 | 1590 | 1647 | 3926 | 0 | 0 | 1283 | 52 | 335 | 5973 | 3273 | 2561 | 0 | 1056 | 538 | 199 | 1349 | 0 | 440 | 1200 | 0 | 462 | 0 | 0 | 0 | 0 | 0 | 0 | 0 | 0 | 0
2040-06-06 | 21 | 34.54 | -24435 | -167 | -1018 | 481 | 1245 | 1657 | 3688 | 0 | 0 | 1282 | 52 | 335 | 5973 | 3273 | 2686 | 0 | 1278 | 29 | 199 | 1346 | 0 | 434 | 1200 | 0 | 462 | 0 | 0 | 0 | 0 | 0 | 0 | 0 | 0 | 0
2040-06-06 | 22 | 34.54 | -23363 | -225 | -854 | 53 | 922 | 1635 | 3054 | 0 | 0 | 1282 | 52 | 335 | 5973 | 3273 | 2694 | 0 | 1501 | 0 | 199 | 1352 | 0 | 456 | 1200 | 0 | 462 | 0 | 0 | 0 | 0 | 0 | 0 | 0 | 0 | 0
2040-06-06 | 23 | 34.54 | -21176 | -267 | -709 | 178 | 818 | 1351 | 1760 | 0 | 0 | 1282 | 52 | 335 | 5973 | 3273 | 1966 | 0 | 1472 | 0 | 198 | 1338 | 0 | 494 | 1200 | 0 | 462 | 0 | 0 | 0 | 0 | 0 | 0 | 0 | 0 | 0
2040-06-06 | 24 | 34.54 | -19009 | -288 | -582 | 15 | 485 | 1624 | 528 | 0 | 0 | 1263 | 52 | 335 | 5973 | 3273 | 1281 | 0 | 1423 | 0 | 195 | 1311 | 0 | 458 | 1200 | 0 | 462 | 0 | 0 | 0 | 0 | 0 | 0 | 0 | 0 | 0
2040-06-07 | 1 | 35.52 | -17366 | -340 | -509 | 0 | 0 | 0 | 528 | 0 | 0 | 1078 | 52 | 335 | 6721 | 3273 | 925 | 0 | 1282 | 0 | 199 | 1254 | 0 | 906 | 1200 | 0 | 462 | 0 | 0 | 0 | 0 | 0 | 0 | 0 | 0 | 0
2040-06-07 | 2 | 34.63 | -16383 | -366 | -454 | 0 | 0 | 0 | 528 | 0 | 0 | 1039 | 52 | 335 | 6211 | 3273 | 806 | 0 | 1001 | 0 | 196 | 1205 | 0 | 895 | 1200 | 0 | 462 | 0 | 0 | 0 | 0 | 0 | 0 | 0 | 0 | 0
2040-06-07 | 3 | 33.01 | -15826 | -397 | -400 | 0 | 0 | 0 | 528 | 0 | 0 | 1035 | 52 | 335 | 5845 | 3273 | 995 | 0 | 652 | 0 | 194 | 1184 | 0 | 868 | 1200 | 0 | 462 | 0 | 0 | 0 | 0 | 0 | 0 | 0 | 0 | 0
2040-06-07 | 4 | 33.6 | -15529 | -429 | -382 | 0 | 0 | 0 | 528 | 0 | 0 | 1035 | 52 | 335 | 5983 | 3273 | 1325 | 0 | 322 | 0 | 189 | 1169 | 0 | 466 | 1200 | 0 | 462 | 0 | 0 | 0 | 0 | 0 | 0 | 0 | 0 | 0
2040-06-07 | 5 | 34.68 | -15769 | -460 | -363 | 0 | 0 | 0 | 528 | 0 | 0 | 1035 | 52 | 335 | 6251 | 3273 | 1426 | 0 | 227 | 0 | 187 | 1161 | 0 | 456 | 1200 | 0 | 462 | 0 | 0 | 0 | 0 | 0 | 0 | 0 | 0 | 0
2040-06-07 | 6 | 36.86 | -16780 | -497 | -382 | 0 | 0 | 0 | 528 | 0 | 0 | 1126 | 52 | 335 | 7508 | 3273 | 1107 | 0 | 179 | 119 | 190 | 1167 | 0 | 412 | 1200 | 0 | 462 | 0 | 0 | 0 | 0 | 0 | 0 | 0 | 0 | 0
2040-06-07 | 7 | 39.04 | -19132 | -497 | -491 | 0 | 0 | 0 | 861 | 0 | 0 | 1282 | 52 | 335 | 9008 | 3273 | 894 | 0 | 101 | 932 | 189 | 1172 | 0 | 358 | 1200 | 0 | 462 | 0 | 0 | 0 | 0 | 0 | 0 | 0 | 0 | 0
2040-06-07 | 8 | 38.04 | -21019 | -397 | -600 | 0 | 0 | 0 | 2008 | 0 | 0 | 1282 | 52 | 335 | 8494 | 3273 | 549 | 0 | 80 | 2584 | 192 | 1190 | 0 | 317 | 1200 | 0 | 462 | 0 | 0 | 0 | 0 | 0 | 0 | 0 | 0 | 0
2040-06-07 | 9 | 34.45 | -22147 | -288 | -727 | 0 | 0 | 0 | 2695 | 0 | 0 | 1035 | 52 | 335 | 6136 | 3273 | 839 | 0 | 64 | 5366 | 193 | 1209 | 0 | 302 | 1200 | 0 | 462 | 0 | 0 | 0 | 0 | 0 | 0 | 0 | 0 | 0
2040-06-07 | 10 | 28.34 | -23138 | -225 | -854 | 0 | 0 | -635 | 3297 | 0 | 0 | 813 | 52 | 335 | 4504 | 3273 | 821 | 0 | 100 | 8263 | 195 | 1251 | 0 | 287 | 1200 | 0 | 462 | 0 | 0 | 0 | 0 | 0 | 0 | 0 | 0 | 0
2040-06-07 | 11 | 28.34 | -24067 | -188 | -818 | 0 | 0 | -1780 | 3863 | 0 | 0 | 561 | 52 | 335 | 4109 | 3273 | 1015 | 0 | 73 | 10168 | 195 | 1277 | 0 | 271 | 1200 | 0 | 462 | 0 | 0 | 0 | 0 | 0 | 0 | 0 | 0 | 0
2040-06-07 | 12 | 27.36 | -24747 | -157 | -709 | 0 | -1126 | -1859 | 4275 | 0 | 0 | 523 | 52 | 335 | 4109 | 3273 | 881 | 0 | 82 | 11640 | 195 | 1293 | 0 | 279 | 1200 | 0 | 462 | 0 | 0 | 0 | 0 | 0 | 0 | 0 | 0 | 0
2040-06-07 | 13 | 27.36 | -25103 | -141 | -927 | 0 | -1271 | -1859 | 4491 | 0 | 0 | 523 | 52 | 335 | 4109 | 3273 | 778 | 0 | 154 | 12128 | 196 | 1310 | 0 | 290 | 1200 | 0 | 462 | 0 | 0 | 0 | 0 | 0 | 0 | 0 | 0 | 0
2040-06-07 | 14 | 27.36 | -25435 | -141 | -909 | 0 | -832 | -1859 | 4692 | 0 | 0 | 523 | 52 | 335 | 4081 | 3273 | 844 | 0 | 348 | 11543 | 196 | 1319 | 0 | 309 | 1200 | 0 | 462 | 0 | 0 | 0 | 0 | 0 | 0 | 0 | 0 | 0
2040-06-07 | 15 | 28.34 | -25537 | -120 | -818 | 0 | 0 | -1658 | 4756 | 0 | 0 | 610 | 52 | 335 | 4081 | 3273 | 868 | 0 | 421 | 10236 | 194 | 1320 | 0 | 325 | 1200 | 0 | 462 | 0 | 0 | 0 | 0 | 0 | 0 | 0 | 0 | 0
2040-06-07 | 16 | 31.49 | -25480 | -131 | -1072 | 0 | 0 | 0 | 4719 | 0 | 0 | 833 | 52 | 335 | 4259 | 3273 | 778 | 0 | 752 | 8180 | 197 | 1323 | 0 | 320 | 1200 | 0 | 462 | 0 | 0 | 0 | 0 | 0 | 0 | 0 | 0 | 0
2040-06-07 | 17 | 36.47 | -25321 | -120 | -1381 | 0 | 0 | 0 | 4624 | 0 | 0 | 1035 | 52 | 335 | 6254 | 3273 | 721 | 0 | 975 | 6001 | 198 | 1341 | 0 | 352 | 1200 | 0 | 462 | 0 | 0 | 0 | 0 | 0 | 0 | 0 | 0 | 0
2040-06-07 | 18 | 38.3 | -24891 | -120 | -1654 | 0 | 130 | 888 | 4365 | 0 | 0 | 1282 | 52 | 335 | 7402 | 3273 | 578 | 0 | 1122 | 3633 | 198 | 1349 | 0 | 397 | 1200 | 0 | 462 | 0 | 0 | 0 | 0 | 0 | 0 | 0 | 0 | 0
2040-06-07 | 19 | 38.3 | -24213 | -131 | -1581 | 0 | 480 | 1549 | 3952 | 0 | 0 | 1390 | 52 | 335 | 8048 | 3273 | 388 | 0 | 1101 | 1720 | 198 | 1349 | 0 | 427 | 1200 | 0 | 462 | 0 | 0 | 0 | 0 | 0 | 0 | 0 | 0 | 0
2040-06-07 | 20 | 38.3 | -23416 | -141 | -1109 | 0 | 863 | 1273 | 3466 | 0 | 0 | 1414 | 52 | 335 | 8462 | 3273 | 275 | 0 | 1028 | 575 | 199 | 1349 | 0 | 440 | 1200 | 0 | 462 | 0 | 0 | 0 | 0 | 0 | 0 | 0 | 0 | 0
2040-06-07 | 21 | 38.3 | -22981 | -167 | -1018 | 0 | 692 | 1306 | 3202 | 0 | 0 | 1414 | 52 | 335 | 8555 | 3273 | 271 | 0 | 1394 | 31 | 199 | 1346 | 0 | 434 | 1200 | 0 | 462 | 0 | 0 | 0 | 0 | 0 | 0 | 0 | 0 | 0
2040-06-07 | 22 | 38.3 | -22199 | -246 | -854 | 0 | 188 | 1549 | 2727 | 0 | 0 | 1414 | 52 | 335 | 8555 | 3273 | 183 | 0 | 1354 | 0 | 199 | 1352 | 0 | 456 | 1200 | 0 | 462 | 0 | 0 | 0 | 0 | 0 | 0 | 0 | 0 | 0
2040-06-07 | 23 | 38.3 | -20388 | -288 | -709 | 0 | 418 | 576 | 1627 | 0 | 0 | 1351 | 52 | 335 | 8555 | 3273 | 156 | 0 | 1349 | 0 | 198 | 1338 | 0 | 494 | 1200 | 0 | 462 | 0 | 0 | 0 | 0 | 0 | 0 | 0 | 0 | 0
2040-06-07 | 24 | 38.3 | -18445 | -314 | -582 | 0 | 6 | 0 | 528 | 0 | 0 | 1282 | 52 | 335 | 8554 | 3273 | 130 | 0 | 1555 | 0 | 195 | 1311 | 0 | 458 | 1200 | 0 | 462 | 0 | 0 | 0 | 0 | 0 | 0 | 0 | 0 | 0
2040-06-08 | 1 | 36.05 | -16928 | -366 | -509 | 0 | 0 | 0 | 713 | 0 | 0 | 1126 | 52 | 335 | 6833 | 3273 | 116 | 0 | 1334 | 0 | 199 | 1254 | 0 | 906 | 1200 | 0 | 462 | 0 | 0 | 0 | 0 | 0 | 0 | 0 | 0 | 0
2040-06-08 | 2 | 35.7 | -15910 | -397 | -454 | 0 | 0 | 0 | 528 | 0 | 0 | 1039 | 52 | 335 | 6513 | 3273 | 87 | 0 | 977 | 0 | 196 | 1205 | 0 | 895 | 1200 | 0 | 462 | 0 | 0 | 0 | 0 | 0 | 0 | 0 | 0 | 0
2040-06-08 | 3 | 33.86 | -15283 | -429 | -400 | 0 | 0 | 0 | 528 | 0 | 0 | 1035 | 52 | 335 | 5728 | 3273 | 166 | 0 | 1086 | 0 | 194 | 1184 | 0 | 868 | 1200 | 0 | 462 | 0 | 0 | 0 | 0 | 0 | 0 | 0 | 0 | 0
2040-06-08 | 4 | 34.68 | -14958 | -429 | -382 | 0 | 0 | 0 | 528 | 0 | 0 | 1032 | 52 | 335 | 5796 | 3273 | 207 | 0 | 1060 | 0 | 189 | 1169 | 0 | 466 | 1200 | 0 | 462 | 0 | 0 | 0 | 0 | 0 | 0 | 0 | 0 | 0
2040-06-08 | 5 | 34.83 | -14939 | -460 | -363 | 0 | 0 | 0 | 528 | 0 | 0 | 1031 | 52 | 335 | 5785 | 3273 | 296 | 0 | 997 | 0 | 187 | 1161 | 0 | 456 | 1200 | 0 | 462 | 0 | 0 | 0 | 0 | 0 | 0 | 0 | 0 | 0
2040-06-08 | 6 | 35.37 | -15085 | -497 | -382 | 0 | 0 | 0 | 528 | 0 | 0 | 1035 | 52 | 335 | 5894 | 3273 | 377 | 0 | 906 | 132 | 190 | 1167 | 0 | 412 | 1200 | 0 | 462 | 0 | 0 | 0 | 0 | 0 | 0 | 0 | 0 | 0
2040-06-08 | 7 | 37.19 | -16171 | -497 | -491 | 0 | 0 | 0 | 528 | 0 | 0 | 1039 | 52 | 335 | 6561 | 3273 | 371 | 0 | 695 | 924 | 189 | 1172 | 0 | 358 | 1200 | 0 | 462 | 0 | 0 | 0 | 0 | 0 | 0 | 0 | 0 | 0
2040-06-08 | 8 | 33.97 | -17612 | -397 | -600 | 0 | 0 | 0 | 1178 | 0 | 0 | 938 | 52 | 335 | 5490 | 3273 | 777 | 0 | 438 | 2768 | 192 | 1190 | 0 | 317 | 1200 | 0 | 462 | 0 | 0 | 0 | 0 | 0 | 0 | 0 | 0 | 0
2040-06-08 | 9 | 20.92 | -19236 | -288 | -727 | 0 | 0 | 0 | 2277 | 0 | 0 | 561 | 52 | 175 | 2650 | 3273 | 1579 | 0 | 597 | 5720 | 193 | 1209 | 0 | 302 | 1200 | 0 | 462 | 0 | 0 | 0 | 0 | 0 | 0 | 0 | 0 | 0
2040-06-08 | 10 | 17.91 | -20497 | -246 | -854 | 0 | 0 | -969 | 3133 | 0 | 0 | 523 | 52 | 160 | 0 | 3273 | 2448 | 0 | 627 | 8996 | 195 | 1251 | 0 | 287 | 1200 | 0 | 422 | 0 | 0 | 0 | 0 | 0 | 0 | 0 | 0 | 0
2040-06-08 | 11 | -35 | -21374 | -204 | -818 | -524 | -1557 | -1859 | 3731 | 0 | 0 | 0 | 48 | 157 | 0 | 3273 | 3306 | 0 | 1095 | 11492 | 195 | 1277 | 0 | 271 | 1200 | 0 | 291 | 0 | 0 | 0 | 0 | 0 | 0 | 0 | 0 | 0
2040-06-08 | 12 | -35 | -21931 | -167 | -709 | -908 | -2000 | -1859 | 4106 | 0 | 0 | 0 | 48 | 157 | 0 | 3273 | 3702 | 0 | 44 | 12996 | 195 | 1293 | 0 | 279 | 1200 | 0 | 282 | 0 | 1091 | 0 | 0 | 0 | 0 | 0 | 0 | 0
2040-06-08 | 13 | -40 | -22254 | -157 | -927 | -908 | -2000 | -1859 | 4328 | 0 | 0 | 0 | 48 | 157 | 0 | 3273 | 3358 | 0 | 0 | 13664 | 196 | 1310 | 0 | 290 | 1200 | 0 | 282 | 1084 | 1019 | 0 | 0 | 0 | 0 | 0 | 0 | 0
2040-06-08 | 14 | -40 | -22357 | -141 | -909 | -908 | -2000 | -1859 | 4396 | 0 | 0 | 0 | 48 | 157 | 0 | 3273 | 3504 | 0 | 0 | 13490 | 196 | 1319 | 0 | 309 | 1200 | 0 | 282 | 563 | 1006 | 0 | 0 | 0 | 0 | 0 | 0 | 0
2040-06-08 | 15 | -35 | -22415 | -131 | -818 | -825 | -1339 | -1859 | 4433 | 0 | 0 | 0 | 48 | 157 | 0 | 3273 | 3634 | 0 | 358 | 12163 | 194 | 1320 | 0 | 325 | 1200 | 0 | 282 | 0 | 675 | 0 | 0 | 0 | 0 | 0 | 0 | 0
2040-06-08 | 16 | -35 | -22536 | -120 | -1072 | 0 | -236 | -1853 | 4518 | 0 | 0 | 0 | 48 | 157 | 0 | 3273 | 3467 | 0 | 784 | 10241 | 197 | 1323 | 0 | 320 | 1200 | 0 | 291 | 0 | 212 | 0 | 0 | 0 | 0 | 0 | 0 | 0
2040-06-08 | 17 | 22.64 | -22749 | -120 | -1381 | 0 | 0 | 0 | 4660 | 0 | 0 | 523 | 52 | 168 | 547 | 3273 | 3163 | 0 | 816 | 7536 | 198 | 1341 | 0 | 352 | 1200 | 0 | 422 | 0 | 0 | 0 | 0 | 0 | 0 | 0 | 0 | 0
2040-06-08 | 18 | 24.21 | -22889 | -120 | -1654 | 368 | 467 | 12 | 4756 | 0 | 0 | 716 | 52 | 261 | 2613 | 3273 | 3371 | 0 | 853 | 4316 | 198 | 1349 | 0 | 397 | 1200 | 0 | 462 | 0 | 0 | 0 | 0 | 0 | 0 | 0 | 0 | 0
2040-06-08 | 19 | 24.21 | -22657 | -120 | -1581 | 538 | 615 | 1200 | 4597 | 0 | 0 | 1031 | 52 | 261 | 3053 | 3273 | 3345 | 0 | 821 | 1937 | 198 | 1349 | 0 | 427 | 1200 | 0 | 462 | 0 | 0 | 0 | 0 | 0 | 0 | 0 | 0 | 0
2040-06-08 | 20 | 24.21 | -21899 | -131 | -1109 | 857 | 992 | 1273 | 4085 | 0 | 0 | 1035 | 52 | 261 | 3053 | 3273 | 3278 | 0 | 762 | 567 | 199 | 1349 | 0 | 440 | 1200 | 0 | 462 | 0 | 0 | 0 | 0 | 0 | 0 | 0 | 0 | 0
2040-06-08 | 21 | 24.21 | -21321 | -188 | -1018 | 585 | 1271 | 1549 | 3694 | 0 | 0 | 1039 | 52 | 261 | 3053 | 3273 | 3316 | 0 | 761 | 32 | 199 | 1346 | 0 | 434 | 1200 | 0 | 462 | 0 | 0 | 0 | 0 | 0 | 0 | 0 | 0 | 0
2040-06-08 | 22 | 24.21 | -20640 | -267 | -854 | 496 | 1384 | 1549 | 3229 | 0 | 0 | 1039 | 52 | 258 | 3053 | 3273 | 3033 | 0 | 728 | 0 | 199 | 1352 | 0 | 456 | 1200 | 0 | 462 | 0 | 0 | 0 | 0 | 0 | 0 | 0 | 0 | 0
2040-06-08 | 23 | 24.21 | -19029 | -340 | -709 | 541 | 1542 | 1548 | 2135 | 0 | 0 | 1039 | 52 | 258 | 3053 | 3273 | 2279 | 0 | 667 | 0 | 198 | 1338 | 0 | 494 | 1200 | 0 | 462 | 0 | 0 | 0 | 0 | 0 | 0 | 0 | 0 | 0
2040-06-08 | 24 | 24.21 | -17303 | -429 | -582 | 119 | 1584 | 1836 | 967 | 0 | 0 | 1039 | 52 | 258 | 3154 | 3273 | 1843 | 0 | 564 | 0 | 195 | 1311 | 0 | 458 | 1200 | 0 | 462 | 0 | 0 | 0 | 0 | 0 | 0 | 0 | 0 | 0
2040-06-09 | 1 | 33.6 | -15949 | -497 | -672 | 0 | 0 | 0 | 528 | 0 | 0 | 1035 | 52 | 328 | 5714 | 3273 | 1681 | 0 | 485 | 0 | 199 | 1254 | 0 | 906 | 1200 | 0 | 462 | 0 | 0 | 0 | 0 | 0 | 0 | 0 | 0 | 0
2040-06-09 | 2 | 31.49 | -15047 | -528 | -582 | 0 | 0 | 0 | 528 | 0 | 0 | 1031 | 52 | 335 | 5261 | 3273 | 1314 | 0 | 405 | 0 | 196 | 1205 | 0 | 895 | 1200 | 0 | 462 | 0 | 0 | 0 | 0 | 0 | 0 | 0 | 0 | 0
2040-06-09 | 3 | 33.6 | -14474 | -607 | -527 | 0 | 0 | 0 | 528 | 0 | 0 | 1035 | 52 | 335 | 5636 | 3273 | 592 | 0 | 249 | 0 | 194 | 1184 | 0 | 868 | 1200 | 0 | 462 | 0 | 0 | 0 | 0 | 0 | 0 | 0 | 0 | 0
2040-06-09 | 4 | 34.95 | -14206 | -643 | -472 | 0 | 0 | 0 | 528 | 0 | 0 | 1035 | 52 | 335 | 6184 | 3273 | 231 | 0 | 197 | 0 | 189 | 1169 | 0 | 466 | 1200 | 0 | 462 | 0 | 0 | 0 | 0 | 0 | 0 | 0 | 0 | 0
2040-06-09 | 5 | 35.62 | -14152 | -685 | -472 | 0 | 0 | 0 | 528 | 0 | 0 | 1035 | 52 | 335 | 6464 | 3273 | 73 | 0 | 83 | 0 | 187 | 1161 | 0 | 456 | 1200 | 0 | 462 | 0 | 0 | 0 | 0 | 0 | 0 | 0 | 0 | 0
2040-06-09 | 6 | 35.62 | -14141 | -727 | -491 | 0 | 0 | 0 | 528 | 0 | 0 | 1035 | 52 | 335 | 6472 | 3273 | 44 | 0 | 62 | 127 | 190 | 1167 | 0 | 412 | 1200 | 0 | 462 | 0 | 0 | 0 | 0 | 0 | 0 | 0 | 0 | 0
2040-06-09 | 7 | 35.62 | -14861 | -727 | -545 | 0 | 0 | 0 | 528 | 0 | 0 | 1035 | 52 | 335 | 6449 | 3273 | 92 | 0 | 58 | 931 | 189 | 1172 | 0 | 358 | 1200 | 0 | 462 | 0 | 0 | 0 | 0 | 0 | 0 | 0 | 0 | 0
2040-06-09 | 8 | 32.34 | -16020 | -497 | -636 | 0 | 0 | 0 | 528 | 0 | 0 | 1031 | 52 | 335 | 5597 | 3273 | 185 | 0 | 47 | 2745 | 192 | 1190 | 0 | 317 | 1200 | 0 | 462 | 0 | 0 | 0 | 0 | 0 | 0 | 0 | 0 | 0
2040-06-09 | 9 | 24.48 | -17591 | -366 | -763 | 0 | 0 | -593 | 1305 | 0 | 0 | 698 | 52 | 332 | 4169 | 3273 | 341 | 0 | 41 | 5737 | 193 | 1209 | 0 | 302 | 1200 | 0 | 462 | 0 | 0 | 0 | 0 | 0 | 0 | 0 | 0 | 0
2040-06-09 | 10 | 24.48 | -19052 | -288 | -909 | 0 | 0 | -1288 | 2309 | 0 | 0 | 523 | 52 | 317 | 2128 | 3273 | 598 | 0 | 31 | 8911 | 195 | 1251 | 0 | 287 | 1200 | 0 | 462 | 0 | 0 | 0 | 0 | 0 | 0 | 0 | 0 | 0
2040-06-09 | 11 | 22.87 | -20052 | -225 | -818 | 0 | -635 | -1859 | 2996 | 0 | 0 | 523 | 52 | 168 | 1199 | 3273 | 528 | 0 | 32 | 11413 | 195 | 1277 | 0 | 271 | 1200 | 0 | 462 | 0 | 0 | 0 | 0 | 0 | 0 | 0 | 0 | 0
2040-06-09 | 12 | 22.87 | -20844 | -188 | -909 | 0 | -1236 | -1859 | 3540 | 0 | 0 | 523 | 52 | 168 | 524 | 3273 | 740 | 0 | 42 | 12743 | 195 | 1293 | 0 | 279 | 1200 | 0 | 462 | 0 | 0 | 0 | 0 | 0 | 0 | 0 | 0 | 0
2040-06-09 | 13 | 22.87 | -21325 | -157 | -981 | 0 | -1683 | -1859 | 3873 | 0 | 0 | 523 | 52 | 168 | 195 | 3273 | 887 | 0 | 58 | 13519 | 196 | 1310 | 0 | 290 | 1200 | 0 | 462 | 0 | 0 | 0 | 0 | 0 | 0 | 0 | 0 | 0
2040-06-09 | 14 | 22.87 | -21526 | -141 | -1018 | 0 | -1618 | -1859 | 4011 | 0 | 0 | 523 | 52 | 168 | 195 | 3273 | 983 | 0 | 87 | 13384 | 196 | 1319 | 0 | 309 | 1200 | 0 | 462 | 0 | 0 | 0 | 0 | 0 | 0 | 0 | 0 | 0
2040-06-09 | 15 | 22.87 | -21670 | -120 | -1054 | 0 | -624 | -1859 | 4106 | 0 | 0 | 523 | 52 | 171 | 15 | 3273 | 1049 | 0 | 133 | 12505 | 194 | 1320 | 0 | 325 | 1200 | 0 | 462 | 0 | 0 | 0 | 0 | 0 | 0 | 0 | 0 | 0
2040-06-09 | 16 | 24.48 | -21897 | -120 | -999 | 0 | 0 | -539 | 4264 | 0 | 0 | 523 | 52 | 319 | 0 | 3273 | 1125 | 0 | 173 | 10325 | 197 | 1323 | 0 | 320 | 1200 | 0 | 462 | 0 | 0 | 0 | 0 | 0 | 0 | 0 | 0 | 0
2040-06-09 | 17 | 33.08 | -22251 | -120 | -999 | 0 | 126 | 547 | 4507 | 0 | 0 | 561 | 52 | 335 | 1621 | 3273 | 1032 | 0 | 246 | 7517 | 198 | 1341 | 0 | 352 | 1200 | 0 | 462 | 0 | 0 | 0 | 0 | 0 | 0 | 0 | 0 | 0
2040-06-09 | 18 | 33.08 | -22613 | -120 | -1018 | 0 | 16 | 1342 | 4756 | 0 | 0 | 902 | 52 | 335 | 3745 | 3273 | 957 | 0 | 415 | 4352 | 198 | 1349 | 0 | 397 | 1200 | 0 | 462 | 0 | 0 | 0 | 0 | 0 | 0 | 0 | 0 | 0
2040-06-09 | 19 | 33.08 | -22543 | -131 | -1054 | 0 | 1161 | 1549 | 4708 | 0 | 0 | 1126 | 52 | 335 | 4483 | 3273 | 1035 | 0 | 467 | 1904 | 198 | 1349 | 0 | 427 | 1200 | 0 | 462 | 0 | 0 | 0 | 0 | 0 | 0 | 0 | 0 | 0
2040-06-09 | 20 | 33.08 | -21997 | -157 | -981 | 0 | 1613 | 1549 | 4333 | 0 | 0 | 1282 | 52 | 335 | 4923 | 3273 | 953 | 0 | 587 | 586 | 199 | 1349 | 0 | 440 | 1200 | 0 | 462 | 0 | 0 | 0 | 0 | 0 | 0 | 0 | 0 | 0
2040-06-09 | 21 | 33.08 | -21655 | -225 | -927 | 0 | 805 | 1526 | 4100 | 0 | 0 | 1169 | 52 | 335 | 5431 | 3273 | 1357 | 0 | 1085 | 33 | 199 | 1346 | 0 | 434 | 1200 | 0 | 462 | 0 | 0 | 0 | 0 | 0 | 0 | 0 | 0 | 0
2040-06-09 | 22 | 33.08 | -20781 | -288 | -836 | 0 | 915 | 1311 | 3498 | 0 | 0 | 1126 | 52 | 335 | 5431 | 3273 | 1535 | 0 | 761 | 0 | 199 | 1352 | 0 | 456 | 1200 | 0 | 462 | 0 | 0 | 0 | 0 | 0 | 0 | 0 | 0 | 0
2040-06-09 | 23 | 33.08 | -18857 | -340 | -836 | 0 | 199 | 716 | 2177 | 0 | 0 | 1039 | 52 | 335 | 5572 | 3273 | 1884 | 0 | 1094 | 0 | 198 | 1338 | 0 | 494 | 1200 | 0 | 462 | 0 | 0 | 0 | 0 | 0 | 0 | 0 | 0 | 0
2040-06-09 | 24 | 33.08 | -16954 | -397 | -763 | 0 | 150 | 129 | 872 | 0 | 0 | 1035 | 52 | 335 | 5569 | 3273 | 2010 | 0 | 1064 | 0 | 195 | 1311 | 0 | 458 | 1200 | 0 | 462 | 0 | 0 | 0 | 0 | 0 | 0 | 0 | 0 | 0
2040-06-10 | 1 | 28.05 | -15606 | -460 | -672 | 0 | 0 | -399 | 528 | 0 | 0 | 902 | 52 | 335 | 4803 | 3273 | 2160 | 0 | 1064 | 0 | 199 | 1254 | 0 | 906 | 1200 | 0 | 462 | 0 | 0 | 0 | 0 | 0 | 0 | 0 | 0 | 0
2040-06-10 | 2 | 28.05 | -14836 | -528 | -582 | 0 | 0 | -178 | 528 | 0 | 0 | 869 | 52 | 335 | 4175 | 3273 | 1821 | 0 | 1113 | 0 | 196 | 1205 | 0 | 895 | 1200 | 0 | 462 | 0 | 0 | 0 | 0 | 0 | 0 | 0 | 0 | 0
2040-06-10 | 3 | 28.05 | -14436 | -528 | -527 | 0 | 0 | -573 | 528 | 0 | 0 | 826 | 52 | 335 | 4044 | 3273 | 1959 | 0 | 1140 | 0 | 194 | 1184 | 0 | 868 | 1200 | 0 | 462 | 0 | 0 | 0 | 0 | 0 | 0 | 0 | 0 | 0
2040-06-10 | 4 | 28.05 | -14308 | -643 | -472 | 0 | 0 | -87 | 528 | 0 | 0 | 826 | 52 | 335 | 4012 | 3273 | 2008 | 0 | 991 | 0 | 189 | 1169 | 0 | 466 | 1200 | 0 | 462 | 0 | 0 | 0 | 0 | 0 | 0 | 0 | 0 | 0
2040-06-10 | 5 | 30.53 | -14710 | -643 | -472 | 0 | 0 | 0 | 528 | 0 | 0 | 826 | 52 | 335 | 4095 | 3273 | 2111 | 0 | 1140 | 0 | 187 | 1161 | 0 | 456 | 1200 | 0 | 462 | 0 | 0 | 0 | 0 | 0 | 0 | 0 | 0 | 0
2040-06-10 | 6 | 36.27 | -15805 | -685 | -491 | 0 | 0 | 0 | 528 | 0 | 0 | 902 | 52 | 335 | 5116 | 3273 | 2087 | 0 | 1122 | 133 | 190 | 1167 | 0 | 412 | 1200 | 0 | 462 | 0 | 0 | 0 | 0 | 0 | 0 | 0 | 0 | 0
2040-06-10 | 7 | 37.91 | -18245 | -643 | -545 | 0 | 0 | 915 | 539 | 0 | 0 | 1039 | 52 | 335 | 5822 | 3273 | 2497 | 0 | 626 | 955 | 189 | 1172 | 0 | 358 | 1200 | 0 | 462 | 0 | 0 | 0 | 0 | 0 | 0 | 0 | 0 | 0
2040-06-10 | 8 | 36.77 | -20192 | -528 | -636 | 0 | 0 | 0 | 1744 | 0 | 0 | 1031 | 52 | 335 | 5789 | 3273 | 2664 | 0 | 396 | 2712 | 192 | 1190 | 0 | 317 | 1200 | 0 | 462 | 0 | 0 | 0 | 0 | 0 | 0 | 0 | 0 | 0
2040-06-10 | 9 | 22.64 | -21324 | -397 | -763 | 0 | 0 | 0 | 2446 | 0 | 0 | 783 | 52 | 186 | 3976 | 3273 | 2901 | 0 | 163 | 5338 | 193 | 1209 | 0 | 302 | 1200 | 0 | 462 | 0 | 0 | 0 | 0 | 0 | 0 | 0 | 0 | 0
2040-06-10 | 10 | 22.12 | -22383 | -314 | -909 | 0 | 0 | -646 | 3102 | 0 | 0 | 561 | 52 | 160 | 2991 | 3273 | 2714 | 0 | 76 | 7928 | 195 | 1251 | 0 | 287 | 1200 | 0 | 462 | 0 | 0 | 0 | 0 | 0 | 0 | 0 | 0 | 0
2040-06-10 | 11 | 22.12 | -23314 | -246 | -818 | 0 | 0 | -600 | 3683 | 0 | 0 | 523 | 52 | 157 | 701 | 3273 | 3150 | 0 | 63 | 9971 | 195 | 1277 | 0 | 271 | 1200 | 0 | 462 | 0 | 0 | 0 | 0 | 0 | 0 | 0 | 0 | 0
2040-06-10 | 12 | 22.12 | -24019 | -204 | -909 | 0 | 0 | -1847 | 4116 | 0 | 0 | 523 | 52 | 157 | 462 | 3273 | 3789 | 0 | 148 | 11030 | 195 | 1293 | 0 | 279 | 1200 | 0 | 462 | 0 | 0 | 0 | 0 | 0 | 0 | 0 | 0 | 0
2040-06-10 | 13 | 20.13 | -24457 | -167 | -981 | 0 | -314 | -1859 | 4391 | 0 | 0 | 523 | 52 | 157 | 233 | 3273 | 4479 | 0 | 212 | 11001 | 196 | 1310 | 0 | 290 | 1200 | 0 | 462 | 0 | 0 | 0 | 0 | 0 | 0 | 0 | 0 | 0
2040-06-10 | 14 | 20.13 | -24849 | -141 | -1018 | 0 | -83 | -1859 | 4634 | 0 | 0 | 523 | 52 | 157 | 168 | 3273 | 4934 | 0 | 307 | 10416 | 196 | 1319 | 0 | 309 | 1200 | 0 | 462 | 0 | 0 | 0 | 0 | 0 | 0 | 0 | 0 | 0
2040-06-10 | 15 | 22.12 | -25010 | -131 | -1054 | 0 | 0 | -1240 | 4734 | 0 | 0 | 523 | 52 | 173 | 95 | 3273 | 5430 | 0 | 492 | 9163 | 194 | 1320 | 0 | 325 | 1200 | 0 | 462 | 0 | 0 | 0 | 0 | 0 | 0 | 0 | 0 | 0
2040-06-10 | 16 | 29.9 | -25038 | -120 | -999 | 0 | 99 | 619 | 4750 | 0 | 0 | 523 | 52 | 332 | 28 | 3273 | 5628 | 0 | 661 | 6691 | 197 | 1323 | 0 | 320 | 1200 | 0 | 462 | 0 | 0 | 0 | 0 | 0 | 0 | 0 | 0 | 0
2040-06-10 | 17 | 29.9 | -25047 | -131 | -999 | 0 | 0 | 280 | 4756 | 0 | 0 | 561 | 52 | 335 | 1766 | 3273 | 6158 | 0 | 871 | 4572 | 198 | 1341 | 0 | 352 | 1200 | 0 | 462 | 0 | 0 | 0 | 0 | 0 | 0 | 0 | 0 | 0
2040-06-10 | 18 | 29.9 | -25047 | -157 | -1018 | 0 | 0 | 842 | 4756 | 0 | 0 | 783 | 52 | 335 | 2615 | 3273 | 6473 | 0 | 928 | 2559 | 198 | 1349 | 0 | 397 | 1200 | 0 | 462 | 0 | 0 | 0 | 0 | 0 | 0 | 0 | 0 | 0
2040-06-10 | 19 | 29.9 | -24711 | -167 | -1054 | 0 | 39 | 1309 | 4550 | 0 | 0 | 829 | 52 | 335 | 2734 | 3273 | 6931 | 0 | 1034 | 1212 | 198 | 1349 | 0 | 427 | 1200 | 0 | 462 | 0 | 0 | 0 | 0 | 0 | 0 | 0 | 0 | 0
2040-06-10 | 20 | 29.9 | -24182 | -225 | -981 | 0 | 0 | 1259 | 4217 | 0 | 0 | 869 | 52 | 335 | 3147 | 3273 | 7189 | 0 | 1020 | 378 | 199 | 1349 | 0 | 440 | 1200 | 0 | 462 | 0 | 0 | 0 | 0 | 0 | 0 | 0 | 0 | 0
2040-06-10 | 21 | 29.9 | -23908 | -246 | -927 | 0 | 0 | 1167 | 4048 | 0 | 0 | 869 | 52 | 335 | 3327 | 3273 | 7238 | 0 | 1109 | 22 | 199 | 1346 | 0 | 434 | 1200 | 0 | 462 | 0 | 0 | 0 | 0 | 0 | 0 | 0 | 0 | 0
2040-06-10 | 22 | 29.9 | -22709 | -267 | -836 | 0 | 203 | 482 | 3308 | 0 | 0 | 826 | 52 | 332 | 3327 | 3273 | 7205 | 0 | 1136 | 0 | 199 | 1352 | 0 | 456 | 1200 | 0 | 462 | 0 | 0 | 0 | 0 | 0 | 0 | 0 | 0 | 0
2040-06-10 | 23 | 24.36 | -20608 | -288 | -836 | 0 | 0 | 0 | 2003 | 0 | 0 | 684 | 52 | 317 | 3265 | 3273 | 7310 | 0 | 1137 | 0 | 198 | 1338 | 0 | 494 | 1200 | 0 | 462 | 0 | 0 | 0 | 0 | 0 | 0 | 0 | 0 | 0
2040-06-10 | 24 | 0.12 | -18692 | -314 | -763 | 0 | 0 | 0 | 814 | 0 | 0 | 628 | 52 | 157 | 2912 | 3273 | 7404 | 0 | 982 | 0 | 195 | 1311 | 0 | 458 | 1200 | 0 | 382 | 0 | 0 | 0 | 0 | 0 | 0 | 0 | 0 | 0
2040-06-11 | 1 | 17.91 | -17386 | -288 | -509 | 0 | 0 | -1377 | 528 | 0 | 0 | 523 | 52 | 157 | 2632 | 3273 | 7400 | 0 | 974 | 0 | 199 | 1254 | 0 | 906 | 1200 | 0 | 462 | 0 | 0 | 0 | 0 | 0 | 0 | 0 | 0 | 0
2040-06-11 | 2 | 17.91 | -16617 | -314 | -454 | 0 | 0 | -1606 | 528 | 0 | 0 | 523 | 52 | 157 | 2174 | 3273 | 7385 | 0 | 942 | 0 | 196 | 1205 | 0 | 895 | 1200 | 0 | 462 | 0 | 0 | 0 | 0 | 0 | 0 | 0 | 0 | 0
2040-06-11 | 3 | 17.91 | -16244 | -288 | -400 | 0 | 0 | -1329 | 528 | 0 | 0 | 523 | 52 | 157 | 1427 | 3273 | 7386 | 0 | 1007 | 0 | 194 | 1184 | 0 | 868 | 1200 | 0 | 462 | 0 | 0 | 0 | 0 | 0 | 0 | 0 | 0 | 0
2040-06-11 | 4 | 17.91 | -16125 | -288 | -382 | 0 | 0 | -1076 | 528 | 0 | 0 | 523 | 52 | 157 | 1427 | 3273 | 7389 | 0 | 1035 | 0 | 189 | 1169 | 0 | 466 | 1200 | 0 | 462 | 0 | 0 | 0 | 0 | 0 | 0 | 0 | 0 | 0
2040-06-11 | 5 | 17.91 | -16549 | -288 | -363 | 0 | 0 | -268 | 528 | 0 | 0 | 523 | 52 | 157 | 1047 | 3273 | 7377 | 0 | 1045 | 0 | 187 | 1161 | 0 | 456 | 1200 | 0 | 462 | 0 | 0 | 0 | 0 | 0 | 0 | 0 | 0 | 0
2040-06-11 | 6 | 24.21 | -17865 | -288 | -382 | 0 | 0 | 845 | 528 | 0 | 0 | 537 | 52 | 270 | 1092 | 3273 | 7353 | 0 | 1098 | 55 | 190 | 1167 | 0 | 412 | 1200 | 0 | 462 | 0 | 0 | 0 | 0 | 0 | 0 | 0 | 0 | 0
2040-06-11 | 7 | 24.21 | -20316 | -288 | -491 | 0 | 0 | 1232 | 1981 | 0 | 0 | 611 | 52 | 270 | 1550 | 3273 | 7378 | 0 | 1063 | 302 | 189 | 1172 | 0 | 358 | 1200 | 0 | 462 | 0 | 0 | 0 | 0 | 0 | 0 | 0 | 0 | 0
2040-06-11 | 8 | 24.21 | -22265 | -267 | -600 | 0 | 0 | 1203 | 3202 | 0 | 0 | 628 | 52 | 267 | 1908 | 3273 | 7352 | 0 | 1176 | 709 | 192 | 1190 | 0 | 317 | 1200 | 0 | 462 | 0 | 0 | 0 | 0 | 0 | 0 | 0 | 0 | 0
2040-06-11 | 9 | 24.21 | -23207 | -267 | -727 | 0 | 0 | 601 | 3794 | 0 | 0 | 628 | 52 | 267 | 2518 | 3273 | 7291 | 0 | 1057 | 1354 | 193 | 1209 | 0 | 302 | 1200 | 0 | 462 | 0 | 0 | 0 | 0 | 0 | 0 | 0 | 0 | 0
2040-06-11 | 10 | 24.21 | -23805 | -288 | -854 | 0 | 0 | 305 | 4169 | 0 | 0 | 636 | 52 | 265 | 2853 | 3273 | 7246 | 0 | 976 | 1777 | 195 | 1251 | 0 | 287 | 1200 | 0 | 462 | 0 | 0 | 0 | 0 | 0 | 0 | 0 | 0 | 0
2040-06-11 | 11 | 12.94 | -24229 | -288 | -818 | 0 | 0 | -381 | 4433 | 0 | 0 | 561 | 52 | 157 | 2722 | 3273 | 7066 | 0 | 917 | 3129 | 195 | 1277 | 0 | 271 | 1200 | 0 | 462 | 0 | 0 | 0 | 0 | 0 | 0 | 0 | 0 | 0
2040-06-11 | 12 | 11.07 | -24336 | -267 | -709 | 0 | -186 | -1859 | 4502 | 0 | 0 | 523 | 52 | 157 | 1911 | 3273 | 6952 | 0 | 805 | 5753 | 195 | 1293 | 0 | 279 | 1200 | 0 | 462 | 0 | 0 | 0 | 0 | 0 | 0 | 0 | 0 | 0
2040-06-11 | 13 | 11.07 | -24497 | -246 | -927 | 0 | -941 | -1859 | 4602 | 0 | 0 | 523 | 52 | 157 | 1743 | 3273 | 6084 | 0 | 741 | 7836 | 196 | 1310 | 0 | 290 | 1200 | 0 | 462 | 0 | 0 | 0 | 0 | 0 | 0 | 0 | 0 | 0
2040-06-11 | 14 | 11.07 | -24741 | -204 | -909 | 0 | -1048 | -1859 | 4756 | 0 | 0 | 523 | 52 | 157 | 1575 | 3273 | 5599 | 0 | 654 | 8686 | 196 | 1319 | 0 | 309 | 1200 | 0 | 462 | 0 | 0 | 0 | 0 | 0 | 0 | 0 | 0 | 0
2040-06-11 | 15 | 11.07 | -24667 | -188 | -818 | 0 | -1265 | -1859 | 4708 | 0 | 0 | 523 | 52 | 157 | 1285 | 3273 | 5384 | 0 | 900 | 9015 | 194 | 1320 | 0 | 325 | 1200 | 0 | 462 | 0 | 0 | 0 | 0 | 0 | 0 | 0 | 0 | 0
2040-06-11 | 16 | 11.07 | -24650 | -157 | -1072 | 0 | -1495 | -1859 | 4697 | 0 | 0 | 523 | 52 | 157 | 995 | 3273 | 5563 | 0 | 1580 | 8891 | 197 | 1323 | 0 | 320 | 1200 | 0 | 462 | 0 | 0 | 0 | 0 | 0 | 0 | 0 | 0 | 0
2040-06-11 | 17 | 11.07 | -24736 | -141 | -1381 | 0 | -587 | -764 | 4750 | 0 | 0 | 523 | 52 | 157 | 705 | 3273 | 5584 | 0 | 1793 | 7219 | 198 | 1341 | 0 | 352 | 1200 | 0 | 462 | 0 | 0 | 0 | 0 | 0 | 0 | 0 | 0 | 0
2040-06-11 | 18 | 19.36 | -24663 | -131 | -1654 | 0 | 690 | 1095 | 4708 | 0 | 0 | 640 | 52 | 157 | 1362 | 3273 | 4649 | 0 | 1865 | 4349 | 198 | 1349 | 0 | 397 | 1200 | 0 | 462 | 0 | 0 | 0 | 0 | 0 | 0 | 0 | 0 | 0
2040-06-11 | 19 | 19.36 | -24226 | -141 | -1581 | 0 | 1855 | 1859 | 4433 | 0 | 0 | 1031 | 52 | 157 | 1976 | 3273 | 3887 | 0 | 1847 | 1943 | 198 | 1349 | 0 | 427 | 1200 | 0 | 462 | 0 | 0 | 0 | 0 | 0 | 0 | 0 | 0 | 0
2040-06-11 | 20 | 19.36 | -23423 | -167 | -1109 | 0 | 1801 | 1859 | 3926 | 0 | 0 | 1035 | 52 | 157 | 2277 | 3273 | 4132 | 0 | 1934 | 603 | 199 | 1349 | 0 | 440 | 1200 | 0 | 462 | 0 | 0 | 0 | 0 | 0 | 0 | 0 | 0 | 0
2040-06-11 | 21 | 19.36 | -22792 | -225 | -1018 | 0 | 402 | 1859 | 3530 | 0 | 0 | 902 | 52 | 157 | 3007 | 3273 | 5309 | 0 | 1858 | 45 | 199 | 1346 | 0 | 434 | 1200 | 0 | 462 | 0 | 0 | 0 | 0 | 0 | 0 | 0 | 0 | 0
2040-06-11 | 22 | 17.48 | -21722 | -288 | -854 | 0 | 0 | 823 | 2859 | 0 | 0 | 826 | 52 | 157 | 3120 | 3273 | 6232 | 0 | 1853 | 0 | 199 | 1352 | 0 | 456 | 1200 | 0 | 462 | 0 | 0 | 0 | 0 | 0 | 0 | 0 | 0 | 0
2040-06-11 | 23 | 17.48 | -19589 | -314 | -709 | 0 | 0 | 231 | 1522 | 0 | 0 | 654 | 52 | 157 | 3159 | 3273 | 6026 | 0 | 1845 | 0 | 198 | 1338 | 0 | 494 | 1200 | 0 | 462 | 0 | 0 | 0 | 0 | 0 | 0 | 0 | 0 | 0
2040-06-11 | 24 | 0 | -17546 | -366 | -582 | 0 | 0 | 0 | 528 | 0 | 0 | 355 | 48 | 157 | 2688 | 3273 | 6158 | 0 | 1791 | 0 | 195 | 1311 | 0 | 458 | 1200 | 0 | 331 | 0 | 0 | 0 | 0 | 0 | 0 | 0 | 0 | 0
2040-06-12 | 1 | 19.2 | -16090 | -429 | -509 | -2 | -388 | -1323 | 528 | 0 | 0 | 523 | 52 | 157 | 2783 | 3273 | 5543 | 0 | 1860 | 0 | 199 | 1254 | 0 | 906 | 1200 | 0 | 462 | 0 | 0 | 0 | 0 | 0 | 0 | 0 | 0 | 0
2040-06-12 | 2 | 19.2 | -15229 | -497 | -454 | -262 | -454 | -1859 | 528 | 0 | 0 | 523 | 52 | 157 | 2783 | 3273 | 5617 | 0 | 1864 | 0 | 196 | 1205 | 0 | 895 | 1200 | 0 | 462 | 0 | 0 | 0 | 0 | 0 | 0 | 0 | 0 | 0
2040-06-12 | 3 | 19.2 | -14757 | -565 | -400 | -181 | -634 | -1831 | 528 | 0 | 0 | 523 | 52 | 157 | 2783 | 3273 | 5365 | 0 | 1778 | 0 | 194 | 1184 | 0 | 868 | 1200 | 0 | 462 | 0 | 0 | 0 | 0 | 0 | 0 | 0 | 0 | 0
2040-06-12 | 4 | 19.2 | -14547 | -643 | -382 | -82 | -494 | -1831 | 528 | 0 | 0 | 523 | 52 | 157 | 2746 | 3273 | 5479 | 0 | 1734 | 0 | 189 | 1169 | 0 | 466 | 1200 | 0 | 462 | 0 | 0 | 0 | 0 | 0 | 0 | 0 | 0 | 0
2040-06-12 | 5 | 19.2 | -14864 | -685 | -363 | -155 | -414 | -612 | 528 | 0 | 0 | 537 | 52 | 157 | 3113 | 3273 | 4338 | 0 | 1629 | 0 | 187 | 1161 | 0 | 456 | 1200 | 0 | 462 | 0 | 0 | 0 | 0 | 0 | 0 | 0 | 0 | 0
2040-06-12 | 6 | 19.2 | -15956 | -685 | -382 | -50 | -166 | -49 | 528 | 0 | 0 | 716 | 52 | 157 | 4018 | 3273 | 3402 | 0 | 1588 | 122 | 190 | 1167 | 0 | 412 | 1200 | 0 | 462 | 0 | 0 | 0 | 0 | 0 | 0 | 0 | 0 | 0
2040-06-12 | 7 | 25.95 | -18291 | -685 | -491 | 0 | 0 | 1332 | 904 | 0 | 0 | 1031 | 52 | 317 | 4473 | 3273 | 2230 | 0 | 1515 | 960 | 189 | 1172 | 0 | 358 | 1200 | 0 | 462 | 0 | 0 | 0 | 0 | 0 | 0 | 0 | 0 | 0
2040-06-12 | 8 | 25.95 | -20078 | -528 | -600 | 0 | 0 | 896 | 2045 | 0 | 0 | 902 | 52 | 317 | 4473 | 3273 | 1824 | 0 | 1295 | 2768 | 192 | 1190 | 0 | 317 | 1200 | 0 | 462 | 0 | 0 | 0 | 0 | 0 | 0 | 0 | 0 | 0
2040-06-12 | 9 | 19.2 | -21091 | -366 | -727 | -38 | -34 | -688 | 2690 | 0 | 0 | 636 | 52 | 157 | 4056 | 3273 | 1926 | 0 | 1153 | 5636 | 193 | 1209 | 0 | 302 | 1200 | 0 | 462 | 0 | 0 | 0 | 0 | 0 | 0 | 0 | 0 | 0
2040-06-12 | 10 | 19.2 | -21974 | -288 | -854 | -212 | -473 | -1535 | 3255 | 0 | 0 | 523 | 52 | 157 | 3256 | 3273 | 1384 | 0 | 1309 | 8731 | 195 | 1251 | 0 | 287 | 1200 | 0 | 462 | 0 | 0 | 0 | 0 | 0 | 0 | 0 | 0 | 0
2040-06-12 | 11 | 19.2 | -22754 | -246 | -818 | -630 | -1550 | -1234 | 3752 | 0 | 0 | 523 | 52 | 157 | 2999 | 3273 | 712 | 0 | 1295 | 11064 | 195 | 1277 | 0 | 271 | 1200 | 0 | 462 | 0 | 0 | 0 | 0 | 0 | 0 | 0 | 0 | 0
2040-06-12 | 12 | 19.2 | -23310 | -204 | -709 | -827 | -1500 | -1859 | 4106 | 0 | 0 | 523 | 52 | 157 | 2899 | 3273 | 308 | 0 | 1262 | 12401 | 195 | 1293 | 0 | 279 | 1200 | 0 | 462 | 0 | 0 | 0 | 0 | 0 | 0 | 0 | 0 | 0
2040-06-12 | 13 | 19.2 | -23689 | -188 | -927 | -785 | -1317 | -1500 | 4349 | 0 | 0 | 523 | 52 | 157 | 2658 | 3273 | 244 | 0 | 986 | 12705 | 196 | 1310 | 0 | 290 | 1200 | 0 | 462 | 0 | 0 | 0 | 0 | 0 | 0 | 0 | 0 | 0
2040-06-12 | 14 | 19.2 | -24020 | -167 | -909 | -279 | -1040 | -1831 | 4560 | 0 | 0 | 523 | 52 | 157 | 2563 | 3273 | 185 | 0 | 811 | 12635 | 196 | 1319 | 0 | 309 | 1200 | 0 | 462 | 0 | 0 | 0 | 0 | 0 | 0 | 0 | 0 | 0
2040-06-12 | 15 | 19.2 | -24141 | -157 | -818 | -327 | -450 | -1859 | 4639 | 0 | 0 | 523 | 52 | 160 | 2563 | 3273 | 194 | 0 | 676 | 12171 | 194 | 1320 | 0 | 325 | 1200 | 0 | 462 | 0 | 0 | 0 | 0 | 0 | 0 | 0 | 0 | 0
2040-06-12 | 16 | 19.2 | -24233 | -141 | -1072 | -243 | -239 | -28 | 4697 | 0 | 0 | 537 | 52 | 175 | 2563 | 3273 | 218 | 0 | 582 | 10357 | 197 | 1323 | 0 | 320 | 1200 | 0 | 462 | 0 | 0 | 0 | 0 | 0 | 0 | 0 | 0 | 0
2040-06-12 | 17 | 34.83 | -24324 | -141 | -1381 | 0 | 0 | 247 | 4756 | 0 | 0 | 875 | 52 | 335 | 4436 | 3273 | 218 | 0 | 457 | 7645 | 198 | 1341 | 0 | 352 | 1200 | 0 | 462 | 0 | 0 | 0 | 0 | 0 | 0 | 0 | 0 | 0
2040-06-12 | 18 | 34.83 | -24165 | -157 | -1654 | 427 | 494 | 1195 | 4655 | 0 | 0 | 1126 | 52 | 335 | 5364 | 3273 | 282 | 0 | 573 | 4593 | 198 | 1349 | 0 | 397 | 1200 | 0 | 462 | 0 | 0 | 0 | 0 | 0 | 0 | 0 | 0 | 0
2040-06-12 | 19 | 34.83 | -23707 | -167 | -1581 | 814 | 1452 | 1647 | 4365 | 0 | 0 | 1373 | 52 | 335 | 5712 | 3273 | 296 | 0 | 496 | 2005 | 198 | 1349 | 0 | 427 | 1200 | 0 | 462 | 0 | 0 | 0 | 0 | 0 | 0 | 0 | 0 | 0
2040-06-12 | 20 | 34.83 | -22939 | -188 | -1109 | 836 | 1667 | 1713 | 3873 | 0 | 0 | 1414 | 52 | 335 | 6038 | 3273 | 321 | 0 | 427 | 637 | 199 | 1349 | 0 | 440 | 1200 | 0 | 462 | 0 | 0 | 0 | 0 | 0 | 0 | 0 | 0 | 0
2040-06-12 | 21 | 34.83 | -22328 | -246 | -1018 | 857 | 1667 | 1744 | 3482 | 0 | 0 | 1414 | 52 | 335 | 6214 | 3273 | 372 | 0 | 494 | 47 | 199 | 1346 | 0 | 434 | 1200 | 0 | 462 | 0 | 0 | 0 | 0 | 0 | 0 | 0 | 0 | 0
2040-06-12 | 22 | 34.83 | -21313 | -314 | -854 | 396 | 1460 | 1647 | 2832 | 0 | 0 | 1373 | 52 | 335 | 6107 | 3273 | 694 | 0 | 643 | 0 | 199 | 1352 | 0 | 456 | 1200 | 0 | 462 | 0 | 0 | 0 | 0 | 0 | 0 | 0 | 0 | 0
2040-06-12 | 23 | 34.83 | -19311 | -397 | -709 | 101 | 718 | 1645 | 1553 | 0 | 0 | 1282 | 52 | 335 | 6107 | 3273 | 1000 | 0 | 659 | 0 | 198 | 1338 | 0 | 494 | 1200 | 0 | 462 | 0 | 0 | 0 | 0 | 0 | 0 | 0 | 0 | 0
2040-06-12 | 24 | 34.83 | -17336 | -460 | -582 | 73 | 412 | 1283 | 528 | 0 | 0 | 1217 | 52 | 335 | 6107 | 3273 | 873 | 0 | 599 | 0 | 195 | 1311 | 0 | 458 | 1200 | 0 | 462 | 0 | 0 | 0 | 0 | 0 | 0 | 0 | 0 | 0
2040-06-13 | 1 | 34.83 | -15961 | -497 | -509 | 0 | 0 | 0 | 528 | 0 | 0 | 1039 | 52 | 335 | 6024 | 3273 | 1123 | 0 | 571 | 0 | 199 | 1254 | 0 | 906 | 1200 | 0 | 462 | 0 | 0 | 0 | 0 | 0 | 0 | 0 | 0 | 0
2040-06-13 | 2 | 33.6 | -15129 | -528 | -454 | 0 | 0 | 0 | 528 | 0 | 0 | 1031 | 52 | 335 | 5099 | 3273 | 1319 | 0 | 517 | 0 | 196 | 1205 | 0 | 895 | 1200 | 0 | 462 | 0 | 0 | 0 | 0 | 0 | 0 | 0 | 0 | 0
2040-06-13 | 3 | 24.2 | -14660 | -528 | -400 | 0 | 0 | 0 | 528 | 0 | 0 | 826 | 52 | 239 | 3833 | 3273 | 2498 | 0 | 432 | 0 | 194 | 1184 | 0 | 868 | 1200 | 0 | 462 | 0 | 0 | 0 | 0 | 0 | 0 | 0 | 0 | 0
2040-06-13 | 4 | 22.64 | -14528 | -607 | -382 | 0 | 0 | 0 | 528 | 0 | 0 | 668 | 52 | 171 | 3585 | 3273 | 3369 | 0 | 385 | 0 | 189 | 1169 | 0 | 466 | 1200 | 0 | 462 | 0 | 0 | 0 | 0 | 0 | 0 | 0 | 0 | 0
2040-06-13 | 5 | 20.92 | -14881 | -607 | -363 | 0 | 0 | -8 | 528 | 0 | 0 | 628 | 52 | 157 | 3182 | 3273 | 4263 | 0 | 309 | 0 | 187 | 1161 | 0 | 456 | 1200 | 0 | 462 | 0 | 0 | 0 | 0 | 0 | 0 | 0 | 0 | 0
2040-06-13 | 6 | 20.92 | -16011 | -607 | -382 | 0 | 0 | -75 | 555 | 0 | 0 | 628 | 52 | 157 | 3149 | 3273 | 5476 | 0 | 286 | 67 | 190 | 1167 | 0 | 412 | 1200 | 0 | 462 | 0 | 0 | 0 | 0 | 0 | 0 | 0 | 0 | 0
2040-06-13 | 7 | 20.92 | -18187 | -607 | -491 | 0 | 0 | -11 | 2092 | 0 | 0 | 610 | 52 | 157 | 2788 | 3273 | 6221 | 0 | 303 | 418 | 189 | 1172 | 0 | 358 | 1200 | 0 | 462 | 0 | 0 | 0 | 0 | 0 | 0 | 0 | 0 | 0
2040-06-13 | 8 | 22.27 | -20001 | -565 | -600 | 0 | 0 | 0 | 3376 | 0 | 0 | 561 | 52 | 159 | 2339 | 3273 | 6931 | 0 | 291 | 822 | 192 | 1190 | 0 | 317 | 1200 | 0 | 462 | 0 | 0 | 0 | 0 | 0 | 0 | 0 | 0 | 0
2040-06-13 | 9 | 22.64 | -20843 | -528 | -727 | 0 | 0 | 0 | 3974 | 0 | 0 | 523 | 52 | 168 | 1753 | 3273 | 7323 | 0 | 306 | 1360 | 193 | 1209 | 0 | 302 | 1200 | 0 | 462 | 0 | 0 | 0 | 0 | 0 | 0 | 0 | 0 | 0
2040-06-13 | 10 | 20.92 | -21386 | -528 | -854 | 0 | 0 | -134 | 4359 | 0 | 0 | 523 | 52 | 157 | 1462 | 3273 | 7351 | 0 | 410 | 1920 | 195 | 1251 | 0 | 287 | 1200 | 0 | 462 | 0 | 0 | 0 | 0 | 0 | 0 | 0 | 0 | 0
2040-06-13 | 11 | 24.21 | -21808 | -528 | -818 | 0 | 0 | 0 | 4655 | 0 | 0 | 523 | 52 | 256 | 1154 | 3273 | 7413 | 0 | 466 | 1957 | 195 | 1277 | 0 | 271 | 1200 | 0 | 462 | 0 | 0 | 0 | 0 | 0 | 0 | 0 | 0 | 0
2040-06-13 | 12 | 22.28 | -21947 | -643 | -709 | 0 | 0 | 0 | 4756 | 0 | 0 | 523 | 52 | 167 | 653 | 3273 | 7404 | 0 | 876 | 2167 | 195 | 1293 | 0 | 279 | 1200 | 0 | 462 | 0 | 0 | 0 | 0 | 0 | 0 | 0 | 0 | 0
2040-06-13 | 13 | 24.21 | -21882 | -643 | -927 | 0 | 0 | 0 | 4708 | 0 | 0 | 523 | 52 | 215 | 0 | 3273 | 7436 | 0 | 1092 | 2696 | 196 | 1310 | 0 | 290 | 1200 | 0 | 462 | 0 | 0 | 0 | 0 | 0 | 0 | 0 | 0 | 0
2040-06-13 | 14 | 17.91 | -21796 | -685 | -909 | 0 | 0 | -527 | 4650 | 0 | 0 | 523 | 52 | 157 | 0 | 3273 | 7437 | 0 | 1072 | 3267 | 196 | 1319 | 0 | 309 | 1200 | 0 | 462 | 0 | 0 | 0 | 0 | 0 | 0 | 0 | 0 | 0
2040-06-13 | 15 | 17.91 | -21591 | -685 | -818 | 0 | 0 | -1194 | 4502 | 0 | 0 | 523 | 52 | 157 | 0 | 3273 | 7439 | 0 | 1178 | 3663 | 194 | 1320 | 0 | 325 | 1200 | 0 | 462 | 0 | 0 | 0 | 0 | 0 | 0 | 0 | 0 | 0
2040-06-13 | 16 | 17.91 | -21399 | -685 | -1072 | 0 | 0 | -916 | 4370 | 0 | 0 | 523 | 52 | 157 | 0 | 3273 | 7450 | 0 | 1385 | 3361 | 197 | 1323 | 0 | 320 | 1200 | 0 | 462 | 0 | 0 | 0 | 0 | 0 | 0 | 0 | 0 | 0
2040-06-13 | 17 | 24.21 | -21359 | -685 | -1381 | 0 | 0 | 41 | 4338 | 0 | 0 | 523 | 52 | 261 | 0 | 3273 | 7457 | 0 | 1495 | 2432 | 198 | 1341 | 0 | 352 | 1200 | 0 | 462 | 0 | 0 | 0 | 0 | 0 | 0 | 0 | 0 | 0
2040-06-13 | 18 | 24.21 | -21461 | -685 | -1654 | 0 | 0 | 841 | 4412 | 0 | 0 | 523 | 52 | 259 | 435 | 3273 | 7457 | 0 | 1559 | 1383 | 198 | 1349 | 0 | 397 | 1200 | 0 | 462 | 0 | 0 | 0 | 0 | 0 | 0 | 0 | 0 | 0
2040-06-13 | 19 | 24.21 | -21282 | -685 | -1581 | 0 | 0 | 671 | 4285 | 0 | 0 | 523 | 52 | 258 | 819 | 3273 | 7479 | 0 | 1494 | 1059 | 198 | 1349 | 0 | 427 | 1200 | 0 | 462 | 0 | 0 | 0 | 0 | 0 | 0 | 0 | 0 | 0
2040-06-13 | 20 | 24.21 | -20879 | -643 | -1109 | 0 | 0 | 99 | 4000 | 0 | 0 | 523 | 52 | 258 | 1374 | 3273 | 7458 | 0 | 1440 | 505 | 199 | 1349 | 0 | 440 | 1200 | 0 | 462 | 0 | 0 | 0 | 0 | 0 | 0 | 0 | 0 | 0
2040-06-13 | 21 | 24.21 | -20680 | -685 | -1018 | 0 | 0 | 342 | 3857 | 0 | 0 | 537 | 52 | 258 | 1374 | 3273 | 7427 | 0 | 1584 | 38 | 199 | 1346 | 0 | 434 | 1200 | 0 | 462 | 0 | 0 | 0 | 0 | 0 | 0 | 0 | 0 | 0
2040-06-13 | 22 | 24.21 | -19769 | -685 | -854 | 0 | 0 | 126 | 3213 | 0 | 0 | 523 | 52 | 258 | 1374 | 3273 | 7335 | 0 | 1486 | 0 | 199 | 1352 | 0 | 456 | 1200 | 0 | 462 | 0 | 0 | 0 | 0 | 0 | 0 | 0 | 0 | 0
2040-06-13 | 23 | 19.2 | -18004 | -685 | -709 | 0 | 0 | 0 | 1966 | 0 | 0 | 523 | 52 | 157 | 1241 | 3273 | 7258 | 0 | 1236 | 0 | 198 | 1338 | 0 | 494 | 1200 | 0 | 462 | 0 | 0 | 0 | 0 | 0 | 0 | 0 | 0 | 0
2040-06-13 | 24 | 11.19 | -16374 | -685 | -582 | 0 | 0 | 0 | 814 | 0 | 0 | 523 | 52 | 157 | 1410 | 3273 | 6934 | 0 | 852 | 0 | 195 | 1311 | 0 | 458 | 1200 | 0 | 462 | 0 | 0 | 0 | 0 | 0 | 0 | 0 | 0 | 0
2040-06-14 | 1 | 22.64 | -15247 | -727 | -509 | 0 | 0 | -664 | 528 | 0 | 0 | 537 | 52 | 168 | 2099 | 3273 | 5988 | 0 | 480 | 0 | 199 | 1254 | 0 | 906 | 1200 | 0 | 462 | 0 | 0 | 0 | 0 | 0 | 0 | 0 | 0 | 0
2040-06-14 | 2 | 22.64 | -14566 | -727 | -454 | 0 | 0 | -692 | 528 | 0 | 0 | 523 | 52 | 168 | 2097 | 3273 | 5435 | 0 | 404 | 0 | 196 | 1205 | 0 | 895 | 1200 | 0 | 462 | 0 | 0 | 0 | 0 | 0 | 0 | 0 | 0 | 0
2040-06-14 | 3 | 22.64 | -14244 | -727 | -400 | 0 | 0 | -325 | 528 | 0 | 0 | 640 | 52 | 168 | 3087 | 3273 | 3671 | 0 | 368 | 0 | 194 | 1184 | 0 | 868 | 1200 | 0 | 462 | 0 | 0 | 0 | 0 | 0 | 0 | 0 | 0 | 0
2040-06-14 | 4 | 22.64 | -14141 | -727 | -382 | 0 | 0 | 0 | 528 | 0 | 0 | 716 | 52 | 172 | 3660 | 3273 | 2918 | 0 | 444 | 0 | 189 | 1169 | 0 | 466 | 1200 | 0 | 462 | 0 | 0 | 0 | 0 | 0 | 0 | 0 | 0 | 0
2040-06-14 | 5 | 25.77 | -14550 | -685 | -363 | 0 | 0 | 0 | 528 | 0 | 0 | 833 | 52 | 321 | 4345 | 3273 | 2412 | 0 | 370 | 0 | 187 | 1161 | 0 | 456 | 1200 | 0 | 462 | 0 | 0 | 0 | 0 | 0 | 0 | 0 | 0 | 0
2040-06-14 | 6 | 30.6 | -15693 | -685 | -382 | 0 | 0 | 674 | 528 | 0 | 0 | 947 | 52 | 335 | 4746 | 3273 | 2379 | 0 | 286 | 109 | 190 | 1167 | 0 | 412 | 1200 | 0 | 462 | 0 | 0 | 0 | 0 | 0 | 0 | 0 | 0 | 0
2040-06-14 | 7 | 30.6 | -17809 | -643 | -491 | 0 | 0 | 570 | 1490 | 0 | 0 | 902 | 52 | 332 | 4746 | 3273 | 3079 | 0 | 295 | 822 | 189 | 1172 | 0 | 358 | 1200 | 0 | 462 | 0 | 0 | 0 | 0 | 0 | 0 | 0 | 0 | 0
2040-06-14 | 8 | 29.9 | -19652 | -565 | -600 | 0 | 0 | 0 | 2758 | 0 | 0 | 829 | 52 | 317 | 4384 | 3273 | 3168 | 0 | 279 | 2403 | 192 | 1190 | 0 | 317 | 1200 | 0 | 453 | 0 | 0 | 0 | 0 | 0 | 0 | 0 | 0 | 0
2040-06-14 | 9 | 0.05 | -20643 | -460 | -727 | 0 | 0 | -1113 | 3445 | 0 | 0 | 537 | 48 | 157 | 3408 | 3273 | 3524 | 0 | 308 | 5017 | 193 | 1209 | 0 | 302 | 1200 | 0 | 322 | 0 | 0 | 0 | 0 | 0 | 0 | 0 | 0 | 0
2040-06-14 | 10 | -30 | -21437 | -366 | -854 | 0 | -210 | -1463 | 3989 | 0 | 0 | 225 | 48 | 157 | 2197 | 3273 | 3414 | 0 | 315 | 7498 | 195 | 1251 | 0 | 287 | 1200 | 0 | 282 | 0 | 0 | 0 | 0 | 0 | 0 | 0 | 0 | 0
2040-06-14 | 11 | -30 | -22174 | -288 | -818 | -222 | -1140 | -1847 | 4497 | 0 | 0 | 225 | 48 | 157 | 1716 | 3273 | 4652 | 0 | 367 | 8331 | 195 | 1277 | 0 | 271 | 1200 | 0 | 282 | 0 | 0 | 0 | 0 | 0 | 0 | 0 | 0 | 0
2040-06-14 | 12 | -30 | -22550 | -267 | -709 | -908 | -2000 | -1859 | 4756 | 0 | 0 | 169 | 48 | 157 | 1657 | 3273 | 6236 | 0 | 521 | 8228 | 195 | 1293 | 0 | 279 | 1200 | 0 | 282 | 0 | 0 | 0 | 0 | 0 | 0 | 0 | 0 | 0
2040-06-14 | 13 | -30 | -22484 | -246 | -927 | -746 | -1478 | -1859 | 4708 | 0 | 0 | 225 | 48 | 157 | 889 | 3273 | 6578 | 0 | 614 | 7970 | 196 | 1310 | 0 | 290 | 1200 | 0 | 282 | 0 | 0 | 0 | 0 | 0 | 0 | 0 | 0 | 0
2040-06-14 | 14 | -30 | -22463 | -225 | -909 | -908 | -2000 | -1859 | 4697 | 0 | 0 | 23 | 48 | 157 | 889 | 3273 | 7019 | 0 | 671 | 8281 | 196 | 1319 | 0 | 309 | 1200 | 0 | 282 | 0 | 0 | 0 | 0 | 0 | 0 | 0 | 0 | 0
2040-06-14 | 15 | -30 | -22271 | -204 | -818 | -696 | -1850 | -1859 | 4565 | 0 | 0 | 225 | 48 | 157 | 509 | 3273 | 7168 | 0 | 816 | 7617 | 194 | 1320 | 0 | 325 | 1200 | 0 | 282 | 0 | 0 | 0 | 0 | 0 | 0 | 0 | 0 | 0
2040-06-14 | 16 | -30 | -22018 | -204 | -1072 | -592 | -473 | -1646 | 4391 | 0 | 0 | 28 | 48 | 157 | 379 | 3273 | 7178 | 0 | 789 | 6440 | 197 | 1323 | 0 | 320 | 1200 | 0 | 282 | 0 | 0 | 0 | 0 | 0 | 0 | 0 | 0 | 0
2040-06-14 | 17 | -0.01 | -21824 | -204 | -1381 | 0 | 0 | -823 | 4254 | 0 | 0 | 225 | 48 | 157 | 180 | 3273 | 7019 | 0 | 889 | 4806 | 198 | 1341 | 0 | 352 | 1200 | 0 | 291 | 0 | 0 | 0 | 0 | 0 | 0 | 0 | 0 | 0
2040-06-14 | 18 | 0.12 | -21531 | -246 | -1654 | 0 | 0 | 420 | 4053 | 0 | 0 | 523 | 52 | 157 | 0 | 3273 | 6971 | 0 | 1098 | 3357 | 198 | 1349 | 0 | 397 | 1200 | 0 | 384 | 0 | 0 | 0 | 0 | 0 | 0 | 0 | 0 | 0
2040-06-14 | 19 | 3 | -21056 | -267 | -1581 | 0 | 133 | 1804 | 3725 | 0 | 0 | 537 | 52 | 157 | 0 | 3273 | 6989 | 0 | 869 | 1728 | 198 | 1349 | 0 | 427 | 1200 | 0 | 462 | 0 | 0 | 0 | 0 | 0 | 0 | 0 | 0 | 0
2040-06-14 | 20 | 3 | -20552 | -288 | -1109 | 0 | 708 | 1800 | 3382 | 0 | 0 | 610 | 52 | 157 | 0 | 3273 | 6833 | 0 | 921 | 563 | 199 | 1349 | 0 | 440 | 1200 | 0 | 462 | 0 | 0 | 0 | 0 | 0 | 0 | 0 | 0 | 0
2040-06-14 | 21 | 3 | -20326 | -340 | -1018 | 0 | 664 | 1797 | 3223 | 0 | 0 | 610 | 52 | 157 | 0 | 3273 | 6977 | 0 | 1252 | 37 | 199 | 1346 | 0 | 434 | 1200 | 0 | 462 | 0 | 0 | 0 | 0 | 0 | 0 | 0 | 0 | 0
2040-06-14 | 22 | 3 | -19746 | -366 | -854 | 0 | 390 | 1777 | 2827 | 0 | 0 | 561 | 52 | 157 | 0 | 3273 | 6935 | 0 | 1325 | 0 | 199 | 1352 | 0 | 456 | 1200 | 0 | 462 | 0 | 0 | 0 | 0 | 0 | 0 | 0 | 0 | 0
2040-06-14 | 23 | 3 | -18197 | -429 | -709 | 0 | 0 | 1700 | 1760 | 0 | 0 | 537 | 52 | 157 | 0 | 3273 | 6730 | 0 | 1434 | 0 | 198 | 1338 | 0 | 494 | 1200 | 0 | 462 | 0 | 0 | 0 | 0 | 0 | 0 | 0 | 0 | 0
2040-06-14 | 24 | 3 | -16526 | -460 | -582 | 0 | 0 | 1251 | 608 | 0 | 0 | 523 | 52 | 157 | 0 | 3273 | 6538 | 0 | 1541 | 0 | 195 | 1311 | 0 | 458 | 1200 | 0 | 462 | 0 | 0 | 0 | 0 | 0 | 0 | 0 | 0 | 0
2040-06-15 | 1 | 15.48 | -15308 | -528 | -509 | 0 | 0 | -9 | 528 | 0 | 0 | 523 | 52 | 157 | 243 | 3273 | 6013 | 0 | 1544 | 0 | 199 | 1254 | 0 | 906 | 1200 | 0 | 462 | 0 | 0 | 0 | 0 | 0 | 0 | 0 | 0 | 0
2040-06-15 | 2 | 20.92 | -14542 | -528 | -454 | 14 | 0 | 0 | 528 | 0 | 0 | 523 | 52 | 157 | 943 | 3273 | 4536 | 0 | 1540 | 0 | 196 | 1205 | 0 | 895 | 1200 | 0 | 462 | 0 | 0 | 0 | 0 | 0 | 0 | 0 | 0 | 0
2040-06-15 | 3 | 20.92 | -14120 | -528 | -400 | 394 | 372 | 0 | 528 | 0 | 0 | 561 | 52 | 157 | 1088 | 3273 | 3221 | 0 | 1493 | 0 | 194 | 1184 | 0 | 868 | 1200 | 0 | 462 | 0 | 0 | 0 | 0 | 0 | 0 | 0 | 0 | 0
2040-06-15 | 4 | 20.92 | -13928 | -565 | -382 | 382 | 529 | 0 | 528 | 0 | 0 | 561 | 52 | 157 | 1516 | 3273 | 3065 | 0 | 1326 | 0 | 189 | 1169 | 0 | 466 | 1200 | 0 | 462 | 0 | 0 | 0 | 0 | 0 | 0 | 0 | 0 | 0
2040-06-15 | 5 | 20.92 | -13980 | -607 | -363 | 363 | 475 | 0 | 528 | 0 | 0 | 561 | 52 | 157 | 1462 | 3273 | 3477 | 0 | 1136 | 0 | 187 | 1161 | 0 | 456 | 1200 | 0 | 462 | 0 | 0 | 0 | 0 | 0 | 0 | 0 | 0 | 0
2040-06-15 | 6 | 20.92 | -14233 | -643 | -382 | 382 | 1375 | 0 | 528 | 0 | 0 | 640 | 52 | 157 | 1517 | 3273 | 3071 | 0 | 701 | 131 | 190 | 1167 | 0 | 412 | 1200 | 0 | 462 | 0 | 0 | 0 | 0 | 0 | 0 | 0 | 0 | 0
2040-06-15 | 7 | 20.92 | -15259 | -607 | -491 | 656 | 1503 | 0 | 528 | 0 | 0 | 654 | 52 | 157 | 1528 | 3273 | 3105 | 0 | 566 | 953 | 189 | 1172 | 0 | 358 | 1200 | 0 | 462 | 0 | 0 | 0 | 0 | 0 | 0 | 0 | 0 | 0
2040-06-15 | 8 | 20.92 | -16667 | -460 | -600 | 600 | 1428 | 0 | 1289 | 0 | 0 | 640 | 52 | 157 | 1462 | 3273 | 2555 | 0 | 446 | 2464 | 192 | 1190 | 0 | 317 | 1200 | 0 | 462 | 0 | 0 | 0 | 0 | 0 | 0 | 0 | 0 | 0
2040-06-15 | 9 | 20.92 | -18177 | -366 | -727 | 713 | 294 | 7 | 2383 | 0 | 0 | 561 | 52 | 157 | 1462 | 3273 | 2087 | 0 | 350 | 4575 | 193 | 1209 | 0 | 302 | 1200 | 0 | 453 | 0 | 0 | 0 | 0 | 0 | 0 | 0 | 0 | 0
2040-06-15 | 10 | 0 | -19368 | -267 | -854 | 0 | 0 | -47 | 3244 | 0 | 0 | 225 | 48 | 157 | 590 | 3273 | 1605 | 0 | 310 | 7829 | 195 | 1251 | 0 | 287 | 1200 | 0 | 322 | 0 | 0 | 0 | 0 | 0 | 0 | 0 | 0 | 0
2040-06-15 | 11 | -40 | -20246 | -167 | -818 | 0 | -76 | -1244 | 3878 | 0 | 0 | 0 | 48 | 157 | 440 | 3273 | 1368 | 0 | 0 | 10162 | 195 | 1277 | 0 | 271 | 1200 | 0 | 282 | 0 | 632 | 0 | 0 | 0 | 0 | 0 | 0 | 0
2040-06-15 | 12 | -40 | -20792 | -141 | -709 | -361 | -1244 | -1859 | 4275 | 0 | 0 | 0 | 48 | 157 | 440 | 3273 | 1574 | 0 | 0 | 12090 | 195 | 1293 | 0 | 279 | 1200 | 0 | 282 | 0 | 1034 | 0 | 0 | 0 | 0 | 0 | 0 | 0
2040-06-15 | 13 | -40 | -21014 | -110 | -927 | -908 | -1964 | -1859 | 4439 | 0 | 0 | 0 | 48 | 157 | 440 | 3273 | 2491 | 0 | 0 | 12657 | 196 | 1310 | 0 | 290 | 1200 | 0 | 282 | 0 | 1217 | 0 | 0 | 0 | 0 | 0 | 0 | 0
2040-06-15 | 14 | -40 | -21071 | -110 | -909 | -908 | -2000 | -1859 | 4476 | 0 | 0 | 0 | 48 | 157 | 440 | 3273 | 2321 | 0 | 0 | 12836 | 196 | 1319 | 0 | 309 | 1200 | 0 | 282 | 2313 | 1395 | 0 | 0 | 0 | 0 | 0 | 0 | 0
2040-06-15 | 15 | -40 | -21106 | -99 | -818 | -908 | -2000 | -1859 | 4502 | 0 | 0 | 0 | 48 | 157 | 440 | 3273 | 2878 | 0 | 0 | 12171 | 194 | 1320 | 0 | 325 | 1200 | 0 | 282 | 2886 | 1323 | 0 | 0 | 0 | 0 | 0 | 0 | 0
2040-06-15 | 16 | -40 | -21191 | -99 | -1072 | -905 | -1567 | -1859 | 4565 | 0 | 0 | 0 | 48 | 157 | 0 | 3273 | 5494 | 0 | 0 | 9833 | 197 | 1323 | 0 | 320 | 1200 | 0 | 282 | 1496 | 1370 | 0 | 0 | 0 | 0 | 0 | 0 | 0
2040-06-15 | 17 | -40 | -21342 | -99 | -1381 | -83 | -300 | -1853 | 4671 | 0 | 0 | 0 | 48 | 157 | 0 | 3273 | 6850 | 0 | 0 | 6687 | 198 | 1341 | 0 | 352 | 1200 | 0 | 282 | 304 | 1374 | 0 | 0 | 0 | 0 | 0 | 0 | 0
2040-06-15 | 18 | -30 | -21456 | -105 | -1654 | 0 | 0 | -1168 | 4756 | 0 | 0 | 159 | 48 | 157 | 0 | 3273 | 7300 | 0 | 1509 | 3755 | 198 | 1349 | 0 | 397 | 1200 | 0 | 282 | 0 | 0 | 0 | 0 | 0 | 0 | 0 | 0 | 0
2040-06-15 | 19 | 0 | -21227 | -110 | -1581 | 0 | 0 | 507 | 4592 | 0 | 0 | 523 | 48 | 157 | 0 | 3273 | 7300 | 0 | 1427 | 1636 | 198 | 1349 | 0 | 427 | 1200 | 0 | 282 | 0 | 0 | 0 | 0 | 0 | 0 | 0 | 0 | 0
2040-06-15 | 20 | 0 | -20808 | -141 | -1109 | 0 | 0 | 1042 | 4285 | 0 | 0 | 523 | 48 | 157 | 0 | 3273 | 7328 | 0 | 1367 | 565 | 199 | 1349 | 0 | 440 | 1200 | 0 | 282 | 0 | 0 | 0 | 0 | 0 | 0 | 0 | 0 | 0
2040-06-15 | 21 | 0 | -20655 | -167 | -1018 | 0 | 0 | 1625 | 4174 | 0 | 0 | 523 | 48 | 157 | 0 | 3273 | 7320 | 0 | 1225 | 35 | 199 | 1346 | 0 | 434 | 1200 | 0 | 282 | 0 | 0 | 0 | 0 | 0 | 0 | 0 | 0 | 0
2040-06-15 | 22 | 0 | -20159 | -188 | -854 | 0 | 0 | 1425 | 3815 | 0 | 0 | 523 | 48 | 157 | 0 | 3273 | 7310 | 0 | 1162 | 0 | 199 | 1352 | 0 | 456 | 1200 | 0 | 282 | 0 | 0 | 0 | 0 | 0 | 0 | 0 | 0 | 0
2040-06-15 | 23 | 0 | -18848 | -204 | -709 | 0 | 0 | 981 | 2869 | 0 | 0 | 523 | 48 | 157 | 0 | 3273 | 7310 | 0 | 1089 | 0 | 198 | 1338 | 0 | 494 | 1200 | 0 | 282 | 0 | 0 | 0 | 0 | 0 | 0 | 0 | 0 | 0
2040-06-15 | 24 | 0 | -17361 | -246 | -582 | 0 | 0 | 603 | 1791 | 0 | 0 | 523 | 48 | 157 | 0 | 3273 | 7320 | 0 | 1028 | 0 | 195 | 1311 | 0 | 458 | 1200 | 0 | 282 | 0 | 0 | 0 | 0 | 0 | 0 | 0 | 0 | 0
2040-06-16 | 1 | 0 | -16175 | -246 | -672 | 0 | 0 | -287 | 1057 | 0 | 0 | 523 | 48 | 157 | 0 | 3273 | 7327 | 0 | 1155 | 0 | 199 | 1254 | 0 | 906 | 1200 | 0 | 282 | 0 | 0 | 0 | 0 | 0 | 0 | 0 | 0 | 0
2040-06-16 | 2 | 0 | -15377 | -246 | -582 | 0 | 0 | -533 | 528 | 0 | 0 | 523 | 48 | 157 | 0 | 3273 | 7327 | 0 | 1104 | 0 | 196 | 1205 | 0 | 895 | 1200 | 0 | 282 | 0 | 0 | 0 | 0 | 0 | 0 | 0 | 0 | 0
2040-06-16 | 3 | 0 | -14906 | -267 | -527 | 0 | 0 | -1226 | 528 | 0 | 0 | 523 | 48 | 157 | 0 | 3273 | 7337 | 0 | 1331 | 0 | 194 | 1184 | 0 | 868 | 1200 | 0 | 282 | 0 | 0 | 0 | 0 | 0 | 0 | 0 | 0 | 0
2040-06-16 | 4 | 0 | -14617 | -288 | -472 | 0 | 0 | -1116 | 528 | 0 | 0 | 523 | 48 | 157 | 0 | 3273 | 7329 | 0 | 1329 | 0 | 189 | 1169 | 0 | 466 | 1200 | 0 | 282 | 0 | 0 | 0 | 0 | 0 | 0 | 0 | 0 | 0
2040-06-16 | 5 | 0 | -14570 | -340 | -472 | 0 | 0 | -941 | 528 | 0 | 0 | 523 | 48 | 157 | 0 | 3273 | 7330 | 0 | 1179 | 0 | 187 | 1161 | 0 | 456 | 1200 | 0 | 282 | 0 | 0 | 0 | 0 | 0 | 0 | 0 | 0 | 0
2040-06-16 | 6 | 0 | -14696 | -340 | -491 | 0 | 0 | -666 | 528 | 0 | 0 | 523 | 48 | 157 | 0 | 3273 | 7326 | 0 | 1001 | 86 | 190 | 1167 | 0 | 412 | 1200 | 0 | 282 | 0 | 0 | 0 | 0 | 0 | 0 | 0 | 0 | 0
2040-06-16 | 7 | 0 | -15309 | -340 | -545 | 0 | 0 | -284 | 528 | 0 | 0 | 523 | 48 | 157 | 0 | 3273 | 7327 | 0 | 944 | 477 | 189 | 1172 | 0 | 358 | 1200 | 0 | 282 | 0 | 0 | 0 | 0 | 0 | 0 | 0 | 0 | 0
2040-06-16 | 8 | 0 | -16427 | -340 | -636 | 0 | 0 | -391 | 1236 | 0 | 0 | 523 | 48 | 157 | 0 | 3273 | 7320 | 0 | 735 | 1321 | 192 | 1190 | 0 | 317 | 1200 | 0 | 282 | 0 | 0 | 0 | 0 | 0 | 0 | 0 | 0 | 0
2040-06-16 | 9 | 0 | -17912 | -314 | -763 | 0 | 0 | -426 | 2325 | 0 | 0 | 523 | 48 | 157 | 0 | 3273 | 7251 | 0 | 683 | 1970 | 193 | 1209 | 0 | 302 | 1200 | 0 | 282 | 0 | 0 | 0 | 0 | 0 | 0 | 0 | 0 | 0
2040-06-16 | 10 | 0 | -19260 | -267 | -909 | 0 | 0 | -640 | 3308 | 0 | 0 | 523 | 48 | 157 | 0 | 3273 | 7206 | 0 | 719 | 2628 | 195 | 1251 | 0 | 287 | 1200 | 0 | 282 | 0 | 0 | 0 | 0 | 0 | 0 | 0 | 0 | 0
2040-06-16 | 11 | 0 | -20140 | -267 | -818 | 0 | 0 | -733 | 3952 | 0 | 0 | 502 | 48 | 157 | 0 | 3273 | 7209 | 0 | 515 | 3076 | 195 | 1277 | 0 | 271 | 1200 | 0 | 282 | 0 | 0 | 0 | 0 | 0 | 0 | 0 | 0 | 0
2040-06-16 | 12 | 0 | -20692 | -246 | -909 | 0 | 0 | -965 | 4359 | 0 | 0 | 397 | 48 | 157 | 0 | 3273 | 7193 | 0 | 376 | 3761 | 195 | 1293 | 0 | 279 | 1200 | 0 | 282 | 0 | 0 | 0 | 0 | 0 | 0 | 0 | 0 | 0
2040-06-16 | 13 | 0 | -20986 | -246 | -981 | 0 | 0 | -1081 | 4571 | 0 | 0 | 225 | 48 | 157 | 0 | 3273 | 7194 | 0 | 268 | 4280 | 196 | 1310 | 0 | 290 | 1200 | 0 | 282 | 0 | 0 | 0 | 0 | 0 | 0 | 0 | 0 | 0
2040-06-16 | 14 | 0 | -21011 | -225 | -1018 | 0 | 0 | -482 | 4592 | 0 | 0 | 225 | 48 | 157 | 0 | 3273 | 7183 | 0 | 197 | 3756 | 196 | 1319 | 0 | 309 | 1200 | 0 | 282 | 0 | 0 | 0 | 0 | 0 | 0 | 0 | 0 | 0
2040-06-16 | 15 | 0 | -20907 | -225 | -1054 | 0 | 0 | 0 | 4513 | 0 | 0 | 478 | 48 | 157 | 0 | 3273 | 7185 | 0 | 198 | 3013 | 194 | 1320 | 0 | 325 | 1200 | 0 | 282 | 0 | 0 | 0 | 0 | 0 | 0 | 0 | 0 | 0
2040-06-16 | 16 | 0.16 | -20833 | -246 | -999 | 0 | 0 | 269 | 4460 | 0 | 0 | 523 | 52 | 157 | 0 | 3273 | 7159 | 0 | 240 | 2493 | 197 | 1323 | 0 | 320 | 1200 | 0 | 413 | 0 | 0 | 0 | 0 | 0 | 0 | 0 | 0 | 0
2040-06-16 | 17 | 0.12 | -20980 | -246 | -999 | 0 | 0 | -1 | 4565 | 0 | 0 | 523 | 52 | 157 | 0 | 3273 | 7088 | 0 | 266 | 2827 | 198 | 1341 | 0 | 352 | 1200 | 0 | 384 | 0 | 0 | 0 | 0 | 0 | 0 | 0 | 0 | 0
2040-06-16 | 18 | 0.16 | -21222 | -267 | -1018 | 0 | 0 | 1350 | 4745 | 0 | 0 | 523 | 52 | 157 | 0 | 3273 | 7081 | 0 | 472 | 1247 | 198 | 1349 | 0 | 397 | 1200 | 0 | 462 | 0 | 0 | 0 | 0 | 0 | 0 | 0 | 0 | 0
2040-06-16 | 19 | 0.16 | -21237 | -267 | -1054 | 0 | 0 | 1714 | 4756 | 0 | 0 | 523 | 52 | 157 | 0 | 3273 | 7181 | 0 | 514 | 752 | 198 | 1349 | 0 | 427 | 1200 | 0 | 462 | 0 | 0 | 0 | 0 | 0 | 0 | 0 | 0 | 0
2040-06-16 | 20 | 3 | -21102 | -288 | -981 | 0 | 234 | 1859 | 4655 | 0 | 0 | 561 | 52 | 157 | 0 | 3273 | 7185 | 0 | 488 | 256 | 199 | 1349 | 0 | 440 | 1200 | 0 | 462 | 0 | 0 | 0 | 0 | 0 | 0 | 0 | 0 | 0
2040-06-16 | 21 | 3 | -21067 | -267 | -927 | 0 | 199 | 1859 | 4629 | 0 | 0 | 561 | 52 | 157 | 0 | 3273 | 7181 | 0 | 682 | 26 | 199 | 1346 | 0 | 434 | 1200 | 0 | 462 | 0 | 0 | 0 | 0 | 0 | 0 | 0 | 0 | 0
2040-06-16 | 22 | 3 | -20307 | -288 | -836 | 0 | 115 | 1859 | 4074 | 0 | 0 | 560 | 52 | 157 | 0 | 3273 | 7143 | 0 | 529 | 0 | 199 | 1352 | 0 | 456 | 1200 | 0 | 462 | 0 | 0 | 0 | 0 | 0 | 0 | 0 | 0 | 0
2040-06-16 | 23 | 0.16 | -18756 | -314 | -836 | 0 | 0 | 1338 | 2943 | 0 | 0 | 523 | 52 | 157 | 0 | 3273 | 7142 | 0 | 786 | 0 | 198 | 1338 | 0 | 494 | 1200 | 0 | 462 | 0 | 0 | 0 | 0 | 0 | 0 | 0 | 0 | 0
2040-06-16 | 24 | 0.16 | -17187 | -314 | -763 | 0 | 0 | 873 | 1797 | 0 | 0 | 523 | 52 | 157 | 0 | 3273 | 7131 | 0 | 833 | 0 | 195 | 1311 | 0 | 458 | 1200 | 0 | 462 | 0 | 0 | 0 | 0 | 0 | 0 | 0 | 0 | 0
2040-06-17 | 1 | 18.94 | -16085 | -314 | -672 | 0 | -193 | -986 | 528 | 0 | 0 | 523 | 52 | 157 | 1496 | 3273 | 7111 | 0 | 1090 | 0 | 199 | 1254 | 0 | 906 | 1200 | 0 | 462 | 0 | 0 | 0 | 0 | 0 | 0 | 0 | 0 | 0
2040-06-17 | 2 | 19.2 | -15445 | -314 | -582 | 0 | 0 | -1859 | 528 | 0 | 0 | 523 | 52 | 157 | 1541 | 3273 | 7116 | 0 | 1051 | 0 | 196 | 1205 | 0 | 895 | 1200 | 0 | 462 | 0 | 0 | 0 | 0 | 0 | 0 | 0 | 0 | 0
2040-06-17 | 3 | 18.94 | -15061 | -314 | -527 | 0 | -347 | -1859 | 528 | 0 | 0 | 523 | 52 | 157 | 1496 | 3273 | 7071 | 0 | 1099 | 0 | 194 | 1184 | 0 | 868 | 1200 | 0 | 462 | 0 | 0 | 0 | 0 | 0 | 0 | 0 | 0 | 0
2040-06-17 | 4 | 18.94 | -14961 | -340 | -472 | 0 | -34 | -1859 | 528 | 0 | 0 | 523 | 52 | 157 | 1984 | 3273 | 6535 | 0 | 1129 | 0 | 189 | 1169 | 0 | 466 | 1200 | 0 | 462 | 0 | 0 | 0 | 0 | 0 | 0 | 0 | 0 | 0
2040-06-17 | 5 | 18.94 | -15350 | -366 | -472 | 0 | -63 | -1859 | 528 | 0 | 0 | 523 | 52 | 160 | 3424 | 3273 | 5576 | 0 | 1109 | 0 | 187 | 1161 | 0 | 456 | 1200 | 0 | 462 | 0 | 0 | 0 | 0 | 0 | 0 | 0 | 0 | 0
2040-06-17 | 6 | 22.64 | -16509 | -366 | -491 | 0 | 0 | -1311 | 528 | 0 | 0 | 640 | 52 | 186 | 4530 | 3273 | 4713 | 0 | 1203 | 120 | 190 | 1167 | 0 | 412 | 1200 | 0 | 462 | 0 | 0 | 0 | 0 | 0 | 0 | 0 | 0 | 0
2040-06-17 | 7 | 32.82 | -18791 | -366 | -545 | 0 | 54 | 548 | 898 | 0 | 0 | 1035 | 52 | 335 | 5500 | 3273 | 2780 | 0 | 924 | 922 | 189 | 1172 | 0 | 358 | 1200 | 0 | 462 | 0 | 0 | 0 | 0 | 0 | 0 | 0 | 0 | 0
2040-06-17 | 8 | 31.88 | -20774 | -314 | -636 | 0 | 0 | 947 | 2129 | 0 | 0 | 1035 | 52 | 335 | 5289 | 3273 | 2033 | 0 | 674 | 2596 | 192 | 1190 | 0 | 317 | 1200 | 0 | 462 | 0 | 0 | 0 | 0 | 0 | 0 | 0 | 0 | 0
2040-06-17 | 9 | 29.97 | -22009 | -267 | -763 | 0 | 0 | 0 | 2896 | 0 | 0 | 875 | 52 | 335 | 4985 | 3273 | 1426 | 0 | 544 | 5288 | 193 | 1209 | 0 | 302 | 1200 | 0 | 462 | 0 | 0 | 0 | 0 | 0 | 0 | 0 | 0 | 0
2040-06-17 | 10 | 23.59 | -23067 | -204 | -909 | 0 | 0 | -1018 | 3556 | 0 | 0 | 654 | 52 | 227 | 4572 | 3273 | 1146 | 0 | 465 | 7858 | 195 | 1251 | 0 | 287 | 1200 | 0 | 462 | 0 | 0 | 0 | 0 | 0 | 0 | 0 | 0 | 0
2040-06-17 | 11 | 23.59 | -24019 | -188 | -818 | 0 | 0 | -1755 | 4143 | 0 | 0 | 615 | 52 | 211 | 4572 | 3273 | 872 | 0 | 477 | 9160 | 195 | 1277 | 0 | 271 | 1200 | 0 | 462 | 0 | 0 | 0 | 0 | 0 | 0 | 0 | 0 | 0
2040-06-17 | 12 | 22.64 | -24619 | -188 | -909 | 0 | -62 | -1859 | 4518 | 0 | 0 | 561 | 52 | 168 | 4276 | 3273 | 565 | 0 | 751 | 10044 | 195 | 1293 | 0 | 279 | 1200 | 0 | 462 | 0 | 0 | 0 | 0 | 0 | 0 | 0 | 0 | 0
2040-06-17 | 13 | 23.59 | -24812 | -167 | -981 | 0 | 0 | -1563 | 4639 | 0 | 0 | 607 | 52 | 209 | 4092 | 3273 | 319 | 0 | 769 | 10106 | 196 | 1310 | 0 | 290 | 1200 | 0 | 462 | 0 | 0 | 0 | 0 | 0 | 0 | 0 | 0 | 0
2040-06-17 | 14 | 23.59 | -25002 | -167 | -1018 | 0 | 0 | -1018 | 4756 | 0 | 0 | 628 | 52 | 211 | 3982 | 3273 | 206 | 0 | 846 | 9764 | 196 | 1319 | 0 | 309 | 1200 | 0 | 462 | 0 | 0 | 0 | 0 | 0 | 0 | 0 | 0 | 0
2040-06-17 | 15 | 23.59 | -24920 | -157 | -1054 | 0 | 0 | -98 | 4703 | 0 | 0 | 813 | 52 | 227 | 3978 | 3273 | 145 | 0 | 857 | 8681 | 194 | 1320 | 0 | 325 | 1200 | 0 | 462 | 0 | 0 | 0 | 0 | 0 | 0 | 0 | 0 | 0
2040-06-17 | 16 | 33.86 | -24854 | -157 | -999 | 0 | 0 | 0 | 4666 | 0 | 0 | 875 | 52 | 335 | 4736 | 3273 | 72 | 0 | 842 | 7657 | 197 | 1323 | 0 | 320 | 1200 | 0 | 462 | 0 | 0 | 0 | 0 | 0 | 0 | 0 | 0 | 0
2040-06-17 | 17 | 37.23 | -24874 | -141 | -999 | 0 | 0 | 307 | 4676 | 0 | 0 | 1035 | 52 | 335 | 5627 | 3273 | 34 | 0 | 908 | 6214 | 198 | 1341 | 0 | 352 | 1200 | 0 | 462 | 0 | 0 | 0 | 0 | 0 | 0 | 0 | 0 | 0
2040-06-17 | 18 | 37.23 | -24985 | -131 | -1018 | 425 | 250 | 1090 | 4745 | 0 | 0 | 1126 | 52 | 335 | 6027 | 3273 | 42 | 0 | 908 | 4256 | 198 | 1349 | 0 | 397 | 1200 | 0 | 462 | 0 | 0 | 0 | 0 | 0 | 0 | 0 | 0 | 0
2040-06-17 | 19 | 37.23 | -24688 | -141 | -1054 | 808 | 1107 | 1384 | 4560 | 0 | 0 | 1373 | 52 | 335 | 6399 | 3273 | 74 | 0 | 874 | 2008 | 198 | 1349 | 0 | 427 | 1200 | 0 | 462 | 0 | 0 | 0 | 0 | 0 | 0 | 0 | 0 | 0
2040-06-17 | 20 | 37.23 | -24111 | -141 | -981 | 791 | 1647 | 1659 | 4201 | 0 | 0 | 1414 | 52 | 335 | 6535 | 3273 | 133 | 0 | 896 | 648 | 199 | 1349 | 0 | 440 | 1200 | 0 | 462 | 0 | 0 | 0 | 0 | 0 | 0 | 0 | 0 | 0
2040-06-17 | 21 | 37.23 | -23649 | -167 | -927 | 808 | 1634 | 1660 | 3915 | 0 | 0 | 1414 | 52 | 335 | 6807 | 3273 | 171 | 0 | 983 | 50 | 199 | 1346 | 0 | 434 | 1200 | 0 | 462 | 0 | 0 | 0 | 0 | 0 | 0 | 0 | 0 | 0
2040-06-17 | 22 | 37.23 | -22742 | -225 | -836 | 226 | 1617 | 1668 | 3350 | 0 | 0 | 1414 | 52 | 335 | 7110 | 3273 | 211 | 0 | 880 | 0 | 199 | 1352 | 0 | 456 | 1200 | 0 | 462 | 0 | 0 | 0 | 0 | 0 | 0 | 0 | 0 | 0
2040-06-17 | 23 | 37.23 | -20616 | -246 | -836 | 187 | 1060 | 1666 | 2034 | 0 | 0 | 1376 | 52 | 335 | 7110 | 3273 | 206 | 0 | 708 | 0 | 198 | 1338 | 0 | 494 | 1200 | 0 | 462 | 0 | 0 | 0 | 0 | 0 | 0 | 0 | 0 | 0
2040-06-17 | 24 | 37.23 | -18591 | -288 | -763 | 260 | 556 | 1686 | 771 | 0 | 0 | 1283 | 52 | 335 | 7110 | 3273 | 141 | 0 | 548 | 0 | 195 | 1311 | 0 | 458 | 1200 | 0 | 462 | 0 | 0 | 0 | 0 | 0 | 0 | 0 | 0 | 0
2040-06-18 | 1 | 37.24 | -17102 | -314 | -509 | 0 | 0 | 0 | 528 | 0 | 0 | 1282 | 52 | 335 | 7747 | 3273 | 124 | 0 | 563 | 0 | 199 | 1254 | 0 | 906 | 1200 | 0 | 462 | 0 | 0 | 0 | 0 | 0 | 0 | 0 | 0 | 0
2040-06-18 | 2 | 35.52 | -16254 | -314 | -454 | 0 | 0 | 0 | 528 | 0 | 0 | 1068 | 52 | 335 | 6749 | 3273 | 240 | 0 | 819 | 0 | 196 | 1205 | 0 | 895 | 1200 | 0 | 462 | 0 | 0 | 0 | 0 | 0 | 0 | 0 | 0 | 0
2040-06-18 | 3 | 33.5 | -15771 | -314 | -400 | 0 | 0 | 0 | 528 | 0 | 0 | 1035 | 52 | 335 | 5989 | 3273 | 421 | 0 | 943 | 0 | 194 | 1184 | 0 | 868 | 1200 | 0 | 462 | 0 | 0 | 0 | 0 | 0 | 0 | 0 | 0 | 0
2040-06-18 | 4 | 33.86 | -15593 | -340 | -382 | 0 | 0 | 0 | 528 | 0 | 0 | 1035 | 52 | 335 | 6104 | 3273 | 651 | 0 | 850 | 0 | 189 | 1169 | 0 | 466 | 1200 | 0 | 462 | 0 | 0 | 0 | 0 | 0 | 0 | 0 | 0 | 0
2040-06-18 | 5 | 35.52 | -15905 | -340 | -363 | 0 | 0 | 0 | 528 | 0 | 0 | 1039 | 52 | 335 | 6814 | 3273 | 527 | 0 | 574 | 0 | 187 | 1161 | 0 | 456 | 1200 | 0 | 462 | 0 | 0 | 0 | 0 | 0 | 0 | 0 | 0 | 0
2040-06-18 | 6 | 37.96 | -16994 | -340 | -382 | 0 | 0 | 0 | 528 | 0 | 0 | 1266 | 52 | 335 | 8294 | 3273 | 83 | 0 | 356 | 98 | 190 | 1167 | 0 | 412 | 1200 | 0 | 462 | 0 | 0 | 0 | 0 | 0 | 0 | 0 | 0 | 0
2040-06-18 | 7 | 38.83 | -19107 | -340 | -491 | 0 | 0 | 0 | 1580 | 0 | 0 | 1282 | 52 | 335 | 9111 | 3273 | 66 | 0 | 205 | 654 | 189 | 1172 | 0 | 358 | 1200 | 0 | 462 | 0 | 0 | 0 | 0 | 0 | 0 | 0 | 0 | 0
2040-06-18 | 8 | 39.37 | -21010 | -340 | -600 | 0 | 0 | 0 | 2811 | 0 | 0 | 1282 | 52 | 335 | 9403 | 3273 | 42 | 0 | 100 | 1291 | 192 | 1190 | 0 | 317 | 1200 | 0 | 462 | 0 | 0 | 0 | 0 | 0 | 0 | 0 | 0 | 0
2040-06-18 | 9 | 38.85 | -22150 | -288 | -727 | 0 | 0 | 0 | 3546 | 0 | 0 | 1282 | 52 | 335 | 9211 | 3273 | 85 | 0 | 39 | 1976 | 193 | 1209 | 0 | 302 | 1200 | 0 | 462 | 0 | 0 | 0 | 0 | 0 | 0 | 0 | 0 | 0
2040-06-18 | 10 | 38.48 | -22918 | -267 | -854 | 0 | 0 | 0 | 4042 | 0 | 0 | 1282 | 52 | 335 | 8819 | 3273 | 175 | 0 | 23 | 2644 | 195 | 1251 | 0 | 287 | 1200 | 0 | 462 | 0 | 0 | 0 | 0 | 0 | 0 | 0 | 0 | 0
2040-06-18 | 11 | 37.2 | -23517 | -267 | -818 | 0 | 0 | 0 | 4428 | 0 | 0 | 1126 | 52 | 335 | 7589 | 3273 | 314 | 0 | 61 | 4019 | 195 | 1277 | 0 | 271 | 1200 | 0 | 462 | 0 | 0 | 0 | 0 | 0 | 0 | 0 | 0 | 0
2040-06-18 | 12 | 35.68 | -23936 | -246 | -709 | 0 | 0 | 0 | 4703 | 0 | 0 | 1039 | 52 | 335 | 6853 | 3273 | 640 | 0 | 105 | 4462 | 195 | 1293 | 0 | 279 | 1200 | 0 | 462 | 0 | 0 | 0 | 0 | 0 | 0 | 0 | 0 | 0
2040-06-18 | 13 | 36.47 | -24020 | -246 | -927 | 0 | 0 | 0 | 4756 | 0 | 0 | 1071 | 52 | 335 | 7249 | 3273 | 780 | 0 | 129 | 4091 | 196 | 1310 | 0 | 290 | 1200 | 0 | 462 | 0 | 0 | 0 | 0 | 0 | 0 | 0 | 0 | 0
2040-06-18 | 14 | 36.27 | -24010 | -267 | -909 | 0 | 0 | 0 | 4750 | 0 | 0 | 1039 | 52 | 335 | 7091 | 3273 | 982 | 0 | 159 | 4018 | 196 | 1319 | 0 | 309 | 1200 | 0 | 462 | 0 | 0 | 0 | 0 | 0 | 0 | 0 | 0 | 0
2040-06-18 | 15 | 36.47 | -23764 | -246 | -818 | 0 | 0 | 0 | 4592 | 0 | 0 | 1039 | 52 | 335 | 7150 | 3273 | 1010 | 0 | 182 | 3694 | 194 | 1320 | 0 | 325 | 1200 | 0 | 462 | 0 | 0 | 0 | 0 | 0 | 0 | 0 | 0 | 0
2040-06-18 | 16 | 36.77 | -23554 | -267 | -1072 | 0 | 0 | 0 | 4454 | 0 | 0 | 1078 | 52 | 335 | 7206 | 3273 | 1328 | 0 | 250 | 3415 | 197 | 1323 | 0 | 320 | 1200 | 0 | 462 | 0 | 0 | 0 | 0 | 0 | 0 | 0 | 0 | 0
2040-06-18 | 17 | 37.27 | -23512 | -267 | -1381 | 0 | 0 | 0 | 4428 | 0 | 0 | 1126 | 52 | 335 | 7835 | 3273 | 1490 | 0 | 286 | 2782 | 198 | 1341 | 0 | 352 | 1200 | 0 | 462 | 0 | 0 | 0 | 0 | 0 | 0 | 0 | 0 | 0
2040-06-18 | 18 | 38.02 | -23510 | -246 | -1654 | 0 | 0 | 0 | 4428 | 0 | 0 | 1282 | 52 | 335 | 8310 | 3273 | 1787 | 0 | 298 | 2039 | 198 | 1349 | 0 | 397 | 1200 | 0 | 462 | 0 | 0 | 0 | 0 | 0 | 0 | 0 | 0 | 0
2040-06-18 | 19 | 38.77 | -23198 | -288 | -1581 | 0 | 0 | 0 | 4222 | 0 | 0 | 1282 | 52 | 335 | 8744 | 3273 | 2089 | 0 | 333 | 1102 | 198 | 1349 | 0 | 427 | 1200 | 0 | 462 | 0 | 0 | 0 | 0 | 0 | 0 | 0 | 0 | 0
2040-06-18 | 20 | 38.04 | -22784 | -314 | -1109 | 0 | 0 | 0 | 3958 | 0 | 0 | 1282 | 52 | 335 | 8394 | 3273 | 2316 | 0 | 513 | 434 | 199 | 1349 | 0 | 440 | 1200 | 0 | 462 | 0 | 0 | 0 | 0 | 0 | 0 | 0 | 0 | 0
2040-06-18 | 21 | 37.96 | -22413 | -314 | -1018 | 0 | 0 | 0 | 3715 | 0 | 0 | 1282 | 52 | 335 | 8275 | 3273 | 2463 | 0 | 663 | 46 | 199 | 1346 | 0 | 434 | 1200 | 0 | 462 | 0 | 0 | 0 | 0 | 0 | 0 | 0 | 0 | 0
2040-06-18 | 22 | 36.27 | -21488 | -340 | -854 | 0 | 0 | 0 | 3118 | 0 | 0 | 1126 | 52 | 335 | 7212 | 3273 | 3127 | 0 | 771 | 0 | 199 | 1352 | 0 | 456 | 1200 | 0 | 462 | 0 | 0 | 0 | 0 | 0 | 0 | 0 | 0 | 0
2040-06-18 | 23 | 33.86 | -19632 | -366 | -709 | 0 | 0 | 0 | 1918 | 0 | 0 | 1035 | 52 | 335 | 5927 | 3273 | 3770 | 0 | 705 | 0 | 198 | 1338 | 0 | 494 | 1200 | 0 | 462 | 0 | 0 | 0 | 0 | 0 | 0 | 0 | 0 | 0
2040-06-18 | 24 | 30.53 | -17802 | -340 | -582 | 0 | 0 | 0 | 734 | 0 | 0 | 899 | 52 | 335 | 4783 | 3273 | 4421 | 0 | 600 | 0 | 195 | 1311 | 0 | 458 | 1200 | 0 | 462 | 0 | 0 | 0 | 0 | 0 | 0 | 0 | 0 | 0
2040-06-19 | 1 | 29.53 | -16540 | -366 | -509 | 0 | 0 | -848 | 528 | 0 | 0 | 833 | 52 | 335 | 4599 | 3273 | 4207 | 0 | 415 | 0 | 199 | 1254 | 0 | 906 | 1200 | 0 | 462 | 0 | 0 | 0 | 0 | 0 | 0 | 0 | 0 | 0
2040-06-19 | 2 | 29.53 | -15776 | -366 | -454 | 0 | 0 | -1159 | 528 | 0 | 0 | 826 | 52 | 335 | 4599 | 3273 | 3812 | 0 | 373 | 0 | 196 | 1205 | 0 | 895 | 1200 | 0 | 462 | 0 | 0 | 0 | 0 | 0 | 0 | 0 | 0 | 0
2040-06-19 | 3 | 29.53 | -15347 | -366 | -400 | 0 | 0 | -901 | 528 | 0 | 0 | 826 | 52 | 335 | 4472 | 3273 | 3283 | 0 | 337 | 0 | 194 | 1184 | 0 | 868 | 1200 | 0 | 462 | 0 | 0 | 0 | 0 | 0 | 0 | 0 | 0 | 0
2040-06-19 | 4 | 29.97 | -15215 | -366 | -382 | 0 | 0 | 0 | 528 | 0 | 0 | 869 | 52 | 335 | 4525 | 3273 | 2549 | 0 | 347 | 0 | 189 | 1169 | 0 | 466 | 1200 | 0 | 462 | 0 | 0 | 0 | 0 | 0 | 0 | 0 | 0 | 0
2040-06-19 | 5 | 34.68 | -15584 | -366 | -363 | 0 | 0 | 0 | 528 | 0 | 0 | 1017 | 52 | 335 | 5453 | 3273 | 1981 | 0 | 208 | 0 | 187 | 1161 | 0 | 456 | 1200 | 0 | 462 | 0 | 0 | 0 | 0 | 0 | 0 | 0 | 0 | 0
2040-06-19 | 6 | 38.02 | -16699 | -366 | -382 | 0 | 0 | 0 | 528 | 0 | 0 | 1039 | 52 | 335 | 7105 | 3273 | 1446 | 0 | 131 | 107 | 190 | 1167 | 0 | 412 | 1200 | 0 | 462 | 0 | 0 | 0 | 0 | 0 | 0 | 0 | 0 | 0
2040-06-19 | 7 | 38.8 | -18801 | -366 | -491 | 0 | 0 | 0 | 941 | 0 | 0 | 1219 | 52 | 335 | 8246 | 3273 | 1329 | 0 | 128 | 755 | 189 | 1172 | 0 | 358 | 1200 | 0 | 462 | 0 | 0 | 0 | 0 | 0 | 0 | 0 | 0 | 0
2040-06-19 | 8 | 38.38 | -20725 | -340 | -600 | 0 | 0 | 0 | 2140 | 0 | 0 | 1282 | 52 | 335 | 8382 | 3273 | 1008 | 0 | 53 | 1779 | 192 | 1190 | 0 | 317 | 1200 | 0 | 462 | 0 | 0 | 0 | 0 | 0 | 0 | 0 | 0 | 0
2040-06-19 | 9 | 37.91 | -21960 | -314 | -727 | 0 | 0 | 0 | 2911 | 0 | 0 | 1219 | 52 | 335 | 8176 | 3273 | 582 | 0 | 38 | 3049 | 193 | 1209 | 0 | 302 | 1200 | 0 | 462 | 0 | 0 | 0 | 0 | 0 | 0 | 0 | 0 | 0
2040-06-19 | 10 | 36.51 | -22842 | -267 | -854 | 0 | 0 | 0 | 3461 | 0 | 0 | 1091 | 52 | 335 | 7426 | 3273 | 441 | 0 | 31 | 4457 | 195 | 1251 | 0 | 287 | 1200 | 0 | 462 | 0 | 0 | 0 | 0 | 0 | 0 | 0 | 0 | 0
2040-06-19 | 11 | 34.63 | -23646 | -246 | -818 | 0 | 0 | 0 | 3958 | 0 | 0 | 1035 | 52 | 335 | 6265 | 3273 | 324 | 0 | 52 | 6011 | 195 | 1277 | 0 | 271 | 1200 | 0 | 462 | 0 | 0 | 0 | 0 | 0 | 0 | 0 | 0 | 0
2040-06-19 | 12 | 32.2 | -24123 | -225 | -709 | 0 | 0 | 0 | 4259 | 0 | 0 | 961 | 52 | 335 | 5448 | 3273 | 290 | 0 | 88 | 6923 | 195 | 1293 | 0 | 279 | 1200 | 0 | 462 | 0 | 0 | 0 | 0 | 0 | 0 | 0 | 0 | 0
2040-06-19 | 13 | 29.9 | -24463 | -204 | -927 | 0 | 0 | 0 | 4470 | 0 | 0 | 888 | 52 | 335 | 4951 | 3273 | 262 | 0 | 121 | 7783 | 196 | 1310 | 0 | 290 | 1200 | 0 | 462 | 0 | 0 | 0 | 0 | 0 | 0 | 0 | 0 | 0
2040-06-19 | 14 | 29.53 | -24920 | -167 | -909 | 0 | 0 | -161 | 4756 | 0 | 0 | 869 | 52 | 335 | 4880 | 3273 | 239 | 0 | 243 | 8025 | 196 | 1319 | 0 | 309 | 1200 | 0 | 462 | 0 | 0 | 0 | 0 | 0 | 0 | 0 | 0 | 0
2040-06-19 | 15 | 32.2 | -24923 | -157 | -818 | 0 | 0 | 0 | 4756 | 0 | 0 | 902 | 52 | 335 | 5214 | 3273 | 358 | 0 | 369 | 7138 | 194 | 1320 | 0 | 325 | 1200 | 0 | 462 | 0 | 0 | 0 | 0 | 0 | 0 | 0 | 0 | 0
2040-06-19 | 16 | 34.23 | -24847 | -167 | -1072 | 0 | 0 | 0 | 4708 | 0 | 0 | 1035 | 52 | 335 | 5924 | 3273 | 578 | 0 | 421 | 6259 | 197 | 1323 | 0 | 320 | 1200 | 0 | 462 | 0 | 0 | 0 | 0 | 0 | 0 | 0 | 0 | 0
2040-06-19 | 17 | 37.96 | -24769 | -141 | -1381 | 0 | 0 | 0 | 4660 | 0 | 0 | 1126 | 52 | 335 | 7756 | 3273 | 649 | 0 | 519 | 4369 | 198 | 1341 | 0 | 352 | 1200 | 0 | 462 | 0 | 0 | 0 | 0 | 0 | 0 | 0 | 0 | 0
2040-06-19 | 18 | 39.9 | -24520 | -157 | -1654 | 0 | 0 | 116 | 4507 | 0 | 0 | 1282 | 52 | 335 | 8971 | 3273 | 804 | 0 | 608 | 2777 | 198 | 1349 | 0 | 397 | 1200 | 0 | 462 | 0 | 0 | 0 | 0 | 0 | 0 | 0 | 0 | 0
2040-06-19 | 19 | 39.9 | -24007 | -204 | -1581 | 0 | 0 | 721 | 4185 | 0 | 0 | 1373 | 52 | 335 | 9170 | 3273 | 825 | 0 | 760 | 1463 | 198 | 1349 | 0 | 427 | 1200 | 0 | 462 | 0 | 0 | 0 | 0 | 0 | 0 | 0 | 0 | 0
2040-06-19 | 20 | 39.9 | -23466 | -204 | -1109 | 0 | 0 | 794 | 3847 | 0 | 0 | 1378 | 52 | 335 | 9269 | 3273 | 839 | 0 | 867 | 475 | 199 | 1349 | 0 | 440 | 1200 | 0 | 462 | 0 | 0 | 0 | 0 | 0 | 0 | 0 | 0 | 0
2040-06-19 | 21 | 39.9 | -23228 | -225 | -1018 | 0 | 0 | 475 | 3699 | 0 | 0 | 1414 | 52 | 335 | 9760 | 3273 | 887 | 0 | 898 | 37 | 199 | 1346 | 0 | 434 | 1200 | 0 | 462 | 0 | 0 | 0 | 0 | 0 | 0 | 0 | 0 | 0
2040-06-19 | 22 | 39.9 | -22298 | -267 | -854 | 0 | 0 | 164 | 3118 | 0 | 0 | 1373 | 52 | 335 | 9760 | 3273 | 921 | 0 | 754 | 0 | 199 | 1352 | 0 | 456 | 1200 | 0 | 462 | 0 | 0 | 0 | 0 | 0 | 0 | 0 | 0 | 0
2040-06-19 | 23 | 38.38 | -20338 | -267 | -709 | 0 | 0 | 0 | 1897 | 0 | 0 | 1282 | 52 | 335 | 8700 | 3273 | 1302 | 0 | 782 | 0 | 198 | 1338 | 0 | 494 | 1200 | 0 | 462 | 0 | 0 | 0 | 0 | 0 | 0 | 0 | 0 | 0
2040-06-19 | 24 | 37.2 | -18424 | -288 | -582 | 0 | 0 | 0 | 708 | 0 | 0 | 1218 | 52 | 335 | 7875 | 3273 | 1465 | 0 | 742 | 0 | 195 | 1311 | 0 | 458 | 1200 | 0 | 462 | 0 | 0 | 0 | 0 | 0 | 0 | 0 | 0 | 0
2040-06-20 | 1 | 34.83 | -17062 | -288 | -509 | 0 | 0 | 0 | 528 | 0 | 0 | 1039 | 52 | 335 | 6270 | 3273 | 1680 | 0 | 660 | 0 | 199 | 1254 | 0 | 906 | 1200 | 0 | 462 | 0 | 0 | 0 | 0 | 0 | 0 | 0 | 0 | 0
2040-06-20 | 2 | 32.2 | -16208 | -314 | -454 | 0 | 0 | 0 | 528 | 0 | 0 | 1031 | 52 | 335 | 5218 | 3273 | 1961 | 0 | 620 | 0 | 196 | 1205 | 0 | 895 | 1200 | 0 | 462 | 0 | 0 | 0 | 0 | 0 | 0 | 0 | 0 | 0
2040-06-20 | 3 | 29.97 | -15758 | -314 | -400 | 0 | 0 | -61 | 528 | 0 | 0 | 902 | 52 | 335 | 4916 | 3273 | 2110 | 0 | 508 | 0 | 194 | 1184 | 0 | 868 | 1200 | 0 | 462 | 0 | 0 | 0 | 0 | 0 | 0 | 0 | 0 | 0
2040-06-20 | 4 | 33.86 | -15561 | -340 | -382 | 0 | 0 | 0 | 528 | 0 | 0 | 1031 | 52 | 335 | 5597 | 3273 | 1665 | 0 | 317 | 0 | 189 | 1169 | 0 | 466 | 1200 | 0 | 462 | 0 | 0 | 0 | 0 | 0 | 0 | 0 | 0 | 0
2040-06-20 | 5 | 34.95 | -15875 | -340 | -363 | 0 | 0 | 0 | 528 | 0 | 0 | 1031 | 52 | 335 | 5749 | 3273 | 1900 | 0 | 245 | 0 | 187 | 1161 | 0 | 456 | 1200 | 0 | 462 | 0 | 0 | 0 | 0 | 0 | 0 | 0 | 0 | 0
2040-06-20 | 6 | 37.79 | -16945 | -366 | -382 | 0 | 0 | 0 | 528 | 0 | 0 | 1039 | 52 | 335 | 6773 | 3273 | 2005 | 0 | 185 | 73 | 190 | 1167 | 0 | 412 | 1200 | 0 | 462 | 0 | 0 | 0 | 0 | 0 | 0 | 0 | 0 | 0
2040-06-20 | 7 | 40.5 | -18952 | -366 | -491 | 0 | 0 | 45 | 1517 | 0 | 0 | 1146 | 52 | 335 | 7976 | 3273 | 1537 | 0 | 177 | 371 | 189 | 1172 | 0 | 358 | 1200 | 0 | 462 | 0 | 0 | 0 | 0 | 0 | 0 | 0 | 0 | 0
2040-06-20 | 8 | 40.25 | -20837 | -340 | -600 | 0 | 0 | 0 | 2737 | 0 | 0 | 1282 | 52 | 335 | 8782 | 3273 | 1110 | 0 | 139 | 705 | 192 | 1190 | 0 | 317 | 1200 | 0 | 462 | 0 | 0 | 0 | 0 | 0 | 0 | 0 | 0 | 0
2040-06-20 | 9 | 39.65 | -21993 | -366 | -727 | 0 | 0 | 0 | 3487 | 0 | 0 | 1282 | 52 | 335 | 9062 | 3273 | 1066 | 0 | 146 | 1016 | 193 | 1209 | 0 | 302 | 1200 | 0 | 462 | 0 | 0 | 0 | 0 | 0 | 0 | 0 | 0 | 0
2040-06-20 | 10 | 38.72 | -22795 | -340 | -854 | 0 | 0 | 0 | 4011 | 0 | 0 | 1282 | 52 | 335 | 8550 | 3273 | 1572 | 0 | 112 | 1409 | 195 | 1251 | 0 | 287 | 1200 | 0 | 462 | 0 | 0 | 0 | 0 | 0 | 0 | 0 | 0 | 0
2040-06-20 | 11 | 37.86 | -23376 | -314 | -818 | 0 | 0 | 0 | 4386 | 0 | 0 | 1263 | 52 | 335 | 8288 | 3273 | 1720 | 0 | 177 | 1609 | 195 | 1277 | 0 | 271 | 1200 | 0 | 462 | 0 | 0 | 0 | 0 | 0 | 0 | 0 | 0 | 0
2040-06-20 | 12 | 35.93 | -23683 | -314 | -709 | 0 | 0 | 0 | 4587 | 0 | 0 | 1039 | 52 | 335 | 7136 | 3273 | 2394 | 0 | 254 | 2207 | 195 | 1293 | 0 | 279 | 1200 | 0 | 462 | 0 | 0 | 0 | 0 | 0 | 0 | 0 | 0 | 0
2040-06-20 | 13 | 35.93 | -23775 | -314 | -927 | 0 | 0 | 0 | 4645 | 0 | 0 | 1039 | 52 | 335 | 7007 | 3273 | 2467 | 0 | 285 | 2456 | 196 | 1310 | 0 | 290 | 1200 | 0 | 462 | 0 | 0 | 0 | 0 | 0 | 0 | 0 | 0 | 0
2040-06-20 | 14 | 33.08 | -23906 | -288 | -909 | 0 | 0 | 0 | 4729 | 0 | 0 | 1031 | 52 | 335 | 5793 | 3273 | 3458 | 0 | 332 | 2613 | 196 | 1319 | 0 | 309 | 1200 | 0 | 462 | 0 | 0 | 0 | 0 | 0 | 0 | 0 | 0 | 0
2040-06-20 | 15 | 23.3 | -23820 | -267 | -818 | 0 | 0 | -48 | 4671 | 0 | 0 | 826 | 52 | 186 | 4327 | 3273 | 5259 | 0 | 364 | 2493 | 194 | 1320 | 0 | 325 | 1200 | 0 | 462 | 0 | 0 | 0 | 0 | 0 | 0 | 0 | 0 | 0
2040-06-20 | 16 | 23.3 | -23731 | -246 | -1072 | 0 | 0 | -186 | 4613 | 0 | 0 | 732 | 52 | 171 | 3871 | 3273 | 6290 | 0 | 379 | 2351 | 197 | 1323 | 0 | 320 | 1200 | 0 | 462 | 0 | 0 | 0 | 0 | 0 | 0 | 0 | 0 | 0
2040-06-20 | 17 | 23.3 | -23856 | -225 | -1381 | 0 | 0 | -313 | 4697 | 0 | 0 | 690 | 52 | 171 | 3863 | 3273 | 7006 | 0 | 404 | 2065 | 198 | 1341 | 0 | 352 | 1200 | 0 | 462 | 0 | 0 | 0 | 0 | 0 | 0 | 0 | 0 | 0
2040-06-20 | 18 | 24.36 | -23948 | -204 | -1654 | 0 | 0 | 0 | 4756 | 0 | 0 | 826 | 52 | 319 | 3880 | 3273 | 7129 | 0 | 447 | 1519 | 198 | 1349 | 0 | 397 | 1200 | 0 | 462 | 0 | 0 | 0 | 0 | 0 | 0 | 0 | 0 | 0
2040-06-20 | 19 | 31.49 | -23742 | -204 | -1581 | 0 | 0 | 160 | 4624 | 0 | 0 | 850 | 52 | 335 | 4056 | 3273 | 7229 | 0 | 353 | 959 | 198 | 1349 | 0 | 427 | 1200 | 0 | 462 | 0 | 0 | 0 | 0 | 0 | 0 | 0 | 0 | 0
2040-06-20 | 20 | 31.49 | -23437 | -204 | -1109 | 0 | 0 | 84 | 4423 | 0 | 0 | 833 | 52 | 335 | 4053 | 3273 | 7250 | 0 | 371 | 427 | 199 | 1349 | 0 | 440 | 1200 | 0 | 462 | 0 | 0 | 0 | 0 | 0 | 0 | 0 | 0 | 0
2040-06-20 | 21 | 31.49 | -23154 | -225 | -1018 | 0 | 0 | 160 | 4243 | 0 | 0 | 868 | 52 | 335 | 4145 | 3273 | 7217 | 0 | 427 | 36 | 199 | 1346 | 0 | 434 | 1200 | 0 | 462 | 0 | 0 | 0 | 0 | 0 | 0 | 0 | 0 | 0
2040-06-20 | 22 | 22.64 | -22289 | -225 | -854 | 0 | 0 | 0 | 3678 | 0 | 0 | 826 | 52 | 186 | 4014 | 3273 | 7217 | 0 | 453 | 0 | 199 | 1352 | 0 | 456 | 1200 | 0 | 462 | 0 | 0 | 0 | 0 | 0 | 0 | 0 | 0 | 0
2040-06-20 | 23 | 19.2 | -20518 | -225 | -709 | 0 | 0 | 0 | 2531 | 0 | 0 | 686 | 52 | 160 | 3421 | 3273 | 7230 | 0 | 407 | 0 | 198 | 1338 | 0 | 494 | 1200 | 0 | 462 | 0 | 0 | 0 | 0 | 0 | 0 | 0 | 0 | 0
2040-06-20 | 24 | 19.2 | -18727 | -225 | -582 | 0 | 0 | 0 | 1369 | 0 | 0 | 628 | 52 | 157 | 2740 | 3273 | 7211 | 0 | 477 | 0 | 195 | 1311 | 0 | 458 | 1200 | 0 | 462 | 0 | 0 | 0 | 0 | 0 | 0 | 0 | 0 | 0
2040-06-21 | 1 | 27.8 | -17405 | -246 | -509 | 0 | 0 | -1591 | 750 | 0 | 0 | 537 | 52 | 317 | 3008 | 3273 | 7213 | 0 | 579 | 0 | 199 | 1254 | 0 | 906 | 1200 | 0 | 462 | 0 | 0 | 0 | 0 | 0 | 0 | 0 | 0 | 0
2040-06-21 | 2 | 27.8 | -16525 | -246 | -454 | 0 | 0 | -1321 | 528 | 0 | 0 | 523 | 52 | 332 | 2002 | 3273 | 7167 | 0 | 712 | 0 | 196 | 1205 | 0 | 895 | 1200 | 0 | 462 | 0 | 0 | 0 | 0 | 0 | 0 | 0 | 0 | 0
2040-06-21 | 3 | 27.8 | -15953 | -267 | -400 | 0 | 0 | -1277 | 528 | 0 | 0 | 523 | 52 | 335 | 1272 | 3273 | 7028 | 0 | 978 | 0 | 194 | 1184 | 0 | 868 | 1200 | 0 | 462 | 0 | 0 | 0 | 0 | 0 | 0 | 0 | 0 | 0
2040-06-21 | 4 | 27.8 | -15668 | -288 | -382 | 0 | 0 | -527 | 528 | 0 | 0 | 523 | 52 | 335 | 1240 | 3273 | 6389 | 0 | 1039 | 0 | 189 | 1169 | 0 | 466 | 1200 | 0 | 462 | 0 | 0 | 0 | 0 | 0 | 0 | 0 | 0 | 0
2040-06-21 | 5 | 36.05 | -15884 | -340 | -363 | 0 | 0 | 0 | 528 | 0 | 0 | 523 | 52 | 335 | 1601 | 3273 | 5644 | 0 | 1166 | 0 | 187 | 1161 | 0 | 456 | 1200 | 0 | 462 | 0 | 0 | 0 | 0 | 0 | 0 | 0 | 0 | 0
2040-06-21 | 6 | 37.56 | -16889 | -340 | -382 | 0 | 0 | 1218 | 528 | 0 | 0 | 654 | 52 | 335 | 2131 | 3273 | 4638 | 0 | 1286 | 64 | 190 | 1167 | 0 | 412 | 1200 | 0 | 462 | 0 | 0 | 0 | 0 | 0 | 0 | 0 | 0 | 0
2040-06-21 | 7 | 37.56 | -18690 | -340 | -491 | 0 | 0 | 1177 | 1596 | 0 | 0 | 869 | 52 | 335 | 3488 | 3273 | 3757 | 0 | 1266 | 328 | 189 | 1172 | 0 | 358 | 1200 | 0 | 462 | 0 | 0 | 0 | 0 | 0 | 0 | 0 | 0 | 0
2040-06-21 | 8 | 37.56 | -20475 | -366 | -600 | 0 | 0 | 509 | 2779 | 0 | 0 | 1031 | 52 | 335 | 5350 | 3273 | 2418 | 0 | 1416 | 918 | 192 | 1190 | 0 | 317 | 1200 | 0 | 462 | 0 | 0 | 0 | 0 | 0 | 0 | 0 | 0 | 0
2040-06-21 | 9 | 37.56 | -21714 | -340 | -727 | 0 | 0 | 586 | 3598 | 0 | 0 | 1035 | 52 | 335 | 5649 | 3273 | 1759 | 0 | 1498 | 1630 | 193 | 1209 | 0 | 302 | 1200 | 0 | 462 | 0 | 0 | 0 | 0 | 0 | 0 | 0 | 0 | 0
2040-06-21 | 10 | 37.19 | -22547 | -314 | -854 | 0 | 0 | 0 | 4153 | 0 | 0 | 1031 | 52 | 332 | 5612 | 3273 | 1720 | 0 | 1604 | 2543 | 195 | 1251 | 0 | 287 | 1200 | 0 | 462 | 0 | 0 | 0 | 0 | 0 | 0 | 0 | 0 | 0
2040-06-21 | 11 | 24.22 | -23015 | -288 | -818 | 0 | 0 | 0 | 4460 | 0 | 0 | 783 | 52 | 314 | 3841 | 3273 | 2452 | 0 | 1800 | 3740 | 195 | 1277 | 0 | 271 | 1200 | 0 | 462 | 0 | 0 | 0 | 0 | 0 | 0 | 0 | 0 | 0
2040-06-21 | 12 | 0.08 | -23381 | -267 | -709 | 0 | 0 | -566 | 4703 | 0 | 0 | 628 | 48 | 157 | 3621 | 3273 | 2375 | 0 | 1842 | 4978 | 195 | 1293 | 0 | 279 | 1200 | 0 | 331 | 0 | 0 | 0 | 0 | 0 | 0 | 0 | 0 | 0
2040-06-21 | 13 | 0.08 | -23444 | -246 | -927 | 0 | 0 | -805 | 4745 | 0 | 0 | 561 | 48 | 157 | 3495 | 3273 | 2418 | 0 | 1891 | 5547 | 196 | 1310 | 0 | 290 | 1200 | 0 | 291 | 0 | 0 | 0 | 0 | 0 | 0 | 0 | 0 | 0
2040-06-21 | 14 | 0.08 | -23461 | -246 | -909 | 0 | 0 | -1181 | 4756 | 0 | 0 | 537 | 48 | 157 | 3403 | 3273 | 2955 | 0 | 1900 | 5462 | 196 | 1319 | 0 | 309 | 1200 | 0 | 282 | 0 | 0 | 0 | 0 | 0 | 0 | 0 | 0 | 0
2040-06-21 | 15 | 0.08 | -23220 | -225 | -818 | 0 | 0 | -1130 | 4597 | 0 | 0 | 523 | 48 | 157 | 2777 | 3273 | 3879 | 0 | 1916 | 4903 | 194 | 1320 | 0 | 325 | 1200 | 0 | 282 | 0 | 0 | 0 | 0 | 0 | 0 | 0 | 0 | 0
2040-06-21 | 16 | 0.08 | -22898 | -246 | -1072 | 0 | 0 | -528 | 4380 | 0 | 0 | 537 | 48 | 157 | 2605 | 3273 | 4297 | 0 | 1970 | 4154 | 197 | 1323 | 0 | 320 | 1200 | 0 | 282 | 0 | 0 | 0 | 0 | 0 | 0 | 0 | 0 | 0
2040-06-21 | 17 | 0.08 | -22697 | -204 | -1381 | 0 | 0 | -218 | 4248 | 0 | 0 | 561 | 48 | 157 | 2605 | 3273 | 4584 | 0 | 1963 | 3688 | 198 | 1341 | 0 | 352 | 1200 | 0 | 282 | 0 | 0 | 0 | 0 | 0 | 0 | 0 | 0 | 0
2040-06-21 | 18 | 0.11 | -22525 | -188 | -1654 | 0 | 0 | 194 | 4137 | 0 | 0 | 610 | 52 | 157 | 2605 | 3273 | 5033 | 0 | 1956 | 2884 | 198 | 1349 | 0 | 397 | 1200 | 0 | 321 | 0 | 0 | 0 | 0 | 0 | 0 | 0 | 0 | 0
2040-06-21 | 19 | 0.11 | -22060 | -167 | -1581 | 0 | 0 | 940 | 3826 | 0 | 0 | 640 | 52 | 157 | 2276 | 3273 | 5448 | 0 | 1940 | 1755 | 198 | 1349 | 0 | 427 | 1200 | 0 | 326 | 0 | 0 | 0 | 0 | 0 | 0 | 0 | 0 | 0
2040-06-21 | 20 | 0.11 | -21483 | -167 | -1109 | 0 | 0 | 732 | 3445 | 0 | 0 | 628 | 52 | 157 | 2276 | 3273 | 6154 | 0 | 1887 | 641 | 199 | 1349 | 0 | 440 | 1200 | 0 | 326 | 0 | 0 | 0 | 0 | 0 | 0 | 0 | 0 | 0
2040-06-21 | 21 | 0.11 | -21153 | -204 | -1018 | 0 | 0 | 284 | 3229 | 0 | 0 | 640 | 52 | 157 | 2902 | 3273 | 6418 | 0 | 1869 | 46 | 199 | 1346 | 0 | 434 | 1200 | 0 | 326 | 0 | 0 | 0 | 0 | 0 | 0 | 0 | 0 | 0
2040-06-21 | 22 | 0.11 | -20540 | -267 | -854 | 0 | 0 | 622 | 2822 | 0 | 0 | 654 | 52 | 157 | 2902 | 3273 | 5789 | 0 | 1857 | 0 | 199 | 1352 | 0 | 456 | 1200 | 0 | 326 | 0 | 0 | 0 | 0 | 0 | 0 | 0 | 0 | 0
2040-06-21 | 23 | 0.11 | -18989 | -267 | -709 | 0 | 0 | 169 | 1797 | 0 | 0 | 628 | 52 | 157 | 2722 | 3273 | 5787 | 0 | 1823 | 0 | 198 | 1338 | 0 | 494 | 1200 | 0 | 326 | 0 | 0 | 0 | 0 | 0 | 0 | 0 | 0 | 0
2040-06-21 | 24 | 0.11 | -17257 | -288 | -582 | 0 | 0 | 336 | 650 | 0 | 0 | 628 | 52 | 157 | 2732 | 3273 | 4954 | 0 | 1853 | 0 | 195 | 1311 | 0 | 458 | 1200 | 0 | 326 | 0 | 0 | 0 | 0 | 0 | 0 | 0 | 0 | 0
2040-06-22 | 1 | 22.64 | -15899 | -314 | -509 | 0 | 0 | -1310 | 671 | 0 | 0 | 537 | 52 | 168 | 2774 | 3273 | 4737 | 0 | 1830 | 0 | 199 | 1254 | 0 | 906 | 1200 | 0 | 430 | 0 | 0 | 0 | 0 | 0 | 0 | 0 | 0 | 0
2040-06-22 | 2 | 22.64 | -14990 | -340 | -454 | 0 | 0 | -387 | 528 | 0 | 0 | 523 | 52 | 168 | 1446 | 3273 | 4391 | 0 | 1841 | 0 | 196 | 1205 | 0 | 895 | 1200 | 0 | 453 | 0 | 0 | 0 | 0 | 0 | 0 | 0 | 0 | 0
2040-06-22 | 3 | 22.64 | -14481 | -397 | -400 | 0 | 0 | -351 | 528 | 0 | 0 | 523 | 52 | 168 | 965 | 3273 | 4379 | 0 | 1834 | 0 | 194 | 1184 | 0 | 868 | 1200 | 0 | 462 | 0 | 0 | 0 | 0 | 0 | 0 | 0 | 0 | 0
2040-06-22 | 4 | 22.64 | -14192 | -429 | -382 | 0 | 0 | -222 | 528 | 0 | 0 | 523 | 52 | 171 | 905 | 3273 | 4480 | 0 | 1806 | 0 | 189 | 1169 | 0 | 466 | 1200 | 0 | 462 | 0 | 0 | 0 | 0 | 0 | 0 | 0 | 0 | 0
2040-06-22 | 5 | 24.36 | -14178 | -460 | -363 | 0 | 0 | 0 | 528 | 0 | 0 | 523 | 52 | 319 | 734 | 3273 | 4286 | 0 | 1820 | 0 | 187 | 1161 | 0 | 456 | 1200 | 0 | 462 | 0 | 0 | 0 | 0 | 0 | 0 | 0 | 0 | 0
2040-06-22 | 6 | 30.6 | -14378 | -460 | -382 | 0 | 0 | 297 | 528 | 0 | 0 | 523 | 52 | 335 | 855 | 3273 | 3962 | 0 | 1835 | 129 | 190 | 1167 | 0 | 412 | 1200 | 0 | 462 | 0 | 0 | 0 | 0 | 0 | 0 | 0 | 0 | 0
2040-06-22 | 7 | 30.6 | -15268 | -497 | -491 | 0 | 0 | 1212 | 528 | 0 | 0 | 537 | 52 | 332 | 855 | 3273 | 3367 | 0 | 1764 | 954 | 189 | 1172 | 0 | 358 | 1200 | 0 | 462 | 0 | 0 | 0 | 0 | 0 | 0 | 0 | 0 | 0
2040-06-22 | 8 | 24.36 | -16630 | -397 | -600 | 0 | 0 | 170 | 1199 | 0 | 0 | 523 | 52 | 317 | 1444 | 3273 | 3050 | 0 | 1657 | 2582 | 192 | 1190 | 0 | 317 | 1200 | 0 | 462 | 0 | 0 | 0 | 0 | 0 | 0 | 0 | 0 | 0
2040-06-22 | 9 | 2.22 | -18158 | -288 | -727 | 0 | 0 | -963 | 2299 | 0 | 0 | 523 | 52 | 157 | 755 | 3273 | 2894 | 0 | 1595 | 5262 | 193 | 1209 | 0 | 302 | 1200 | 0 | 422 | 0 | 0 | 0 | 0 | 0 | 0 | 0 | 0 | 0
2040-06-22 | 10 | -4.5 | -19447 | -225 | -854 | -117 | -803 | -1859 | 3223 | 0 | 0 | 225 | 48 | 157 | 755 | 3273 | 2244 | 0 | 1661 | 8495 | 195 | 1251 | 0 | 287 | 1200 | 0 | 291 | 0 | 0 | 0 | 0 | 0 | 0 | 0 | 0 | 0
2040-06-22 | 11 | -35 | -20430 | -167 | -818 | -908 | -2000 | -1859 | 3931 | 0 | 0 | 0 | 48 | 157 | 755 | 3273 | 1829 | 0 | 1794 | 11170 | 195 | 1277 | 0 | 271 | 1200 | 0 | 282 | 0 | 68 | 0 | 0 | 0 | 0 | 0 | 0 | 0
2040-06-22 | 12 | -35 | -21088 | -131 | -709 | -908 | -2000 | -1859 | 4407 | 0 | 0 | 0 | 48 | 157 | 755 | 3273 | 1404 | 0 | 997 | 12405 | 195 | 1293 | 0 | 279 | 1200 | 0 | 282 | 0 | 980 | 0 | 0 | 0 | 0 | 0 | 0 | 0
2040-06-22 | 13 | -35 | -21461 | -120 | -927 | -908 | -2000 | -1859 | 4676 | 0 | 0 | 0 | 48 | 157 | 755 | 3273 | 1122 | 0 | 1892 | 12074 | 196 | 1310 | 0 | 290 | 1200 | 0 | 282 | 0 | 148 | 0 | 0 | 0 | 0 | 0 | 0 | 0
2040-06-22 | 14 | -4.5 | -21575 | -105 | -909 | -669 | -1767 | -1859 | 4756 | 0 | 0 | 225 | 48 | 157 | 755 | 3273 | 832 | 0 | 2063 | 11470 | 196 | 1319 | 0 | 309 | 1200 | 0 | 282 | 0 | 0 | 0 | 0 | 0 | 0 | 0 | 0 | 0
2040-06-22 | 15 | -4.5 | -21425 | -99 | -818 | -187 | -562 | -1853 | 4650 | 0 | 0 | 225 | 48 | 157 | 755 | 3273 | 833 | 0 | 2029 | 9654 | 194 | 1320 | 0 | 325 | 1200 | 0 | 282 | 0 | 0 | 0 | 0 | 0 | 0 | 0 | 0 | 0
2040-06-22 | 16 | 2.22 | -21148 | -99 | -1072 | 0 | 0 | -897 | 4449 | 0 | 0 | 523 | 52 | 157 | 320 | 3273 | 1293 | 0 | 2052 | 7645 | 197 | 1323 | 0 | 320 | 1200 | 0 | 413 | 0 | 0 | 0 | 0 | 0 | 0 | 0 | 0 | 0
2040-06-22 | 17 | 2.22 | -21142 | -141 | -1381 | 0 | 0 | -407 | 4444 | 0 | 0 | 523 | 52 | 157 | 320 | 3273 | 2147 | 0 | 2016 | 6595 | 198 | 1341 | 0 | 352 | 1200 | 0 | 453 | 0 | 0 | 0 | 0 | 0 | 0 | 0 | 0 | 0
2040-06-22 | 18 | 3 | -21233 | -120 | -1654 | 0 | 245 | 784 | 4507 | 0 | 0 | 523 | 52 | 157 | 0 | 3273 | 3563 | 0 | 2016 | 4280 | 198 | 1349 | 0 | 397 | 1200 | 0 | 462 | 0 | 0 | 0 | 0 | 0 | 0 | 0 | 0 | 0
2040-06-22 | 19 | 3 | -21036 | -131 | -1581 | 0 | 464 | 1549 | 4370 | 0 | 0 | 560 | 52 | 157 | 0 | 3273 | 4711 | 0 | 1989 | 1987 | 198 | 1349 | 0 | 427 | 1200 | 0 | 462 | 0 | 0 | 0 | 0 | 0 | 0 | 0 | 0 | 0
2040-06-22 | 20 | 3 | -20414 | -157 | -1109 | 0 | 555 | 1556 | 3921 | 0 | 0 | 561 | 52 | 157 | 0 | 3273 | 5571 | 0 | 1725 | 659 | 199 | 1349 | 0 | 440 | 1200 | 0 | 462 | 0 | 0 | 0 | 0 | 0 | 0 | 0 | 0 | 0
2040-06-22 | 21 | 3 | -20076 | -204 | -1018 | 0 | 669 | 1548 | 3678 | 0 | 0 | 561 | 52 | 157 | 0 | 3273 | 6039 | 0 | 1627 | 53 | 199 | 1346 | 0 | 434 | 1200 | 0 | 462 | 0 | 0 | 0 | 0 | 0 | 0 | 0 | 0 | 0
2040-06-22 | 22 | 3 | -19602 | -267 | -854 | 0 | 543 | 1554 | 3334 | 0 | 0 | 561 | 52 | 157 | 0 | 3273 | 5853 | 0 | 1726 | 0 | 199 | 1352 | 0 | 456 | 1200 | 0 | 462 | 0 | 0 | 0 | 0 | 0 | 0 | 0 | 0 | 0
2040-06-22 | 23 | 3 | -18260 | -288 | -709 | 0 | 755 | 1250 | 2373 | 0 | 0 | 561 | 52 | 157 | 0 | 3273 | 5422 | 0 | 1722 | 0 | 198 | 1338 | 0 | 494 | 1200 | 0 | 462 | 0 | 0 | 0 | 0 | 0 | 0 | 0 | 0 | 0
2040-06-22 | 24 | 3 | -16721 | -340 | -582 | 0 | 90 | 1686 | 1263 | 0 | 0 | 537 | 52 | 157 | 0 | 3273 | 5192 | 0 | 1766 | 0 | 195 | 1311 | 0 | 458 | 1200 | 0 | 462 | 0 | 0 | 0 | 0 | 0 | 0 | 0 | 0 | 0
2040-06-23 | 1 | 0 | -15504 | -340 | -672 | 665 | 940 | 0 | 528 | 0 | 0 | 537 | 48 | 157 | 0 | 3273 | 4667 | 0 | 1812 | 0 | 199 | 1254 | 0 | 906 | 1200 | 0 | 331 | 0 | 0 | 0 | 0 | 0 | 0 | 0 | 0 | 0
2040-06-23 | 2 | 0 | -14685 | -340 | -582 | 582 | 970 | -158 | 528 | 0 | 0 | 523 | 48 | 157 | 0 | 3273 | 4105 | 0 | 1793 | 0 | 196 | 1205 | 0 | 895 | 1200 | 0 | 291 | 0 | 0 | 0 | 0 | 0 | 0 | 0 | 0 | 0
2040-06-23 | 3 | 0 | -14156 | -397 | -527 | 81 | 178 | 0 | 528 | 0 | 0 | 523 | 48 | 157 | 0 | 3273 | 4776 | 0 | 1788 | 0 | 194 | 1184 | 0 | 868 | 1200 | 0 | 282 | 0 | 0 | 0 | 0 | 0 | 0 | 0 | 0 | 0
2040-06-23 | 4 | 0 | -13855 | -429 | -472 | 20 | 0 | 0 | 528 | 0 | 0 | 493 | 48 | 157 | 0 | 3273 | 5129 | 0 | 1803 | 0 | 189 | 1169 | 0 | 466 | 1200 | 0 | 282 | 0 | 0 | 0 | 0 | 0 | 0 | 0 | 0 | 0
2040-06-23 | 5 | 0 | -13797 | -497 | -472 | 124 | 154 | 0 | 528 | 0 | 0 | 397 | 48 | 157 | 0 | 3273 | 4996 | 0 | 1803 | 0 | 187 | 1161 | 0 | 456 | 1200 | 0 | 282 | 0 | 0 | 0 | 0 | 0 | 0 | 0 | 0 | 0
2040-06-23 | 6 | 0 | -13819 | -528 | -491 | 268 | 223 | 0 | 528 | 0 | 0 | 366 | 48 | 157 | 0 | 3273 | 4798 | 0 | 1802 | 123 | 190 | 1167 | 0 | 412 | 1200 | 0 | 282 | 0 | 0 | 0 | 0 | 0 | 0 | 0 | 0 | 0
2040-06-23 | 7 | 0 | -14504 | -497 | -545 | 545 | 815 | 0 | 528 | 0 | 0 | 273 | 48 | 157 | 0 | 3273 | 4038 | 0 | 1761 | 906 | 189 | 1172 | 0 | 358 | 1200 | 0 | 282 | 0 | 0 | 0 | 0 | 0 | 0 | 0 | 0 | 0
2040-06-23 | 8 | 0 | -15662 | -340 | -636 | 636 | 994 | 0 | 528 | 0 | 0 | 226 | 48 | 157 | 0 | 3273 | 3261 | 0 | 1715 | 2618 | 192 | 1190 | 0 | 317 | 1200 | 0 | 282 | 0 | 0 | 0 | 0 | 0 | 0 | 0 | 0 | 0
2040-06-23 | 9 | 0 | -17207 | -225 | -763 | 260 | 260 | 0 | 528 | 0 | 0 | 225 | 48 | 157 | 0 | 3273 | 3203 | 0 | 1528 | 5528 | 193 | 1209 | 0 | 302 | 1200 | 0 | 282 | 0 | 0 | 0 | 0 | 0 | 0 | 0 | 0 | 0
2040-06-23 | 10 | -35 | -18679 | -167 | -909 | -17 | -592 | -1522 | 1427 | 0 | 0 | 0 | 48 | 157 | 0 | 3273 | 3289 | 0 | 1680 | 8797 | 195 | 1251 | 0 | 287 | 1200 | 0 | 282 | 0 | 0 | 0 | 0 | 0 | 0 | 0 | 0 | 0
2040-06-23 | 11 | -35 | -19844 | -131 | -818 | -786 | -1654 | -1859 | 2188 | 0 | 0 | 0 | 48 | 157 | 0 | 3273 | 3100 | 0 | 1860 | 11241 | 195 | 1277 | 0 | 271 | 1200 | 0 | 282 | 0 | 0 | 0 | 0 | 0 | 0 | 0 | 0 | 0
2040-06-23 | 12 | -35 | -20762 | -105 | -909 | -908 | -2000 | -1859 | 2790 | 0 | 0 | 0 | 48 | 157 | 0 | 3273 | 3027 | 0 | 1316 | 12682 | 195 | 1293 | 0 | 279 | 1200 | 0 | 282 | 0 | 685 | 0 | 0 | 0 | 0 | 0 | 0 | 0
2040-06-23 | 13 | -35 | -21390 | -94 | -981 | -877 | -1800 | -1829 | 3197 | 0 | 0 | 0 | 48 | 157 | 0 | 3273 | 3162 | 0 | 340 | 13517 | 196 | 1310 | 0 | 290 | 1200 | 0 | 282 | 0 | 1742 | 0 | 0 | 0 | 0 | 0 | 0 | 0
2040-06-23 | 14 | -35 | -21786 | -89 | -1018 | -679 | -1850 | -1605 | 3456 | 0 | 0 | 0 | 48 | 157 | 0 | 3273 | 3471 | 0 | 0 | 13316 | 196 | 1319 | 0 | 309 | 1200 | 0 | 282 | 0 | 2137 | 0 | 0 | 0 | 0 | 0 | 0 | 0
2040-06-23 | 15 | -35 | -22149 | -89 | -1054 | -562 | -1086 | -1859 | 3694 | 0 | 0 | 0 | 48 | 157 | 0 | 3273 | 3869 | 0 | 0 | 12438 | 194 | 1320 | 0 | 325 | 1200 | 0 | 282 | 0 | 2113 | 0 | 0 | 0 | 0 | 0 | 0 | 0
2040-06-23 | 16 | -35 | -22647 | -89 | -999 | -246 | -169 | -1859 | 4021 | 0 | 0 | 0 | 48 | 157 | 0 | 3273 | 4662 | 0 | 0 | 10526 | 197 | 1323 | 0 | 320 | 1200 | 0 | 282 | 0 | 2124 | 0 | 0 | 0 | 0 | 0 | 0 | 0
2040-06-23 | 17 | -35 | -23255 | -89 | -999 | 0 | 0 | -1168 | 4417 | 0 | 0 | 0 | 48 | 157 | 0 | 3273 | 6200 | 0 | 236 | 7807 | 198 | 1341 | 0 | 352 | 1200 | 0 | 282 | 0 | 1895 | 0 | 0 | 0 | 0 | 0 | 0 | 0
2040-06-23 | 18 | -3 | -23735 | -89 | -1018 | 0 | 0 | -676 | 4729 | 0 | 0 | 225 | 48 | 157 | 0 | 3273 | 6921 | 0 | 2114 | 4617 | 198 | 1349 | 0 | 397 | 1200 | 0 | 291 | 0 | 0 | 0 | 0 | 0 | 0 | 0 | 0 | 0
2040-06-23 | 19 | 3 | -23774 | -89 | -1054 | 0 | 454 | 791 | 4756 | 0 | 0 | 523 | 52 | 157 | 0 | 3273 | 7229 | 0 | 2031 | 2056 | 198 | 1349 | 0 | 427 | 1200 | 0 | 422 | 0 | 0 | 0 | 0 | 0 | 0 | 0 | 0 | 0
2040-06-23 | 20 | 3 | -23296 | -89 | -981 | 0 | 852 | 1737 | 4444 | 0 | 0 | 610 | 52 | 157 | 0 | 3273 | 7242 | 0 | 1712 | 637 | 199 | 1349 | 0 | 440 | 1200 | 0 | 462 | 0 | 0 | 0 | 0 | 0 | 0 | 0 | 0 | 0
2040-06-23 | 21 | 3 | -22784 | -99 | -927 | 0 | 1260 | 1744 | 4111 | 0 | 0 | 628 | 52 | 157 | 0 | 3273 | 7226 | 0 | 1666 | 52 | 199 | 1346 | 0 | 434 | 1200 | 0 | 462 | 0 | 0 | 0 | 0 | 0 | 0 | 0 | 0 | 0
2040-06-23 | 22 | 3 | -22128 | -131 | -836 | 0 | 1006 | 1744 | 3683 | 0 | 0 | 628 | 52 | 157 | 0 | 3273 | 7196 | 0 | 1686 | 0 | 199 | 1352 | 0 | 456 | 1200 | 0 | 462 | 0 | 0 | 0 | 0 | 0 | 0 | 0 | 0 | 0
2040-06-23 | 23 | 3 | -20290 | -157 | -836 | 0 | 445 | 1743 | 2478 | 0 | 0 | 561 | 52 | 157 | 0 | 3273 | 7198 | 0 | 1684 | 0 | 198 | 1338 | 0 | 494 | 1200 | 0 | 462 | 0 | 0 | 0 | 0 | 0 | 0 | 0 | 0 | 0
2040-06-23 | 24 | 3 | -18334 | -167 | -763 | 0 | 6 | 1693 | 1205 | 0 | 0 | 523 | 52 | 157 | 0 | 3273 | 7185 | 0 | 1545 | 0 | 195 | 1311 | 0 | 458 | 1200 | 0 | 462 | 0 | 0 | 0 | 0 | 0 | 0 | 0 | 0 | 0
2040-06-24 | 1 | 19.2 | -16821 | -204 | -672 | 0 | -1830 | -166 | 528 | 0 | 0 | 523 | 52 | 157 | 2657 | 3273 | 7050 | 0 | 1431 | 0 | 199 | 1254 | 0 | 906 | 1200 | 0 | 462 | 0 | 0 | 0 | 0 | 0 | 0 | 0 | 0 | 0
2040-06-24 | 2 | 23.63 | -15875 | -246 | -582 | 0 | -1133 | -1859 | 528 | 0 | 0 | 523 | 52 | 209 | 3154 | 3273 | 6677 | 0 | 1321 | 0 | 196 | 1205 | 0 | 895 | 1200 | 0 | 462 | 0 | 0 | 0 | 0 | 0 | 0 | 0 | 0 | 0
2040-06-24 | 3 | 23.63 | -15284 | -267 | -527 | 0 | -663 | -1859 | 528 | 0 | 0 | 523 | 52 | 224 | 3154 | 3273 | 5700 | 0 | 1239 | 0 | 194 | 1184 | 0 | 868 | 1200 | 0 | 462 | 0 | 0 | 0 | 0 | 0 | 0 | 0 | 0 | 0
2040-06-24 | 4 | 25.14 | -15021 | -288 | -472 | 0 | 0 | -1654 | 528 | 0 | 0 | 561 | 52 | 332 | 3981 | 3273 | 3973 | 0 | 1249 | 0 | 189 | 1169 | 0 | 466 | 1200 | 0 | 462 | 0 | 0 | 0 | 0 | 0 | 0 | 0 | 0 | 0
2040-06-24 | 5 | 25.14 | -15243 | -340 | -472 | 0 | 0 | -938 | 528 | 0 | 0 | 640 | 52 | 335 | 3981 | 3273 | 3476 | 0 | 1243 | 0 | 187 | 1161 | 0 | 456 | 1200 | 0 | 462 | 0 | 0 | 0 | 0 | 0 | 0 | 0 | 0 | 0
2040-06-24 | 6 | 25.14 | -16136 | -366 | -491 | 0 | 0 | -848 | 528 | 0 | 0 | 783 | 52 | 335 | 4634 | 3273 | 3608 | 0 | 1073 | 124 | 190 | 1167 | 0 | 412 | 1200 | 0 | 462 | 0 | 0 | 0 | 0 | 0 | 0 | 0 | 0 | 0
2040-06-24 | 7 | 33.97 | -18244 | -397 | -545 | 0 | 95 | 43 | 528 | 0 | 0 | 1035 | 52 | 335 | 5776 | 3273 | 3022 | 0 | 750 | 896 | 189 | 1172 | 0 | 358 | 1200 | 0 | 462 | 0 | 0 | 0 | 0 | 0 | 0 | 0 | 0 | 0
2040-06-24 | 8 | 33.97 | -20351 | -314 | -636 | 0 | 584 | 919 | 835 | 0 | 0 | 1078 | 52 | 335 | 5881 | 3273 | 1707 | 0 | 634 | 2642 | 192 | 1190 | 0 | 317 | 1200 | 0 | 462 | 0 | 0 | 0 | 0 | 0 | 0 | 0 | 0 | 0
2040-06-24 | 9 | 33.97 | -21922 | -188 | -763 | 0 | 0 | 255 | 1733 | 0 | 0 | 1035 | 52 | 335 | 5878 | 3273 | 1010 | 0 | 491 | 5445 | 193 | 1209 | 0 | 302 | 1200 | 0 | 462 | 0 | 0 | 0 | 0 | 0 | 0 | 0 | 0 | 0
2040-06-24 | 10 | 25.14 | -23310 | -141 | -909 | 0 | 0 | -545 | 2526 | 0 | 0 | 826 | 52 | 335 | 4653 | 3273 | 587 | 0 | 594 | 8664 | 195 | 1251 | 0 | 287 | 1200 | 0 | 462 | 0 | 0 | 0 | 0 | 0 | 0 | 0 | 0 | 0
2040-06-24 | 11 | 23.63 | -24579 | -120 | -818 | 0 | -284 | -1859 | 3250 | 0 | 0 | 561 | 52 | 227 | 4587 | 3273 | 407 | 0 | 853 | 11046 | 195 | 1277 | 0 | 271 | 1200 | 0 | 462 | 0 | 0 | 0 | 0 | 0 | 0 | 0 | 0 | 0
2040-06-24 | 12 | 23.63 | -25612 | -99 | -909 | 0 | -862 | -1859 | 3836 | 0 | 0 | 523 | 52 | 211 | 4268 | 3273 | 304 | 0 | 903 | 12543 | 195 | 1293 | 0 | 279 | 1200 | 0 | 462 | 0 | 0 | 0 | 0 | 0 | 0 | 0 | 0 | 0
2040-06-24 | 13 | 23.63 | -26272 | -99 | -981 | 0 | -694 | -1859 | 4211 | 0 | 0 | 523 | 52 | 227 | 4132 | 3273 | 191 | 0 | 810 | 13029 | 196 | 1310 | 0 | 290 | 1200 | 0 | 462 | 0 | 0 | 0 | 0 | 0 | 0 | 0 | 0 | 0
2040-06-24 | 14 | 25.14 | -26896 | -94 | -1018 | 0 | 0 | -1593 | 4571 | 0 | 0 | 609 | 52 | 335 | 3968 | 3273 | 155 | 0 | 724 | 12429 | 196 | 1319 | 0 | 309 | 1200 | 0 | 462 | 0 | 0 | 0 | 0 | 0 | 0 | 0 | 0 | 0
2040-06-24 | 15 | 25.14 | -27180 | -89 | -1054 | 0 | 0 | -10 | 4729 | 0 | 0 | 826 | 52 | 335 | 3964 | 3273 | 118 | 0 | 615 | 10921 | 194 | 1320 | 0 | 325 | 1200 | 0 | 462 | 0 | 0 | 0 | 0 | 0 | 0 | 0 | 0 | 0
2040-06-24 | 16 | 37.44 | -27223 | -94 | -999 | 0 | 0 | 541 | 4756 | 0 | 0 | 1035 | 52 | 335 | 5730 | 3273 | 88 | 0 | 529 | 8476 | 197 | 1323 | 0 | 320 | 1200 | 0 | 462 | 0 | 0 | 0 | 0 | 0 | 0 | 0 | 0 | 0
2040-06-24 | 17 | 38.06 | -27094 | -99 | -999 | 137 | 186 | 1626 | 4682 | 0 | 0 | 1282 | 52 | 335 | 6304 | 3273 | 152 | 0 | 493 | 6119 | 198 | 1341 | 0 | 352 | 1200 | 0 | 462 | 0 | 0 | 0 | 0 | 0 | 0 | 0 | 0 | 0
2040-06-24 | 18 | 38.06 | -26847 | -94 | -1018 | 622 | 1410 | 1744 | 4539 | 0 | 0 | 1414 | 52 | 335 | 6477 | 3273 | 337 | 0 | 419 | 3731 | 198 | 1349 | 0 | 397 | 1200 | 0 | 462 | 0 | 0 | 0 | 0 | 0 | 0 | 0 | 0 | 0
2040-06-24 | 19 | 38.39 | -26191 | -105 | -1054 | 908 | 2000 | 1859 | 4169 | 0 | 0 | 1414 | 52 | 335 | 7108 | 3273 | 473 | 0 | 300 | 1822 | 198 | 1349 | 0 | 427 | 1200 | 0 | 462 | 0 | 0 | 0 | 0 | 0 | 0 | 0 | 0 | 0
2040-06-24 | 20 | 38.06 | -25237 | -131 | -981 | 908 | 1909 | 1859 | 3625 | 0 | 0 | 1414 | 52 | 335 | 7686 | 3273 | 807 | 0 | 276 | 555 | 199 | 1349 | 0 | 440 | 1200 | 0 | 462 | 0 | 0 | 0 | 0 | 0 | 0 | 0 | 0 | 0
2040-06-24 | 21 | 38.06 | -24613 | -157 | -927 | 766 | 1547 | 1733 | 3266 | 0 | 0 | 1414 | 52 | 335 | 7668 | 3273 | 1281 | 0 | 681 | 41 | 199 | 1346 | 0 | 434 | 1200 | 0 | 462 | 0 | 0 | 0 | 0 | 0 | 0 | 0 | 0 | 0
2040-06-24 | 22 | 38.06 | -23475 | -188 | -836 | 162 | 818 | 1307 | 2616 | 0 | 0 | 1414 | 52 | 335 | 8411 | 3273 | 1983 | 0 | 461 | 0 | 199 | 1352 | 0 | 456 | 1200 | 0 | 462 | 0 | 0 | 0 | 0 | 0 | 0 | 0 | 0 | 0
2040-06-24 | 23 | 37.44 | -21190 | -204 | -836 | 0 | 0 | 451 | 1316 | 0 | 0 | 1282 | 52 | 335 | 7869 | 3273 | 3415 | 0 | 546 | 0 | 198 | 1338 | 0 | 494 | 1200 | 0 | 462 | 0 | 0 | 0 | 0 | 0 | 0 | 0 | 0 | 0
2040-06-24 | 24 | 35.74 | -19018 | -246 | -763 | 0 | 0 | 0 | 528 | 0 | 0 | 1039 | 52 | 335 | 6979 | 3273 | 3816 | 0 | 379 | 0 | 195 | 1311 | 0 | 458 | 1200 | 0 | 462 | 0 | 0 | 0 | 0 | 0 | 0 | 0 | 0 | 0
2040-06-25 | 1 | 28.67 | -17461 | -267 | -509 | 0 | 0 | 0 | 528 | 0 | 0 | 953 | 52 | 335 | 4851 | 3273 | 3877 | 0 | 346 | 0 | 199 | 1254 | 0 | 906 | 1200 | 0 | 462 | 0 | 0 | 0 | 0 | 0 | 0 | 0 | 0 | 0
2040-06-25 | 2 | 25.56 | -16460 | -314 | -454 | 0 | 0 | -95 | 528 | 0 | 0 | 868 | 52 | 335 | 4080 | 3273 | 3922 | 0 | 308 | 0 | 196 | 1205 | 0 | 895 | 1200 | 0 | 462 | 0 | 0 | 0 | 0 | 0 | 0 | 0 | 0 | 0
2040-06-25 | 3 | 25.56 | -15875 | -340 | -400 | 0 | 0 | -494 | 528 | 0 | 0 | 826 | 52 | 335 | 4020 | 3273 | 3835 | 0 | 333 | 0 | 194 | 1184 | 0 | 868 | 1200 | 0 | 462 | 0 | 0 | 0 | 0 | 0 | 0 | 0 | 0 | 0
2040-06-25 | 4 | 25.56 | -15637 | -366 | -382 | 0 | 0 | -558 | 528 | 0 | 0 | 654 | 52 | 335 | 3925 | 3273 | 4336 | 0 | 354 | 0 | 189 | 1169 | 0 | 466 | 1200 | 0 | 462 | 0 | 0 | 0 | 0 | 0 | 0 | 0 | 0 | 0
2040-06-25 | 5 | 25.56 | -15900 | -366 | -363 | 0 | 0 | -535 | 528 | 0 | 0 | 653 | 52 | 335 | 3789 | 3273 | 4655 | 0 | 415 | 0 | 187 | 1161 | 0 | 456 | 1200 | 0 | 462 | 0 | 0 | 0 | 0 | 0 | 0 | 0 | 0 | 0
2040-06-25 | 6 | 29.9 | -16841 | -366 | -382 | 0 | 0 | 0 | 528 | 0 | 0 | 772 | 52 | 335 | 3602 | 3273 | 5131 | 0 | 362 | 102 | 190 | 1167 | 0 | 412 | 1200 | 0 | 462 | 0 | 0 | 0 | 0 | 0 | 0 | 0 | 0 | 0
2040-06-25 | 7 | 34.54 | -18943 | -366 | -491 | 0 | 0 | 708 | 1215 | 0 | 0 | 869 | 52 | 335 | 3986 | 3273 | 4949 | 0 | 336 | 697 | 189 | 1172 | 0 | 358 | 1200 | 0 | 462 | 0 | 0 | 0 | 0 | 0 | 0 | 0 | 0 | 0
2040-06-25 | 8 | 34.54 | -20987 | -314 | -600 | 0 | 0 | 538 | 2505 | 0 | 0 | 863 | 52 | 335 | 3981 | 3273 | 4985 | 0 | 322 | 1686 | 192 | 1190 | 0 | 317 | 1200 | 0 | 462 | 0 | 0 | 0 | 0 | 0 | 0 | 0 | 0 | 0
2040-06-25 | 9 | 33.08 | -22277 | -288 | -727 | 0 | 0 | 0 | 3324 | 0 | 0 | 783 | 52 | 335 | 3876 | 3273 | 5679 | 0 | 278 | 2326 | 193 | 1209 | 0 | 302 | 1200 | 0 | 462 | 0 | 0 | 0 | 0 | 0 | 0 | 0 | 0 | 0
2040-06-25 | 10 | 24.28 | -23203 | -267 | -854 | 0 | 0 | -62 | 3910 | 0 | 0 | 716 | 52 | 332 | 3642 | 3273 | 6066 | 0 | 381 | 2620 | 195 | 1251 | 0 | 287 | 1200 | 0 | 462 | 0 | 0 | 0 | 0 | 0 | 0 | 0 | 0 | 0
2040-06-25 | 11 | 24.36 | -23958 | -267 | -818 | 0 | 0 | 0 | 4386 | 0 | 0 | 745 | 52 | 317 | 3646 | 3273 | 6012 | 0 | 584 | 2623 | 195 | 1277 | 0 | 271 | 1200 | 0 | 462 | 0 | 0 | 0 | 0 | 0 | 0 | 0 | 0 | 0
2040-06-25 | 12 | 22.64 | -24408 | -225 | -709 | 0 | -464 | -1859 | 4671 | 0 | 0 | 523 | 52 | 168 | 3008 | 3273 | 6658 | 0 | 765 | 5117 | 195 | 1293 | 0 | 279 | 1200 | 0 | 462 | 0 | 0 | 0 | 0 | 0 | 0 | 0 | 0 | 0
2040-06-25 | 13 | 24.28 | -24466 | -225 | -927 | 0 | 0 | -22 | 4708 | 0 | 0 | 628 | 52 | 317 | 3027 | 3273 | 6833 | 0 | 860 | 2484 | 196 | 1310 | 0 | 290 | 1200 | 0 | 462 | 0 | 0 | 0 | 0 | 0 | 0 | 0 | 0 | 0
2040-06-25 | 14 | 24.36 | -24542 | -246 | -909 | 0 | 0 | 0 | 4756 | 0 | 0 | 628 | 52 | 332 | 2975 | 3273 | 6891 | 0 | 996 | 2308 | 196 | 1319 | 0 | 309 | 1200 | 0 | 462 | 0 | 0 | 0 | 0 | 0 | 0 | 0 | 0 | 0
2040-06-25 | 15 | 31.49 | -24407 | -225 | -818 | 0 | 0 | 0 | 4671 | 0 | 0 | 640 | 52 | 335 | 3029 | 3273 | 6612 | 0 | 1011 | 2326 | 194 | 1320 | 0 | 325 | 1200 | 0 | 462 | 0 | 0 | 0 | 0 | 0 | 0 | 0 | 0 | 0
2040-06-25 | 16 | 32.82 | -24244 | -204 | -1072 | 0 | 0 | 68 | 4565 | 0 | 0 | 653 | 52 | 335 | 3154 | 3273 | 6487 | 0 | 985 | 2445 | 197 | 1323 | 0 | 320 | 1200 | 0 | 462 | 0 | 0 | 0 | 0 | 0 | 0 | 0 | 0 | 0
2040-06-25 | 17 | 32.82 | -24273 | -204 | -1381 | 0 | 0 | 69 | 4587 | 0 | 0 | 653 | 52 | 335 | 3108 | 3273 | 6655 | 0 | 1036 | 2538 | 198 | 1341 | 0 | 352 | 1200 | 0 | 462 | 0 | 0 | 0 | 0 | 0 | 0 | 0 | 0 | 0
2040-06-25 | 18 | 29.9 | -24440 | -204 | -1654 | 0 | 0 | 0 | 4692 | 0 | 0 | 737 | 52 | 335 | 3418 | 3273 | 6955 | 0 | 1129 | 2102 | 198 | 1349 | 0 | 397 | 1200 | 0 | 462 | 0 | 0 | 0 | 0 | 0 | 0 | 0 | 0 | 0
2040-06-25 | 19 | 32.82 | -24172 | -204 | -1581 | 0 | 195 | 436 | 4523 | 0 | 0 | 856 | 52 | 335 | 3585 | 3273 | 6999 | 0 | 921 | 1147 | 198 | 1349 | 0 | 427 | 1200 | 0 | 462 | 0 | 0 | 0 | 0 | 0 | 0 | 0 | 0 | 0
2040-06-25 | 20 | 32.82 | -23723 | -204 | -1109 | 0 | 0 | 212 | 4238 | 0 | 0 | 869 | 52 | 335 | 4129 | 3273 | 6836 | 0 | 953 | 490 | 199 | 1349 | 0 | 440 | 1200 | 0 | 462 | 0 | 0 | 0 | 0 | 0 | 0 | 0 | 0 | 0
2040-06-25 | 21 | 32.82 | -23303 | -225 | -1018 | 0 | 53 | 511 | 3974 | 0 | 0 | 875 | 52 | 335 | 4161 | 3273 | 6721 | 0 | 906 | 43 | 199 | 1346 | 0 | 434 | 1200 | 0 | 462 | 0 | 0 | 0 | 0 | 0 | 0 | 0 | 0 | 0
2040-06-25 | 22 | 32.82 | -22413 | -225 | -854 | 0 | 150 | 142 | 3408 | 0 | 0 | 869 | 52 | 335 | 4161 | 3273 | 6627 | 0 | 807 | 0 | 199 | 1352 | 0 | 456 | 1200 | 0 | 462 | 0 | 0 | 0 | 0 | 0 | 0 | 0 | 0 | 0
2040-06-25 | 23 | 22.64 | -20597 | -246 | -709 | 0 | 0 | 0 | 2262 | 0 | 0 | 826 | 52 | 186 | 3826 | 3273 | 6640 | 0 | 795 | 0 | 198 | 1338 | 0 | 494 | 1200 | 0 | 462 | 0 | 0 | 0 | 0 | 0 | 0 | 0 | 0 | 0
2040-06-25 | 24 | 19.2 | -18798 | -246 | -582 | 0 | 0 | 0 | 1120 | 0 | 0 | 654 | 52 | 160 | 3442 | 3273 | 6560 | 0 | 738 | 0 | 195 | 1311 | 0 | 458 | 1200 | 0 | 462 | 0 | 0 | 0 | 0 | 0 | 0 | 0 | 0 | 0
2040-06-26 | 1 | 32.81 | -17489 | -246 | -509 | 0 | -750 | -1697 | 528 | 0 | 0 | 640 | 52 | 319 | 4941 | 3273 | 6217 | 0 | 698 | 0 | 199 | 1254 | 0 | 906 | 1200 | 0 | 462 | 0 | 0 | 0 | 0 | 0 | 0 | 0 | 0 | 0
2040-06-26 | 2 | 32.81 | -16655 | -246 | -454 | 0 | -864 | -1859 | 528 | 0 | 0 | 628 | 52 | 335 | 4941 | 3273 | 5723 | 0 | 640 | 0 | 196 | 1205 | 0 | 895 | 1200 | 0 | 462 | 0 | 0 | 0 | 0 | 0 | 0 | 0 | 0 | 0
2040-06-26 | 3 | 32.81 | -16184 | -246 | -400 | 0 | -499 | -1859 | 528 | 0 | 0 | 640 | 52 | 335 | 4941 | 3273 | 4951 | 0 | 559 | 0 | 194 | 1184 | 0 | 868 | 1200 | 0 | 462 | 0 | 0 | 0 | 0 | 0 | 0 | 0 | 0 | 0
2040-06-26 | 4 | 32.81 | -16013 | -267 | -382 | 0 | 0 | -913 | 528 | 0 | 0 | 826 | 52 | 335 | 4941 | 3273 | 3746 | 0 | 387 | 0 | 189 | 1169 | 0 | 466 | 1200 | 0 | 462 | 0 | 0 | 0 | 0 | 0 | 0 | 0 | 0 | 0
2040-06-26 | 5 | 33.01 | -16321 | -267 | -363 | 0 | 0 | 0 | 528 | 0 | 0 | 1031 | 52 | 335 | 5498 | 3273 | 2406 | 0 | 363 | 0 | 187 | 1161 | 0 | 456 | 1200 | 0 | 462 | 0 | 0 | 0 | 0 | 0 | 0 | 0 | 0 | 0
2040-06-26 | 6 | 36.27 | -17336 | -288 | -382 | 0 | 0 | 0 | 528 | 0 | 0 | 1078 | 52 | 335 | 7276 | 3273 | 1592 | 0 | 343 | 97 | 190 | 1167 | 0 | 412 | 1200 | 0 | 462 | 0 | 0 | 0 | 0 | 0 | 0 | 0 | 0 | 0
2040-06-26 | 7 | 38.48 | -19505 | -267 | -491 | 0 | 0 | 0 | 528 | 0 | 0 | 1282 | 52 | 335 | 8859 | 3273 | 1575 | 0 | 253 | 726 | 189 | 1172 | 0 | 358 | 1200 | 0 | 462 | 0 | 0 | 0 | 0 | 0 | 0 | 0 | 0 | 0
2040-06-26 | 8 | 38.85 | -21626 | -225 | -600 | 0 | 0 | 0 | 1025 | 0 | 0 | 1282 | 52 | 335 | 9221 | 3273 | 1611 | 0 | 215 | 2076 | 192 | 1190 | 0 | 317 | 1200 | 0 | 462 | 0 | 0 | 0 | 0 | 0 | 0 | 0 | 0 | 0
2040-06-26 | 9 | 37.27 | -23057 | -188 | -727 | 0 | 0 | 0 | 1807 | 0 | 0 | 1126 | 52 | 335 | 8002 | 3273 | 1395 | 0 | 178 | 4439 | 193 | 1209 | 0 | 302 | 1200 | 0 | 462 | 0 | 0 | 0 | 0 | 0 | 0 | 0 | 0 | 0
2040-06-26 | 10 | 34.88 | -24192 | -157 | -854 | 0 | 0 | 0 | 2425 | 0 | 0 | 1035 | 52 | 335 | 6462 | 3273 | 1270 | 0 | 154 | 6802 | 195 | 1251 | 0 | 287 | 1200 | 0 | 462 | 0 | 0 | 0 | 0 | 0 | 0 | 0 | 0 | 0
2040-06-26 | 11 | 32.81 | -25318 | -131 | -818 | 0 | -134 | -779 | 3038 | 0 | 0 | 869 | 52 | 335 | 5731 | 3273 | 1128 | 0 | 175 | 9173 | 195 | 1277 | 0 | 271 | 1200 | 0 | 462 | 0 | 0 | 0 | 0 | 0 | 0 | 0 | 0 | 0
2040-06-26 | 12 | 32.81 | -26254 | -120 | -709 | 0 | -112 | -1859 | 3551 | 0 | 0 | 783 | 52 | 335 | 5645 | 3273 | 911 | 0 | 188 | 10887 | 195 | 1293 | 0 | 279 | 1200 | 0 | 462 | 0 | 0 | 0 | 0 | 0 | 0 | 0 | 0 | 0
2040-06-26 | 13 | 32.81 | -26943 | -110 | -927 | 0 | -150 | -1851 | 3926 | 0 | 0 | 654 | 52 | 335 | 5402 | 3273 | 751 | 0 | 203 | 11927 | 196 | 1310 | 0 | 290 | 1200 | 0 | 462 | 0 | 0 | 0 | 0 | 0 | 0 | 0 | 0 | 0
2040-06-26 | 14 | 32.81 | -27598 | -105 | -909 | 0 | 0 | -1814 | 4285 | 0 | 0 | 783 | 52 | 335 | 5402 | 3273 | 675 | 0 | 210 | 11924 | 196 | 1319 | 0 | 309 | 1200 | 0 | 462 | 0 | 0 | 0 | 0 | 0 | 0 | 0 | 0 | 0
2040-06-26 | 15 | 32.81 | -28110 | -94 | -818 | 0 | -90 | -621 | 4565 | 0 | 0 | 869 | 52 | 335 | 5402 | 3273 | 460 | 0 | 242 | 11034 | 194 | 1320 | 0 | 325 | 1200 | 0 | 462 | 0 | 0 | 0 | 0 | 0 | 0 | 0 | 0 | 0
2040-06-26 | 16 | 36.41 | -28374 | -99 | -1072 | 0 | 0 | 0 | 4708 | 0 | 0 | 1039 | 52 | 335 | 6654 | 3273 | 298 | 0 | 277 | 9408 | 197 | 1323 | 0 | 320 | 1200 | 0 | 462 | 0 | 0 | 0 | 0 | 0 | 0 | 0 | 0 | 0
2040-06-26 | 17 | 42.12 | -28463 | -94 | -1381 | 0 | 0 | 0 | 4756 | 0 | 0 | 1282 | 52 | 335 | 9071 | 3273 | 275 | 0 | 337 | 7006 | 198 | 1341 | 0 | 352 | 1200 | 0 | 462 | 0 | 0 | 0 | 0 | 0 | 0 | 0 | 0 | 0
2040-06-26 | 18 | 44.34 | -28286 | -99 | -1654 | 0 | 0 | 1502 | 4660 | 0 | 0 | 1414 | 52 | 335 | 10414 | 3273 | 307 | 0 | 338 | 4138 | 198 | 1349 | 0 | 397 | 1200 | 0 | 462 | 0 | 0 | 0 | 0 | 0 | 0 | 0 | 0 | 0
2040-06-26 | 19 | 44.64 | -27600 | -110 | -1581 | 0 | 991 | 1859 | 4285 | 0 | 0 | 1414 | 52 | 335 | 11061 | 3273 | 231 | 0 | 345 | 1809 | 198 | 1349 | 0 | 427 | 1200 | 0 | 462 | 0 | 0 | 0 | 0 | 0 | 0 | 0 | 0 | 0
2040-06-26 | 20 | 44.64 | -26626 | -110 | -1109 | 0 | 716 | 1859 | 3752 | 0 | 0 | 1414 | 52 | 335 | 11661 | 3273 | 243 | 0 | 328 | 563 | 199 | 1349 | 0 | 440 | 1200 | 0 | 462 | 0 | 0 | 0 | 0 | 0 | 0 | 0 | 0 | 0
2040-06-26 | 21 | 44.64 | -25782 | -141 | -1018 | 0 | 529 | 1859 | 3292 | 0 | 0 | 1414 | 52 | 335 | 11661 | 3273 | 335 | 0 | 505 | 46 | 199 | 1346 | 0 | 434 | 1200 | 0 | 462 | 0 | 0 | 0 | 0 | 0 | 0 | 0 | 0 | 0
2040-06-26 | 22 | 44.62 | -24563 | -167 | -854 | 0 | 0 | 1859 | 2626 | 0 | 0 | 1414 | 52 | 335 | 11585 | 3273 | 300 | 0 | 472 | 0 | 199 | 1352 | 0 | 456 | 1200 | 0 | 462 | 0 | 0 | 0 | 0 | 0 | 0 | 0 | 0 | 0
2040-06-26 | 23 | 44.34 | -22313 | -204 | -709 | 0 | 0 | 867 | 1400 | 0 | 0 | 1414 | 52 | 335 | 11502 | 3273 | 259 | 0 | 431 | 0 | 198 | 1338 | 0 | 494 | 1200 | 0 | 462 | 0 | 0 | 0 | 0 | 0 | 0 | 0 | 0 | 0
2040-06-26 | 24 | 42.12 | -20033 | -225 | -582 | 0 | 0 | 0 | 528 | 0 | 0 | 1414 | 52 | 335 | 10943 | 3273 | 219 | 0 | 449 | 0 | 195 | 1311 | 0 | 458 | 1200 | 0 | 462 | 0 | 0 | 0 | 0 | 0 | 0 | 0 | 0 | 0
2040-06-27 | 1 | 38.72 | -18336 | -267 | -509 | 0 | 0 | 0 | 528 | 0 | 0 | 1282 | 52 | 335 | 9022 | 3273 | 162 | 0 | 436 | 0 | 199 | 1254 | 0 | 906 | 1200 | 0 | 462 | 0 | 0 | 0 | 0 | 0 | 0 | 0 | 0 | 0
2040-06-27 | 2 | 37.56 | -17294 | -288 | -454 | 0 | 0 | 0 | 528 | 0 | 0 | 1282 | 52 | 335 | 8219 | 3273 | 83 | 0 | 306 | 0 | 196 | 1205 | 0 | 895 | 1200 | 0 | 462 | 0 | 0 | 0 | 0 | 0 | 0 | 0 | 0 | 0
2040-06-27 | 3 | 36.63 | -16595 | -288 | -400 | 0 | 0 | 0 | 528 | 0 | 0 | 1182 | 52 | 335 | 7593 | 3273 | 80 | 0 | 332 | 0 | 194 | 1184 | 0 | 868 | 1200 | 0 | 462 | 0 | 0 | 0 | 0 | 0 | 0 | 0 | 0 | 0
2040-06-27 | 4 | 37.24 | -16233 | -314 | -382 | 0 | 0 | 0 | 528 | 0 | 0 | 1126 | 52 | 335 | 7840 | 3273 | 41 | 0 | 247 | 0 | 189 | 1169 | 0 | 466 | 1200 | 0 | 462 | 0 | 0 | 0 | 0 | 0 | 0 | 0 | 0 | 0
2040-06-27 | 5 | 37.44 | -16416 | -340 | -363 | 0 | 0 | 0 | 528 | 0 | 0 | 1172 | 52 | 335 | 7975 | 3273 | 47 | 0 | 270 | 0 | 187 | 1161 | 0 | 456 | 1200 | 0 | 462 | 0 | 0 | 0 | 0 | 0 | 0 | 0 | 0 | 0
2040-06-27 | 6 | 38.48 | -17335 | -366 | -382 | 0 | 0 | 0 | 528 | 0 | 0 | 1282 | 52 | 335 | 8750 | 3273 | 49 | 0 | 277 | 106 | 190 | 1167 | 0 | 412 | 1200 | 0 | 462 | 0 | 0 | 0 | 0 | 0 | 0 | 0 | 0 | 0
2040-06-27 | 7 | 41.62 | -19293 | -366 | -491 | 0 | 0 | 0 | 528 | 0 | 0 | 1373 | 52 | 335 | 10294 | 3273 | 44 | 0 | 159 | 710 | 189 | 1172 | 0 | 358 | 1200 | 0 | 462 | 0 | 0 | 0 | 0 | 0 | 0 | 0 | 0 | 0
2040-06-27 | 8 | 42.77 | -21319 | -314 | -600 | 0 | 0 | 0 | 602 | 0 | 0 | 1414 | 52 | 335 | 10986 | 3273 | 146 | 0 | 146 | 1918 | 192 | 1190 | 0 | 317 | 1200 | 0 | 462 | 0 | 0 | 0 | 0 | 0 | 0 | 0 | 0 | 0
2040-06-27 | 9 | 39.65 | -22743 | -246 | -727 | 0 | 0 | 0 | 1363 | 0 | 0 | 1282 | 52 | 335 | 9558 | 3273 | 266 | 0 | 119 | 4103 | 193 | 1209 | 0 | 302 | 1200 | 0 | 462 | 0 | 0 | 0 | 0 | 0 | 0 | 0 | 0 | 0
2040-06-27 | 10 | 36.35 | -24132 | -167 | -854 | 0 | 0 | 0 | 2103 | 0 | 0 | 1039 | 52 | 335 | 7311 | 3273 | 295 | 0 | 78 | 7272 | 195 | 1251 | 0 | 287 | 1200 | 0 | 462 | 0 | 0 | 0 | 0 | 0 | 0 | 0 | 0 | 0
2040-06-27 | 11 | 35.93 | -25681 | -131 | -818 | 0 | -1135 | -301 | 2933 | 0 | 0 | 982 | 52 | 335 | 6908 | 3273 | 279 | 0 | 58 | 9841 | 195 | 1277 | 0 | 271 | 1200 | 0 | 462 | 0 | 0 | 0 | 0 | 0 | 0 | 0 | 0 | 0
2040-06-27 | 12 | 35.93 | -26986 | -110 | -709 | 0 | -2000 | -250 | 3630 | 0 | 0 | 869 | 52 | 335 | 6839 | 3273 | 232 | 0 | 70 | 11326 | 195 | 1293 | 0 | 279 | 1200 | 0 | 462 | 0 | 0 | 0 | 0 | 0 | 0 | 0 | 0 | 0
2040-06-27 | 13 | 35.93 | -27829 | -99 | -927 | 0 | -2000 | 0 | 4079 | 0 | 0 | 875 | 52 | 335 | 6851 | 3273 | 185 | 0 | 98 | 11650 | 196 | 1310 | 0 | 290 | 1200 | 0 | 462 | 0 | 0 | 0 | 0 | 0 | 0 | 0 | 0 | 0
2040-06-27 | 14 | 35.93 | -28576 | -94 | -909 | 0 | -1567 | 0 | 4476 | 0 | 0 | 902 | 52 | 335 | 6849 | 3273 | 77 | 0 | 131 | 11565 | 196 | 1319 | 0 | 309 | 1200 | 0 | 462 | 0 | 0 | 0 | 0 | 0 | 0 | 0 | 0 | 0
2040-06-27 | 15 | 35.93 | -29038 | -89 | -818 | 0 | -1143 | 0 | 4724 | 0 | 0 | 1031 | 52 | 335 | 6839 | 3273 | 43 | 0 | 179 | 11112 | 194 | 1320 | 0 | 325 | 1200 | 0 | 462 | 0 | 0 | 0 | 0 | 0 | 0 | 0 | 0 | 0
2040-06-27 | 16 | 37.24 | -29100 | -89 | -1072 | 0 | 0 | 0 | 4756 | 0 | 0 | 1126 | 52 | 335 | 7566 | 3273 | 8 | 0 | 184 | 9460 | 197 | 1323 | 0 | 320 | 1200 | 0 | 462 | 0 | 0 | 0 | 0 | 0 | 0 | 0 | 0 | 0
2040-06-27 | 17 | 40.12 | -29058 | -89 | -1381 | 0 | 0 | 0 | 4734 | 0 | 0 | 1373 | 52 | 335 | 9700 | 3273 | 25 | 0 | 270 | 7212 | 198 | 1341 | 0 | 352 | 1200 | 0 | 462 | 0 | 0 | 0 | 0 | 0 | 0 | 0 | 0 | 0
2040-06-27 | 18 | 48.27 | -28806 | -94 | -1654 | 0 | 109 | 0 | 4597 | 0 | 0 | 1414 | 52 | 335 | 12439 | 3273 | 77 | 0 | 238 | 4414 | 198 | 1349 | 0 | 397 | 1200 | 0 | 462 | 0 | 0 | 0 | 0 | 0 | 0 | 0 | 0 | 0
2040-06-27 | 19 | 48.56 | -28102 | -99 | -1581 | 0 | 2000 | 6 | 4222 | 0 | 0 | 1414 | 52 | 350 | 12444 | 3273 | 195 | 0 | 235 | 1955 | 198 | 1349 | 0 | 427 | 1200 | 0 | 462 | 0 | 0 | 0 | 0 | 0 | 0 | 0 | 0 | 0
2040-06-27 | 20 | 48.56 | -27095 | -105 | -1109 | 0 | 2000 | 155 | 3688 | 0 | 0 | 1414 | 52 | 343 | 12439 | 3273 | 437 | 0 | 224 | 633 | 199 | 1349 | 0 | 440 | 1200 | 0 | 462 | 0 | 0 | 0 | 0 | 0 | 0 | 0 | 0 | 0
2040-06-27 | 21 | 48.27 | -26173 | -131 | -1018 | 0 | 1601 | 0 | 3192 | 0 | 0 | 1414 | 52 | 335 | 12702 | 3273 | 626 | 0 | 436 | 50 | 199 | 1346 | 0 | 434 | 1200 | 0 | 462 | 0 | 0 | 0 | 0 | 0 | 0 | 0 | 0 | 0
2040-06-27 | 22 | 48.27 | -25012 | -167 | -854 | 0 | 990 | 246 | 2573 | 0 | 0 | 1414 | 52 | 335 | 12633 | 3273 | 505 | 0 | 343 | 0 | 199 | 1352 | 0 | 456 | 1200 | 0 | 462 | 0 | 0 | 0 | 0 | 0 | 0 | 0 | 0 | 0
2040-06-27 | 23 | 47.69 | -22726 | -204 | -709 | 0 | 46 | 0 | 1353 | 0 | 0 | 1414 | 52 | 335 | 12548 | 3273 | 609 | 0 | 317 | 0 | 198 | 1338 | 0 | 494 | 1200 | 0 | 462 | 0 | 0 | 0 | 0 | 0 | 0 | 0 | 0 | 0
2040-06-27 | 24 | 42.62 | -20396 | -225 | -582 | 0 | 0 | 0 | 528 | 0 | 0 | 1414 | 52 | 335 | 11127 | 3273 | 549 | 0 | 299 | 0 | 195 | 1311 | 0 | 458 | 1200 | 0 | 462 | 0 | 0 | 0 | 0 | 0 | 0 | 0 | 0 | 0
2040-06-28 | 1 | 38.51 | -18632 | -246 | -509 | 0 | 0 | 0 | 528 | 0 | 0 | 1282 | 52 | 335 | 8965 | 3273 | 609 | 0 | 322 | 0 | 199 | 1254 | 0 | 906 | 1200 | 0 | 462 | 0 | 0 | 0 | 0 | 0 | 0 | 0 | 0 | 0
2040-06-28 | 2 | 36.77 | -17458 | -246 | -454 | 0 | -3 | 0 | 528 | 0 | 0 | 1253 | 52 | 335 | 7675 | 3273 | 824 | 0 | 262 | 0 | 196 | 1205 | 0 | 895 | 1200 | 0 | 462 | 0 | 0 | 0 | 0 | 0 | 0 | 0 | 0 | 0
2040-06-28 | 3 | 36.77 | -16695 | -288 | -400 | 0 | -504 | -545 | 528 | 0 | 0 | 1039 | 52 | 335 | 7635 | 3273 | 1125 | 0 | 537 | 0 | 194 | 1184 | 0 | 868 | 1200 | 0 | 462 | 0 | 0 | 0 | 0 | 0 | 0 | 0 | 0 | 0
2040-06-28 | 4 | 36.77 | -16321 | -314 | -382 | 0 | -1568 | 0 | 528 | 0 | 0 | 1035 | 52 | 335 | 7635 | 3273 | 1729 | 0 | 511 | 0 | 189 | 1169 | 0 | 466 | 1200 | 0 | 462 | 0 | 0 | 0 | 0 | 0 | 0 | 0 | 0 | 0
2040-06-28 | 5 | 36.77 | -16421 | -314 | -363 | 0 | -1635 | -49 | 528 | 0 | 0 | 1035 | 52 | 335 | 7588 | 3273 | 1959 | 0 | 547 | 0 | 187 | 1161 | 0 | 456 | 1200 | 0 | 462 | 0 | 0 | 0 | 0 | 0 | 0 | 0 | 0 | 0
2040-06-28 | 6 | 36.77 | -17183 | -340 | -382 | 0 | -736 | 0 | 528 | 0 | 0 | 1039 | 52 | 335 | 7588 | 3273 | 1615 | 0 | 666 | 113 | 190 | 1167 | 0 | 412 | 1200 | 0 | 462 | 0 | 0 | 0 | 0 | 0 | 0 | 0 | 0 | 0
2040-06-28 | 7 | 38.04 | -19162 | -340 | -491 | 0 | 0 | 0 | 528 | 0 | 0 | 1282 | 52 | 335 | 8483 | 3273 | 1202 | 0 | 583 | 873 | 189 | 1172 | 0 | 358 | 1200 | 0 | 462 | 0 | 0 | 0 | 0 | 0 | 0 | 0 | 0 | 0
2040-06-28 | 8 | 39.9 | -21336 | -288 | -600 | 0 | 0 | 0 | 528 | 0 | 0 | 1282 | 52 | 335 | 9571 | 3273 | 717 | 0 | 608 | 2497 | 192 | 1190 | 0 | 317 | 1200 | 0 | 462 | 0 | 0 | 0 | 0 | 0 | 0 | 0 | 0 | 0
2040-06-28 | 9 | 38.48 | -23147 | -204 | -727 | 0 | 0 | 0 | 1110 | 0 | 0 | 1282 | 52 | 335 | 8726 | 3273 | 515 | 0 | 322 | 5098 | 193 | 1209 | 0 | 302 | 1200 | 0 | 462 | 0 | 0 | 0 | 0 | 0 | 0 | 0 | 0 | 0
2040-06-28 | 10 | 36.77 | -24836 | -141 | -854 | 0 | -437 | 0 | 1976 | 0 | 0 | 1039 | 52 | 335 | 7588 | 3273 | 381 | 0 | 318 | 7911 | 195 | 1251 | 0 | 287 | 1200 | 0 | 462 | 0 | 0 | 0 | 0 | 0 | 0 | 0 | 0 | 0
2040-06-28 | 11 | 36.77 | -26494 | -110 | -818 | 0 | -1722 | 0 | 2827 | 0 | 0 | 1031 | 52 | 335 | 7588 | 3273 | 284 | 0 | 321 | 10028 | 195 | 1277 | 0 | 271 | 1200 | 0 | 462 | 0 | 0 | 0 | 0 | 0 | 0 | 0 | 0 | 0
2040-06-28 | 12 | 36.77 | -27843 | -99 | -709 | 0 | -942 | 0 | 3519 | 0 | 0 | 1039 | 52 | 335 | 7588 | 3273 | 272 | 0 | 335 | 9752 | 195 | 1293 | 0 | 279 | 1200 | 0 | 462 | 0 | 0 | 0 | 0 | 0 | 0 | 0 | 0 | 0
2040-06-28 | 13 | 36.77 | -28694 | -89 | -927 | 0 | -512 | 0 | 3958 | 0 | 0 | 1039 | 52 | 335 | 7559 | 3273 | 220 | 0 | 602 | 9726 | 196 | 1310 | 0 | 290 | 1200 | 0 | 462 | 0 | 0 | 0 | 0 | 0 | 0 | 0 | 0 | 0
2040-06-28 | 14 | 37.19 | -29488 | -89 | -909 | 0 | 0 | 0 | 4365 | 0 | 0 | 1126 | 52 | 335 | 7769 | 3273 | 168 | 0 | 625 | 9287 | 196 | 1319 | 0 | 309 | 1200 | 0 | 462 | 0 | 0 | 0 | 0 | 0 | 0 | 0 | 0 | 0
2040-06-28 | 15 | 38.04 | -29990 | -94 | -818 | 0 | 0 | 0 | 4624 | 0 | 0 | 1282 | 52 | 335 | 8557 | 3273 | 138 | 0 | 570 | 8571 | 194 | 1320 | 0 | 325 | 1200 | 0 | 462 | 0 | 0 | 0 | 0 | 0 | 0 | 0 | 0 | 0
2040-06-28 | 16 | 37.52 | -30192 | -94 | -1072 | 0 | 0 | 0 | 4724 | 0 | 0 | 1263 | 52 | 335 | 8136 | 3273 | 75 | 0 | 690 | 9310 | 197 | 1323 | 0 | 320 | 1200 | 0 | 462 | 0 | 0 | 0 | 0 | 0 | 0 | 0 | 0 | 0
2040-06-28 | 17 | 41.69 | -30252 | -99 | -1381 | 0 | 0 | 0 | 4756 | 0 | 0 | 1414 | 52 | 335 | 10606 | 3273 | 75 | 0 | 756 | 6914 | 198 | 1341 | 0 | 352 | 1200 | 0 | 462 | 0 | 0 | 0 | 0 | 0 | 0 | 0 | 0 | 0
2040-06-28 | 18 | 49.25 | -30072 | -99 | -1654 | 0 | 684 | 0 | 4660 | 0 | 0 | 1414 | 52 | 350 | 12707 | 3273 | 124 | 0 | 742 | 4213 | 198 | 1349 | 0 | 397 | 1200 | 0 | 462 | 0 | 0 | 0 | 0 | 0 | 0 | 0 | 0 | 0
2040-06-28 | 19 | 49.69 | -29296 | -94 | -1581 | 0 | 2000 | 98 | 4264 | 0 | 0 | 1414 | 52 | 350 | 12896 | 3273 | 262 | 0 | 772 | 1953 | 198 | 1349 | 0 | 427 | 1200 | 0 | 462 | 0 | 0 | 0 | 0 | 0 | 0 | 0 | 0 | 0
2040-06-28 | 20 | 49.69 | -28163 | -89 | -1109 | 0 | 2000 | 112 | 3683 | 0 | 0 | 1414 | 52 | 350 | 12894 | 3273 | 672 | 0 | 640 | 620 | 199 | 1349 | 0 | 440 | 1200 | 0 | 462 | 0 | 0 | 0 | 0 | 0 | 0 | 0 | 0 | 0
2040-06-28 | 21 | 49.25 | -26992 | -89 | -1018 | 0 | 1528 | 0 | 3081 | 0 | 0 | 1414 | 52 | 350 | 12822 | 3273 | 980 | 0 | 913 | 45 | 199 | 1346 | 0 | 434 | 1200 | 0 | 462 | 0 | 0 | 0 | 0 | 0 | 0 | 0 | 0 | 0
2040-06-28 | 22 | 49.25 | -25867 | -110 | -854 | 0 | 719 | 230 | 2505 | 0 | 0 | 1414 | 52 | 343 | 12729 | 3273 | 1261 | 0 | 637 | 0 | 199 | 1352 | 0 | 456 | 1200 | 0 | 462 | 0 | 0 | 0 | 0 | 0 | 0 | 0 | 0 | 0
2040-06-28 | 23 | 45.63 | -23759 | -120 | -709 | 0 | 0 | 0 | 1421 | 0 | 0 | 1414 | 52 | 335 | 11847 | 3273 | 2085 | 0 | 469 | 0 | 198 | 1338 | 0 | 494 | 1200 | 0 | 462 | 0 | 0 | 0 | 0 | 0 | 0 | 0 | 0 | 0
2040-06-28 | 24 | 39.65 | -21531 | -120 | -582 | 0 | 0 | 0 | 528 | 0 | 0 | 1373 | 52 | 335 | 9686 | 3273 | 2824 | 0 | 535 | 0 | 195 | 1311 | 0 | 458 | 1200 | 0 | 462 | 0 | 0 | 0 | 0 | 0 | 0 | 0 | 0 | 0
2040-06-29 | 1 | 36.86 | -19832 | -131 | -509 | 0 | 0 | 0 | 692 | 0 | 0 | 1143 | 52 | 335 | 7381 | 3273 | 3080 | 0 | 496 | 0 | 199 | 1254 | 0 | 906 | 1200 | 0 | 462 | 0 | 0 | 0 | 0 | 0 | 0 | 0 | 0 | 0
2040-06-29 | 2 | 33.86 | -18579 | -141 | -454 | 0 | 0 | 0 | 528 | 0 | 0 | 1035 | 52 | 335 | 5740 | 3273 | 3881 | 0 | 372 | 0 | 196 | 1205 | 0 | 895 | 1200 | 0 | 462 | 0 | 0 | 0 | 0 | 0 | 0 | 0 | 0 | 0
2040-06-29 | 3 | 29.9 | -17793 | -157 | -400 | 0 | 0 | 0 | 528 | 0 | 0 | 902 | 52 | 335 | 4615 | 3273 | 4173 | 0 | 563 | 0 | 194 | 1184 | 0 | 868 | 1200 | 0 | 462 | 0 | 0 | 0 | 0 | 0 | 0 | 0 | 0 | 0
2040-06-29 | 4 | 25.06 | -17310 | -157 | -382 | 0 | 0 | -140 | 528 | 0 | 0 | 826 | 52 | 335 | 4339 | 3273 | 4472 | 0 | 678 | 0 | 189 | 1169 | 0 | 466 | 1200 | 0 | 462 | 0 | 0 | 0 | 0 | 0 | 0 | 0 | 0 | 0
2040-06-29 | 5 | 25.06 | -17190 | -157 | -363 | 0 | 0 | -765 | 528 | 0 | 0 | 640 | 52 | 335 | 3891 | 3273 | 5512 | 0 | 779 | 0 | 187 | 1161 | 0 | 456 | 1200 | 0 | 462 | 0 | 0 | 0 | 0 | 0 | 0 | 0 | 0 | 0
2040-06-29 | 6 | 25.06 | -17342 | -167 | -382 | 0 | 0 | -640 | 528 | 0 | 0 | 640 | 52 | 335 | 3891 | 3273 | 5802 | 0 | 518 | 62 | 190 | 1167 | 0 | 412 | 1200 | 0 | 462 | 0 | 0 | 0 | 0 | 0 | 0 | 0 | 0 | 0
2040-06-29 | 7 | 25.06 | -18120 | -188 | -491 | 0 | 0 | -248 | 528 | 0 | 0 | 738 | 52 | 335 | 3891 | 3273 | 5852 | 0 | 535 | 463 | 189 | 1172 | 0 | 358 | 1200 | 0 | 462 | 0 | 0 | 0 | 0 | 0 | 0 | 0 | 0 | 0
2040-06-29 | 8 | 33.08 | -19499 | -188 | -600 | 0 | 0 | 0 | 528 | 0 | 0 | 826 | 52 | 335 | 4076 | 3273 | 6007 | 0 | 407 | 1423 | 192 | 1190 | 0 | 317 | 1200 | 0 | 462 | 0 | 0 | 0 | 0 | 0 | 0 | 0 | 0 | 0
2040-06-29 | 9 | 33.5 | -21176 | -188 | -727 | 0 | 0 | 0 | 1469 | 0 | 0 | 826 | 52 | 335 | 4233 | 3273 | 5906 | 0 | 223 | 2408 | 193 | 1209 | 0 | 302 | 1200 | 0 | 462 | 0 | 0 | 0 | 0 | 0 | 0 | 0 | 0 | 0
2040-06-29 | 10 | 25.06 | -22652 | -157 | -854 | 0 | 0 | -260 | 2320 | 0 | 0 | 628 | 52 | 335 | 3225 | 3273 | 6652 | 0 | 178 | 3866 | 195 | 1251 | 0 | 287 | 1200 | 0 | 462 | 0 | 0 | 0 | 0 | 0 | 0 | 0 | 0 | 0
2040-06-29 | 11 | 25.06 | -24020 | -141 | -818 | 0 | 0 | -693 | 3112 | 0 | 0 | 537 | 52 | 335 | 2577 | 3273 | 6714 | 0 | 145 | 5522 | 195 | 1277 | 0 | 271 | 1200 | 0 | 462 | 0 | 0 | 0 | 0 | 0 | 0 | 0 | 0 | 0
2040-06-29 | 12 | 25.06 | -25153 | -110 | -709 | 0 | 0 | -860 | 3767 | 0 | 0 | 523 | 52 | 335 | 1761 | 3273 | 6895 | 0 | 141 | 6655 | 195 | 1293 | 0 | 279 | 1200 | 0 | 462 | 0 | 0 | 0 | 0 | 0 | 0 | 0 | 0 | 0
2040-06-29 | 13 | 25.06 | -25859 | -99 | -927 | 0 | 0 | -676 | 4174 | 0 | 0 | 523 | 52 | 335 | 1321 | 3273 | 7113 | 0 | 195 | 7119 | 196 | 1310 | 0 | 290 | 1200 | 0 | 462 | 0 | 0 | 0 | 0 | 0 | 0 | 0 | 0 | 0
2040-06-29 | 14 | 25.06 | -26404 | -89 | -909 | 0 | 0 | -2 | 4491 | 0 | 0 | 523 | 52 | 335 | 1321 | 3273 | 7298 | 0 | 297 | 6328 | 196 | 1319 | 0 | 309 | 1200 | 0 | 462 | 0 | 0 | 0 | 0 | 0 | 0 | 0 | 0 | 0
2040-06-29 | 15 | 25.06 | -26584 | -89 | -818 | 0 | 0 | -339 | 4597 | 0 | 0 | 523 | 52 | 335 | 1321 | 3273 | 7319 | 0 | 525 | 6384 | 194 | 1320 | 0 | 325 | 1200 | 0 | 462 | 0 | 0 | 0 | 0 | 0 | 0 | 0 | 0 | 0
2040-06-29 | 16 | 25.06 | -26862 | -89 | -1072 | 0 | 0 | -160 | 4756 | 0 | 0 | 523 | 52 | 335 | 1321 | 3273 | 7330 | 0 | 630 | 6463 | 197 | 1323 | 0 | 320 | 1200 | 0 | 462 | 0 | 0 | 0 | 0 | 0 | 0 | 0 | 0 | 0
2040-06-29 | 17 | 33.86 | -26642 | -89 | -1381 | 0 | 0 | 580 | 4629 | 0 | 0 | 610 | 52 | 335 | 1806 | 3273 | 7327 | 0 | 428 | 5520 | 198 | 1341 | 0 | 352 | 1200 | 0 | 462 | 0 | 0 | 0 | 0 | 0 | 0 | 0 | 0 | 0
2040-06-29 | 18 | 29.9 | -26645 | -94 | -1654 | 0 | 0 | 0 | 4629 | 0 | 0 | 832 | 52 | 335 | 4136 | 3273 | 7332 | 0 | 479 | 3720 | 198 | 1349 | 0 | 397 | 1200 | 0 | 462 | 0 | 0 | 0 | 0 | 0 | 0 | 0 | 0 | 0
2040-06-29 | 19 | 33.86 | -26344 | -89 | -1581 | 0 | 0 | 641 | 4454 | 0 | 0 | 1035 | 52 | 335 | 5171 | 3273 | 7334 | 0 | 323 | 1761 | 198 | 1349 | 0 | 427 | 1200 | 0 | 462 | 0 | 0 | 0 | 0 | 0 | 0 | 0 | 0 | 0
2040-06-29 | 20 | 33.86 | -25713 | -110 | -1109 | 0 | 0 | 909 | 4090 | 0 | 0 | 1035 | 52 | 335 | 5288 | 3273 | 7326 | 0 | 396 | 578 | 199 | 1349 | 0 | 440 | 1200 | 0 | 462 | 0 | 0 | 0 | 0 | 0 | 0 | 0 | 0 | 0
2040-06-29 | 21 | 33.86 | -25013 | -120 | -1018 | 0 | 0 | 1060 | 3688 | 0 | 0 | 1035 | 52 | 335 | 5214 | 3273 | 7215 | 0 | 590 | 48 | 199 | 1346 | 0 | 434 | 1200 | 0 | 462 | 0 | 0 | 0 | 0 | 0 | 0 | 0 | 0 | 0
2040-06-29 | 22 | 33.86 | -24273 | -141 | -854 | 0 | 0 | 350 | 3260 | 0 | 0 | 1035 | 52 | 335 | 5654 | 3273 | 7238 | 0 | 402 | 0 | 199 | 1352 | 0 | 456 | 1200 | 0 | 462 | 0 | 0 | 0 | 0 | 0 | 0 | 0 | 0 | 0
2040-06-29 | 23 | 31.75 | -22600 | -167 | -709 | 0 | 0 | 0 | 2293 | 0 | 0 | 1031 | 52 | 335 | 5233 | 3273 | 7127 | 0 | 440 | 0 | 198 | 1338 | 0 | 494 | 1200 | 0 | 462 | 0 | 0 | 0 | 0 | 0 | 0 | 0 | 0 | 0
2040-06-29 | 24 | 29.9 | -20760 | -188 | -582 | 0 | 0 | 0 | 1226 | 0 | 0 | 902 | 52 | 335 | 4816 | 3273 | 6902 | 0 | 398 | 0 | 195 | 1311 | 0 | 458 | 1200 | 0 | 462 | 0 | 0 | 0 | 0 | 0 | 0 | 0 | 0 | 0
2040-06-30 | 1 | 23.54 | -19181 | -188 | -672 | 0 | -388 | -1164 | 1976 | 0 | 0 | 653 | 52 | 227 | 4348 | 3273 | 6697 | 0 | 347 | 0 | 199 | 1254 | 0 | 906 | 1200 | 0 | 462 | 0 | 0 | 0 | 0 | 0 | 0 | 0 | 0 | 0
2040-06-30 | 2 | 23.54 | -18026 | -188 | -582 | 0 | 0 | -1378 | 1210 | 0 | 0 | 628 | 52 | 211 | 3667 | 3273 | 6872 | 0 | 302 | 0 | 196 | 1205 | 0 | 895 | 1200 | 0 | 462 | 0 | 0 | 0 | 0 | 0 | 0 | 0 | 0 | 0
2040-06-30 | 3 | 23.54 | -17138 | -188 | -527 | 0 | -152 | -921 | 618 | 0 | 0 | 628 | 52 | 211 | 3663 | 3273 | 6210 | 0 | 363 | 0 | 194 | 1184 | 0 | 868 | 1200 | 0 | 462 | 0 | 0 | 0 | 0 | 0 | 0 | 0 | 0 | 0
2040-06-30 | 4 | 23.54 | -16540 | -225 | -472 | 0 | 0 | -525 | 528 | 0 | 0 | 640 | 52 | 227 | 3663 | 3273 | 5308 | 0 | 586 | 0 | 189 | 1169 | 0 | 466 | 1200 | 0 | 462 | 0 | 0 | 0 | 0 | 0 | 0 | 0 | 0 | 0
2040-06-30 | 5 | 31.49 | -16209 | -267 | -472 | 0 | 0 | 0 | 528 | 0 | 0 | 826 | 52 | 335 | 3947 | 3273 | 4081 | 0 | 442 | 0 | 187 | 1161 | 0 | 456 | 1200 | 0 | 462 | 0 | 0 | 0 | 0 | 0 | 0 | 0 | 0 | 0
2040-06-30 | 6 | 26.7 | -16026 | -288 | -491 | 0 | 0 | 0 | 528 | 0 | 0 | 760 | 52 | 335 | 3602 | 3273 | 4258 | 0 | 465 | 101 | 190 | 1167 | 0 | 412 | 1200 | 0 | 462 | 0 | 0 | 0 | 0 | 0 | 0 | 0 | 0 | 0
2040-06-30 | 7 | 23.54 | -16702 | -288 | -545 | 0 | 0 | -48 | 528 | 0 | 0 | 640 | 52 | 227 | 3444 | 3273 | 4747 | 0 | 511 | 780 | 189 | 1172 | 0 | 358 | 1200 | 0 | 462 | 0 | 0 | 0 | 0 | 0 | 0 | 0 | 0 | 0
2040-06-30 | 8 | 23.54 | -18054 | -225 | -636 | 0 | 0 | -888 | 1226 | 0 | 0 | 561 | 52 | 211 | 3264 | 3273 | 4898 | 0 | 569 | 2389 | 192 | 1190 | 0 | 317 | 1200 | 0 | 462 | 0 | 0 | 0 | 0 | 0 | 0 | 0 | 0 | 0
2040-06-30 | 9 | 23.54 | -19869 | -188 | -763 | 0 | 0 | -1035 | 2431 | 0 | 0 | 560 | 52 | 209 | 3264 | 3273 | 3844 | 0 | 395 | 4462 | 193 | 1209 | 0 | 302 | 1200 | 0 | 462 | 0 | 0 | 0 | 0 | 0 | 0 | 0 | 0 | 0
2040-06-30 | 10 | 23.54 | -21475 | -157 | -909 | 0 | 0 | -131 | 3498 | 0 | 0 | 628 | 52 | 209 | 3264 | 3273 | 2377 | 0 | 383 | 5592 | 195 | 1251 | 0 | 287 | 1200 | 0 | 462 | 0 | 0 | 0 | 0 | 0 | 0 | 0 | 0 | 0
2040-06-30 | 11 | 24.2 | -22479 | -141 | -818 | 0 | 0 | 0 | 4169 | 0 | 0 | 628 | 52 | 228 | 3154 | 3273 | 2091 | 0 | 402 | 6036 | 195 | 1277 | 0 | 271 | 1200 | 0 | 462 | 0 | 0 | 0 | 0 | 0 | 0 | 0 | 0 | 0
2040-06-30 | 12 | 23.54 | -22876 | -167 | -909 | 0 | 0 | -513 | 4433 | 0 | 0 | 610 | 52 | 209 | 3154 | 3273 | 1991 | 0 | 500 | 6814 | 195 | 1293 | 0 | 279 | 1200 | 0 | 462 | 0 | 0 | 0 | 0 | 0 | 0 | 0 | 0 | 0
2040-06-30 | 13 | 23.54 | -22993 | -167 | -981 | 0 | -367 | -1859 | 4507 | 0 | 0 | 523 | 52 | 211 | 3154 | 3273 | 2037 | 0 | 617 | 8536 | 196 | 1310 | 0 | 290 | 1200 | 0 | 462 | 0 | 0 | 0 | 0 | 0 | 0 | 0 | 0 | 0
2040-06-30 | 14 | 23.54 | -23364 | -141 | -1018 | 0 | 0 | -1671 | 4756 | 0 | 0 | 523 | 52 | 227 | 2986 | 3273 | 2333 | 0 | 801 | 7759 | 196 | 1319 | 0 | 309 | 1200 | 0 | 462 | 0 | 0 | 0 | 0 | 0 | 0 | 0 | 0 | 0
2040-06-30 | 15 | 31.81 | -23081 | -141 | -1054 | 0 | 0 | 11 | 4565 | 0 | 0 | 654 | 52 | 335 | 3317 | 3273 | 1843 | 0 | 865 | 5860 | 194 | 1320 | 0 | 325 | 1200 | 0 | 462 | 0 | 0 | 0 | 0 | 0 | 0 | 0 | 0 | 0
2040-06-30 | 16 | 26.7 | -22530 | -167 | -999 | 0 | 0 | 0 | 4201 | 0 | 0 | 826 | 52 | 335 | 3851 | 3273 | 1709 | 0 | 1006 | 4942 | 197 | 1323 | 0 | 320 | 1200 | 0 | 462 | 0 | 0 | 0 | 0 | 0 | 0 | 0 | 0 | 0
2040-06-30 | 17 | 23.54 | -22586 | -225 | -999 | 0 | 0 | -226 | 4238 | 0 | 0 | 716 | 52 | 227 | 3779 | 3273 | 2235 | 0 | 1022 | 4942 | 198 | 1341 | 0 | 352 | 1200 | 0 | 462 | 0 | 0 | 0 | 0 | 0 | 0 | 0 | 0 | 0
2040-06-30 | 18 | 31.81 | -22866 | -157 | -1018 | 0 | 0 | 274 | 4423 | 0 | 0 | 902 | 52 | 335 | 4847 | 3273 | 1657 | 0 | 1026 | 3645 | 198 | 1349 | 0 | 397 | 1200 | 0 | 462 | 0 | 0 | 0 | 0 | 0 | 0 | 0 | 0 | 0
2040-06-30 | 19 | 31.81 | -22658 | -167 | -1054 | 0 | 0 | 1770 | 4285 | 0 | 0 | 1039 | 52 | 335 | 5183 | 3273 | 1512 | 0 | 885 | 1909 | 198 | 1349 | 0 | 427 | 1200 | 0 | 462 | 0 | 0 | 0 | 0 | 0 | 0 | 0 | 0 | 0
2040-06-30 | 20 | 33.86 | -21956 | -188 | -981 | 0 | 413 | 1859 | 3820 | 0 | 0 | 1282 | 52 | 335 | 5849 | 3273 | 1282 | 0 | 702 | 609 | 199 | 1349 | 0 | 440 | 1200 | 0 | 462 | 0 | 0 | 0 | 0 | 0 | 0 | 0 | 0 | 0
2040-06-30 | 21 | 33.86 | -21464 | -225 | -927 | 0 | 367 | 1859 | 3493 | 0 | 0 | 1259 | 52 | 335 | 5764 | 3273 | 1580 | 0 | 944 | 50 | 199 | 1346 | 0 | 434 | 1200 | 0 | 462 | 0 | 0 | 0 | 0 | 0 | 0 | 0 | 0 | 0
2040-06-30 | 22 | 31.81 | -20893 | -267 | -836 | 0 | 0 | 1566 | 3112 | 0 | 0 | 1039 | 52 | 335 | 5351 | 3273 | 2326 | 0 | 1273 | 0 | 199 | 1352 | 0 | 456 | 1200 | 0 | 462 | 0 | 0 | 0 | 0 | 0 | 0 | 0 | 0 | 0
2040-06-30 | 23 | 31.81 | -19280 | -267 | -836 | 0 | 0 | 325 | 2040 | 0 | 0 | 1035 | 52 | 335 | 5351 | 3273 | 2877 | 0 | 1403 | 0 | 198 | 1338 | 0 | 494 | 1200 | 0 | 462 | 0 | 0 | 0 | 0 | 0 | 0 | 0 | 0 | 0
2040-06-30 | 24 | 26.7 | -17513 | -314 | -763 | 0 | 0 | 0 | 867 | 0 | 0 | 869 | 52 | 335 | 4495 | 3273 | 3664 | 0 | 1411 | 0 | 195 | 1311 | 0 | 458 | 1200 | 0 | 462 | 0 | 0 | 0 | 0 | 0 | 0 | 0 | 0 | 0
2040-07-01 | 1 | 24.21 | -16208 | -340 | -672 | 0 | -345 | -412 | 528 | 0 | 0 | 410 | 52 | 309 | 4395 | 3273 | 3500 | 0 | 1245 | 0 | 215 | 1428 | 0 | 961 | 1200 | 0 | 462 | 0 | 0 | 0 | 0 | 0 | 0 | 0 | 0 | 0
2040-07-01 | 2 | 24.21 | -15402 | -340 | -582 | 0 | -60 | -1545 | 528 | 0 | 0 | 410 | 52 | 309 | 4133 | 3273 | 3867 | 0 | 1113 | 0 | 215 | 1389 | 0 | 977 | 1200 | 0 | 462 | 0 | 0 | 0 | 0 | 0 | 0 | 0 | 0 | 0
2040-07-01 | 3 | 24.21 | -14929 | -366 | -527 | 0 | -725 | -1539 | 528 | 0 | 0 | 410 | 52 | 309 | 4103 | 3273 | 3949 | 0 | 1247 | 0 | 215 | 1353 | 0 | 986 | 1200 | 0 | 462 | 0 | 0 | 0 | 0 | 0 | 0 | 0 | 0 | 0
2040-07-01 | 4 | 24.21 | -14749 | -397 | -472 | 0 | -98 | -1528 | 528 | 0 | 0 | 410 | 52 | 309 | 3973 | 3273 | 3622 | 0 | 1361 | 0 | 211 | 1317 | 0 | 527 | 1200 | 0 | 462 | 0 | 0 | 0 | 0 | 0 | 0 | 0 | 0 | 0
2040-07-01 | 5 | 24.21 | -15061 | -366 | -472 | 0 | -300 | -1471 | 528 | 0 | 0 | 410 | 52 | 309 | 4000 | 3273 | 3924 | 0 | 1482 | 0 | 207 | 1299 | 0 | 525 | 1200 | 0 | 462 | 0 | 0 | 0 | 0 | 0 | 0 | 0 | 0 | 0
2040-07-01 | 6 | 24.21 | -15973 | -397 | -491 | 0 | -237 | -292 | 528 | 0 | 0 | 410 | 52 | 309 | 4165 | 3273 | 3420 | 0 | 1485 | 100 | 205 | 1290 | 0 | 491 | 1200 | 0 | 462 | 0 | 0 | 0 | 0 | 0 | 0 | 0 | 0 | 0
2040-07-01 | 7 | 32.72 | -17940 | -366 | -545 | 0 | 0 | 598 | 528 | 0 | 0 | 468 | 52 | 335 | 4741 | 3273 | 3110 | 0 | 1362 | 807 | 207 | 1301 | 0 | 407 | 1200 | 0 | 462 | 0 | 0 | 0 | 0 | 0 | 0 | 0 | 0 | 0
2040-07-01 | 8 | 32.72 | -19977 | -288 | -636 | 0 | 0 | 893 | 528 | 0 | 0 | 482 | 52 | 335 | 5006 | 3273 | 3092 | 0 | 1227 | 2467 | 216 | 1313 | 0 | 354 | 1200 | 0 | 462 | 0 | 0 | 0 | 0 | 0 | 0 | 0 | 0 | 0
2040-07-01 | 9 | 24.21 | -21533 | -225 | -763 | 0 | 0 | -711 | 1437 | 0 | 0 | 410 | 52 | 307 | 4277 | 3273 | 3485 | 0 | 1041 | 5391 | 215 | 1364 | 0 | 319 | 1200 | 0 | 462 | 0 | 0 | 0 | 0 | 0 | 0 | 0 | 0 | 0
2040-07-01 | 10 | 24.21 | -22850 | -167 | -909 | 0 | -562 | -1859 | 2262 | 0 | 0 | 410 | 52 | 296 | 4078 | 3273 | 2632 | 0 | 1171 | 8611 | 215 | 1404 | 0 | 281 | 1200 | 0 | 462 | 0 | 0 | 0 | 0 | 0 | 0 | 0 | 0 | 0
2040-07-01 | 11 | 23.61 | -24055 | -131 | -818 | -412 | -2000 | -1859 | 3007 | 0 | 0 | 410 | 52 | 209 | 3831 | 3273 | 2599 | 0 | 1353 | 10978 | 215 | 1425 | 0 | 262 | 1200 | 0 | 462 | 0 | 0 | 0 | 0 | 0 | 0 | 0 | 0 | 0
2040-07-01 | 12 | 23.61 | -25042 | -110 | -909 | -292 | -2000 | -1859 | 3625 | 0 | 0 | 410 | 52 | 209 | 3461 | 3273 | 2214 | 0 | 1370 | 12005 | 215 | 1446 | 0 | 271 | 1200 | 0 | 462 | 0 | 0 | 0 | 0 | 0 | 0 | 0 | 0 | 0
2040-07-01 | 13 | 24.21 | -25766 | -99 | -981 | 0 | -1842 | -1859 | 4074 | 0 | 0 | 410 | 52 | 296 | 3461 | 3273 | 1966 | 0 | 1224 | 12177 | 215 | 1463 | 0 | 276 | 1200 | 0 | 462 | 0 | 0 | 0 | 0 | 0 | 0 | 0 | 0 | 0
2040-07-01 | 14 | 24.21 | -26457 | -99 | -1018 | 0 | -686 | -1815 | 4502 | 0 | 0 | 410 | 52 | 303 | 3429 | 3273 | 1282 | 0 | 1294 | 11893 | 215 | 1463 | 0 | 299 | 1200 | 0 | 462 | 0 | 0 | 0 | 0 | 0 | 0 | 0 | 0 | 0
2040-07-01 | 15 | 24.21 | -26940 | -89 | -1054 | 0 | -297 | -292 | 4803 | 0 | 0 | 410 | 52 | 303 | 3429 | 3273 | 793 | 0 | 1187 | 10761 | 215 | 1475 | 0 | 308 | 1200 | 0 | 462 | 0 | 0 | 0 | 0 | 0 | 0 | 0 | 0 | 0
2040-07-01 | 16 | 36.41 | -27261 | -89 | -999 | 0 | 0 | 0 | 5004 | 0 | 0 | 411 | 52 | 335 | 5043 | 3273 | 547 | 0 | 1047 | 8972 | 215 | 1487 | 0 | 302 | 1200 | 0 | 462 | 0 | 0 | 0 | 0 | 0 | 0 | 0 | 0 | 0
2040-07-01 | 17 | 36.86 | -27534 | -89 | -999 | 0 | 0 | 783 | 5173 | 0 | 0 | 558 | 52 | 335 | 6120 | 3273 | 530 | 0 | 1071 | 7048 | 212 | 1490 | 0 | 315 | 1200 | 0 | 462 | 0 | 0 | 0 | 0 | 0 | 0 | 0 | 0 | 0
2040-07-01 | 18 | 37.19 | -27709 | -89 | -1018 | 0 | 540 | 1458 | 5284 | 0 | 0 | 845 | 52 | 335 | 7042 | 3273 | 726 | 0 | 1195 | 4364 | 215 | 1475 | 0 | 350 | 1200 | 0 | 462 | 0 | 0 | 0 | 0 | 0 | 0 | 0 | 0 | 0
2040-07-01 | 19 | 37.19 | -27371 | -89 | -1054 | 0 | 1821 | 1857 | 5073 | 0 | 0 | 977 | 52 | 335 | 7444 | 3273 | 976 | 0 | 995 | 1964 | 215 | 1484 | 0 | 385 | 1200 | 0 | 462 | 0 | 0 | 0 | 0 | 0 | 0 | 0 | 0 | 0
2040-07-01 | 20 | 37.19 | -26447 | -89 | -981 | 343 | 1825 | 1859 | 4497 | 0 | 0 | 1221 | 52 | 335 | 7634 | 3273 | 1315 | 0 | 730 | 666 | 215 | 1479 | 0 | 412 | 1200 | 0 | 462 | 0 | 0 | 0 | 0 | 0 | 0 | 0 | 0 | 0
2040-07-01 | 21 | 37.19 | -25561 | -105 | -927 | 262 | 1796 | 1859 | 3947 | 0 | 0 | 1185 | 52 | 335 | 7604 | 3273 | 1693 | 0 | 745 | 51 | 215 | 1500 | 0 | 413 | 1200 | 0 | 462 | 0 | 0 | 0 | 0 | 0 | 0 | 0 | 0 | 0
2040-07-01 | 22 | 37.19 | -24481 | -131 | -836 | 0 | 1460 | 1744 | 3276 | 0 | 0 | 977 | 52 | 335 | 7596 | 3273 | 2318 | 0 | 578 | 0 | 215 | 1499 | 0 | 463 | 1200 | 0 | 462 | 0 | 0 | 0 | 0 | 0 | 0 | 0 | 0 | 0
2040-07-01 | 23 | 37.19 | -22197 | -141 | -836 | 0 | 428 | 1350 | 1849 | 0 | 0 | 933 | 52 | 335 | 7550 | 3273 | 3131 | 0 | 390 | 0 | 215 | 1491 | 0 | 515 | 1200 | 0 | 462 | 0 | 0 | 0 | 0 | 0 | 0 | 0 | 0 | 0
2040-07-01 | 24 | 36.86 | -19923 | -157 | -763 | 0 | 0 | 209 | 528 | 0 | 0 | 715 | 52 | 335 | 7448 | 3273 | 4096 | 0 | 380 | 0 | 217 | 1469 | 0 | 459 | 1200 | 0 | 462 | 0 | 0 | 0 | 0 | 0 | 0 | 0 | 0 | 0
2040-07-02 | 1 | 28.16 | -18255 | -188 | -509 | 0 | 0 | -110 | 528 | 0 | 0 | 468 | 52 | 335 | 5001 | 3273 | 4813 | 0 | 326 | 0 | 215 | 1428 | 0 | 961 | 1200 | 0 | 462 | 0 | 0 | 0 | 0 | 0 | 0 | 0 | 0 | 0
2040-07-02 | 2 | 28.16 | -17248 | -204 | -454 | 0 | 0 | -1720 | 528 | 0 | 0 | 410 | 52 | 335 | 4351 | 3273 | 5729 | 0 | 706 | 0 | 215 | 1389 | 0 | 977 | 1200 | 0 | 462 | 0 | 0 | 0 | 0 | 0 | 0 | 0 | 0 | 0
2040-07-02 | 3 | 27.15 | -16584 | -225 | -400 | 0 | -458 | -1859 | 528 | 0 | 0 | 410 | 52 | 335 | 4263 | 3273 | 5557 | 0 | 893 | 0 | 215 | 1353 | 0 | 986 | 1200 | 0 | 462 | 0 | 0 | 0 | 0 | 0 | 0 | 0 | 0 | 0
2040-07-02 | 4 | 28.16 | -16265 | -225 | -382 | 0 | 0 | -1071 | 528 | 0 | 0 | 410 | 52 | 335 | 4071 | 3273 | 4507 | 0 | 1050 | 0 | 211 | 1317 | 0 | 527 | 1200 | 0 | 462 | 0 | 0 | 0 | 0 | 0 | 0 | 0 | 0 | 0
2040-07-02 | 5 | 28.16 | -16407 | -246 | -363 | 0 | 0 | -252 | 528 | 0 | 0 | 410 | 52 | 335 | 4056 | 3273 | 3768 | 0 | 1154 | 0 | 207 | 1299 | 0 | 525 | 1200 | 0 | 462 | 0 | 0 | 0 | 0 | 0 | 0 | 0 | 0 | 0
2040-07-02 | 6 | 36.77 | -17284 | -267 | -382 | 0 | 0 | 0 | 528 | 0 | 0 | 468 | 52 | 335 | 5374 | 3273 | 3101 | 0 | 1089 | 65 | 205 | 1290 | 0 | 491 | 1200 | 0 | 462 | 0 | 0 | 0 | 0 | 0 | 0 | 0 | 0 | 0
2040-07-02 | 7 | 38.06 | -19041 | -267 | -491 | 0 | 0 | 1415 | 528 | 0 | 0 | 622 | 52 | 335 | 5858 | 3273 | 2498 | 0 | 972 | 669 | 207 | 1301 | 0 | 407 | 1200 | 0 | 462 | 0 | 0 | 0 | 0 | 0 | 0 | 0 | 0 | 0
2040-07-02 | 8 | 38.06 | -20976 | -225 | -600 | 0 | 170 | 1615 | 687 | 0 | 0 | 752 | 52 | 335 | 6395 | 3273 | 2603 | 0 | 642 | 1733 | 216 | 1313 | 0 | 354 | 1200 | 0 | 462 | 0 | 0 | 0 | 0 | 0 | 0 | 0 | 0 | 0
2040-07-02 | 9 | 38.06 | -22490 | -188 | -727 | 0 | 0 | 443 | 1601 | 0 | 0 | 628 | 52 | 335 | 7084 | 3273 | 2583 | 0 | 474 | 3372 | 215 | 1364 | 0 | 319 | 1200 | 0 | 462 | 0 | 0 | 0 | 0 | 0 | 0 | 0 | 0 | 0
2040-07-02 | 10 | 34.95 | -23659 | -157 | -854 | 0 | 0 | 0 | 2309 | 0 | 0 | 483 | 52 | 335 | 6102 | 3273 | 2727 | 0 | 429 | 5398 | 215 | 1404 | 0 | 281 | 1200 | 0 | 462 | 0 | 0 | 0 | 0 | 0 | 0 | 0 | 0 | 0
2040-07-02 | 11 | 28.16 | -24837 | -131 | -818 | 0 | 0 | -666 | 3017 | 0 | 0 | 410 | 52 | 335 | 4807 | 3273 | 3600 | 0 | 439 | 6955 | 215 | 1425 | 0 | 262 | 1200 | 0 | 462 | 0 | 0 | 0 | 0 | 0 | 0 | 0 | 0 | 0
2040-07-02 | 12 | 28.16 | -25623 | -105 | -709 | 0 | 0 | -1637 | 3493 | 0 | 0 | 410 | 52 | 335 | 4354 | 3273 | 4106 | 0 | 651 | 7807 | 215 | 1446 | 0 | 271 | 1200 | 0 | 462 | 0 | 0 | 0 | 0 | 0 | 0 | 0 | 0 | 0
2040-07-02 | 13 | 27.15 | -26216 | -105 | -927 | 0 | -361 | -1859 | 3852 | 0 | 0 | 410 | 52 | 335 | 3880 | 3273 | 4710 | 0 | 925 | 8416 | 215 | 1463 | 0 | 276 | 1200 | 0 | 462 | 0 | 0 | 0 | 0 | 0 | 0 | 0 | 0 | 0
2040-07-02 | 14 | 27.15 | -26749 | -105 | -909 | 0 | -927 | -1859 | 4174 | 0 | 0 | 410 | 52 | 335 | 3605 | 3273 | 5373 | 0 | 1175 | 8513 | 215 | 1463 | 0 | 299 | 1200 | 0 | 462 | 0 | 0 | 0 | 0 | 0 | 0 | 0 | 0 | 0
2040-07-02 | 15 | 26.7 | -27119 | -99 | -818 | 0 | -2000 | -1859 | 4396 | 0 | 0 | 410 | 52 | 335 | 3300 | 3273 | 6036 | 0 | 1087 | 9346 | 215 | 1475 | 0 | 308 | 1200 | 0 | 462 | 0 | 0 | 0 | 0 | 0 | 0 | 0 | 0 | 0
2040-07-02 | 16 | 27.15 | -27673 | -89 | -1072 | 0 | -696 | -1859 | 4729 | 0 | 0 | 410 | 52 | 335 | 2250 | 3273 | 6551 | 0 | 1233 | 8890 | 215 | 1487 | 0 | 302 | 1200 | 0 | 462 | 0 | 0 | 0 | 0 | 0 | 0 | 0 | 0 | 0
2040-07-02 | 17 | 33.08 | -28282 | -89 | -1381 | 0 | 0 | 0 | 5099 | 0 | 0 | 410 | 52 | 335 | 2356 | 3273 | 6358 | 0 | 1280 | 6911 | 212 | 1490 | 0 | 315 | 1200 | 0 | 462 | 0 | 0 | 0 | 0 | 0 | 0 | 0 | 0 | 0
2040-07-02 | 18 | 38.06 | -28592 | -89 | -1654 | 0 | 0 | 1359 | 5284 | 0 | 0 | 468 | 52 | 335 | 3763 | 3273 | 6678 | 0 | 1319 | 4101 | 215 | 1475 | 0 | 350 | 1200 | 0 | 462 | 0 | 0 | 0 | 0 | 0 | 0 | 0 | 0 | 0
2040-07-02 | 19 | 38.06 | -28131 | -89 | -1581 | 0 | 1457 | 1603 | 5004 | 0 | 0 | 602 | 52 | 335 | 3958 | 3273 | 6730 | 0 | 1112 | 1930 | 215 | 1484 | 0 | 385 | 1200 | 0 | 462 | 0 | 0 | 0 | 0 | 0 | 0 | 0 | 0 | 0
2040-07-02 | 20 | 38.06 | -27112 | -89 | -1109 | 0 | 1432 | 1591 | 4391 | 0 | 0 | 732 | 52 | 335 | 4887 | 3273 | 6342 | 0 | 880 | 628 | 215 | 1479 | 0 | 412 | 1200 | 0 | 462 | 0 | 0 | 0 | 0 | 0 | 0 | 0 | 0 | 0
2040-07-02 | 21 | 38.06 | -26377 | -99 | -1018 | 0 | 583 | 1622 | 3947 | 0 | 0 | 721 | 52 | 335 | 5601 | 3273 | 6581 | 0 | 933 | 56 | 215 | 1500 | 0 | 413 | 1200 | 0 | 462 | 0 | 0 | 0 | 0 | 0 | 0 | 0 | 0 | 0
2040-07-02 | 22 | 38.06 | -25341 | -110 | -854 | 0 | 0 | 673 | 3324 | 0 | 0 | 732 | 52 | 335 | 7197 | 3273 | 5977 | 0 | 904 | 0 | 215 | 1499 | 0 | 463 | 1200 | 0 | 462 | 0 | 0 | 0 | 0 | 0 | 0 | 0 | 0 | 0
2040-07-02 | 23 | 38.06 | -23144 | -131 | -709 | 0 | 30 | 336 | 1997 | 0 | 0 | 715 | 52 | 335 | 7197 | 3273 | 5288 | 0 | 878 | 0 | 215 | 1491 | 0 | 515 | 1200 | 0 | 462 | 0 | 0 | 0 | 0 | 0 | 0 | 0 | 0 | 0
2040-07-02 | 24 | 38.06 | -20856 | -157 | -582 | 0 | 150 | 259 | 618 | 0 | 0 | 770 | 52 | 335 | 7598 | 3273 | 3861 | 0 | 871 | 0 | 217 | 1469 | 0 | 459 | 1200 | 0 | 462 | 0 | 0 | 0 | 0 | 0 | 0 | 0 | 0 | 0
2040-07-03 | 1 | 36.05 | -19107 | -157 | -509 | 0 | -123 | 0 | 528 | 0 | 0 | 699 | 52 | 335 | 7250 | 3273 | 2689 | 0 | 804 | 0 | 215 | 1428 | 0 | 961 | 1200 | 0 | 462 | 0 | 0 | 0 | 0 | 0 | 0 | 0 | 0 | 0
2040-07-03 | 2 | 36.05 | -17970 | -188 | -454 | 0 | -225 | -419 | 528 | 0 | 0 | 622 | 52 | 335 | 7204 | 3273 | 2163 | 0 | 837 | 0 | 215 | 1389 | 0 | 977 | 1200 | 0 | 462 | 0 | 0 | 0 | 0 | 0 | 0 | 0 | 0 | 0
2040-07-03 | 3 | 36.05 | -17185 | -204 | -400 | 0 | -1095 | -332 | 528 | 0 | 0 | 483 | 52 | 335 | 7204 | 3273 | 2275 | 0 | 850 | 0 | 215 | 1353 | 0 | 986 | 1200 | 0 | 462 | 0 | 0 | 0 | 0 | 0 | 0 | 0 | 0 | 0
2040-07-03 | 4 | 36.05 | -16750 | -246 | -382 | 0 | -1168 | -184 | 528 | 0 | 0 | 482 | 52 | 335 | 7204 | 3273 | 2229 | 0 | 909 | 0 | 211 | 1317 | 0 | 527 | 1200 | 0 | 462 | 0 | 0 | 0 | 0 | 0 | 0 | 0 | 0 | 0
2040-07-03 | 5 | 36.05 | -16849 | -225 | -363 | 0 | -518 | 0 | 528 | 0 | 0 | 528 | 52 | 335 | 7204 | 3273 | 1439 | 0 | 904 | 0 | 207 | 1299 | 0 | 525 | 1200 | 0 | 462 | 0 | 0 | 0 | 0 | 0 | 0 | 0 | 0 | 0
2040-07-03 | 6 | 37.24 | -17606 | -225 | -382 | 0 | 0 | 0 | 528 | 0 | 0 | 721 | 52 | 335 | 7951 | 3273 | 702 | 0 | 902 | 100 | 205 | 1290 | 0 | 491 | 1200 | 0 | 462 | 0 | 0 | 0 | 0 | 0 | 0 | 0 | 0 | 0
2040-07-03 | 7 | 39.44 | -19589 | -225 | -491 | 0 | 0 | 0 | 528 | 0 | 0 | 933 | 52 | 335 | 9484 | 3273 | 372 | 0 | 925 | 826 | 207 | 1301 | 0 | 407 | 1200 | 0 | 462 | 0 | 0 | 0 | 0 | 0 | 0 | 0 | 0 | 0
2040-07-03 | 8 | 41.48 | -21895 | -167 | -600 | 0 | 0 | 0 | 528 | 0 | 0 | 977 | 52 | 335 | 10419 | 3273 | 315 | 0 | 832 | 2385 | 216 | 1313 | 0 | 354 | 1200 | 0 | 462 | 0 | 0 | 0 | 0 | 0 | 0 | 0 | 0 | 0
2040-07-03 | 9 | 39.04 | -23875 | -131 | -727 | 0 | 0 | 0 | 1369 | 0 | 0 | 886 | 52 | 335 | 9332 | 3273 | 331 | 0 | 620 | 4975 | 215 | 1364 | 0 | 319 | 1200 | 0 | 462 | 0 | 0 | 0 | 0 | 0 | 0 | 0 | 0 | 0
2040-07-03 | 10 | 36.63 | -25756 | -99 | -854 | 0 | 0 | 0 | 2420 | 0 | 0 | 671 | 52 | 335 | 7624 | 3273 | 336 | 0 | 400 | 8037 | 215 | 1404 | 0 | 281 | 1200 | 0 | 462 | 0 | 0 | 0 | 0 | 0 | 0 | 0 | 0 | 0
2040-07-03 | 11 | 36.05 | -27390 | -89 | -818 | 0 | -743 | 0 | 3329 | 0 | 0 | 483 | 52 | 335 | 7060 | 3273 | 335 | 0 | 400 | 10209 | 215 | 1425 | 0 | 262 | 1200 | 0 | 462 | 0 | 0 | 0 | 0 | 0 | 0 | 0 | 0 | 0
2040-07-03 | 12 | 36.05 | -28669 | -89 | -709 | 0 | -1645 | -4 | 4048 | 0 | 0 | 468 | 52 | 335 | 7060 | 3273 | 450 | 0 | 395 | 11443 | 215 | 1446 | 0 | 271 | 1200 | 0 | 462 | 0 | 0 | 0 | 0 | 0 | 0 | 0 | 0 | 0
2040-07-03 | 13 | 36.05 | -29580 | -89 | -927 | 0 | -1850 | -59 | 4555 | 0 | 0 | 468 | 52 | 335 | 7060 | 3273 | 746 | 0 | 321 | 12080 | 215 | 1463 | 0 | 276 | 1200 | 0 | 462 | 0 | 0 | 0 | 0 | 0 | 0 | 0 | 0 | 0
2040-07-03 | 14 | 36.05 | -30364 | -94 | -909 | 0 | -1158 | -630 | 4993 | 0 | 0 | 468 | 52 | 335 | 7013 | 3273 | 1296 | 0 | 322 | 11764 | 215 | 1463 | 0 | 299 | 1200 | 0 | 462 | 0 | 0 | 0 | 0 | 0 | 0 | 0 | 0 | 0
2040-07-03 | 15 | 36.05 | -30698 | -99 | -818 | 0 | -626 | -3 | 5178 | 0 | 0 | 483 | 52 | 335 | 6952 | 3273 | 1506 | 0 | 266 | 10540 | 215 | 1475 | 0 | 308 | 1200 | 0 | 462 | 0 | 0 | 0 | 0 | 0 | 0 | 0 | 0 | 0
2040-07-03 | 16 | 38.3 | -30885 | -99 | -1072 | 0 | 0 | 0 | 5284 | 0 | 0 | 770 | 52 | 335 | 8136 | 3273 | 1389 | 0 | 224 | 8928 | 215 | 1487 | 0 | 302 | 1200 | 0 | 462 | 0 | 0 | 0 | 0 | 0 | 0 | 0 | 0 | 0
2040-07-03 | 17 | 41.87 | -30886 | -105 | -1381 | 0 | 0 | 0 | 5284 | 0 | 0 | 977 | 52 | 335 | 10486 | 3273 | 1182 | 0 | 346 | 6758 | 212 | 1490 | 0 | 315 | 1200 | 0 | 462 | 0 | 0 | 0 | 0 | 0 | 0 | 0 | 0 | 0
2040-07-03 | 18 | 48.71 | -30690 | -105 | -1654 | 0 | 628 | 0 | 5173 | 0 | 0 | 1269 | 52 | 350 | 12403 | 3273 | 1001 | 0 | 354 | 4243 | 215 | 1475 | 0 | 350 | 1200 | 0 | 462 | 0 | 0 | 0 | 0 | 0 | 0 | 0 | 0 | 0
2040-07-03 | 19 | 48.71 | -29836 | -94 | -1581 | 0 | 1837 | 63 | 4697 | 0 | 0 | 1317 | 52 | 350 | 12781 | 3273 | 940 | 0 | 462 | 1993 | 215 | 1484 | 0 | 385 | 1200 | 0 | 462 | 0 | 0 | 0 | 0 | 0 | 0 | 0 | 0 | 0
2040-07-03 | 20 | 48.71 | -28505 | -89 | -1109 | 0 | 1837 | 494 | 3952 | 0 | 0 | 1317 | 52 | 350 | 12781 | 3273 | 709 | 0 | 520 | 649 | 215 | 1479 | 0 | 412 | 1200 | 0 | 462 | 0 | 0 | 0 | 0 | 0 | 0 | 0 | 0 | 0
2040-07-03 | 21 | 48.71 | -27227 | -89 | -1018 | 0 | 1837 | 340 | 3239 | 0 | 0 | 1317 | 52 | 350 | 12781 | 3273 | 627 | 0 | 670 | 57 | 215 | 1500 | 0 | 413 | 1200 | 0 | 462 | 0 | 0 | 0 | 0 | 0 | 0 | 0 | 0 | 0
2040-07-03 | 22 | 48.71 | -25947 | -105 | -854 | 0 | 1448 | 0 | 2526 | 0 | 0 | 1317 | 52 | 350 | 12822 | 3273 | 447 | 0 | 832 | 0 | 215 | 1499 | 0 | 463 | 1200 | 0 | 462 | 0 | 0 | 0 | 0 | 0 | 0 | 0 | 0 | 0
2040-07-03 | 23 | 48.71 | -23901 | -110 | -709 | 0 | 284 | 310 | 1384 | 0 | 0 | 1317 | 52 | 343 | 12736 | 3273 | 409 | 0 | 729 | 0 | 215 | 1491 | 0 | 515 | 1200 | 0 | 462 | 0 | 0 | 0 | 0 | 0 | 0 | 0 | 0 | 0
2040-07-03 | 24 | 47.28 | -21722 | -131 | -582 | 0 | 0 | 0 | 528 | 0 | 0 | 1269 | 52 | 335 | 11980 | 3273 | 355 | 0 | 835 | 0 | 217 | 1469 | 0 | 459 | 1200 | 0 | 462 | 0 | 0 | 0 | 0 | 0 | 0 | 0 | 0 | 0
2040-07-04 | 1 | 40.6 | -19808 | -157 | -509 | 0 | 0 | 0 | 528 | 0 | 0 | 977 | 52 | 335 | 10162 | 3273 | 203 | 0 | 678 | 0 | 215 | 1428 | 0 | 961 | 1200 | 0 | 462 | 0 | 0 | 0 | 0 | 0 | 0 | 0 | 0 | 0
2040-07-04 | 2 | 38.39 | -18475 | -188 | -454 | 0 | 0 | 0 | 528 | 0 | 0 | 920 | 52 | 335 | 8812 | 3273 | 137 | 0 | 818 | 0 | 215 | 1389 | 0 | 977 | 1200 | 0 | 462 | 0 | 0 | 0 | 0 | 0 | 0 | 0 | 0 | 0
2040-07-04 | 3 | 37.27 | -17606 | -188 | -400 | 0 | 0 | 0 | 528 | 0 | 0 | 773 | 52 | 335 | 7994 | 3273 | 128 | 0 | 895 | 0 | 215 | 1353 | 0 | 986 | 1200 | 0 | 462 | 0 | 0 | 0 | 0 | 0 | 0 | 0 | 0 | 0
2040-07-04 | 4 | 37.23 | -17016 | -204 | -382 | 0 | 0 | 0 | 528 | 0 | 0 | 732 | 52 | 335 | 7911 | 3273 | 99 | 0 | 954 | 0 | 211 | 1317 | 0 | 527 | 1200 | 0 | 462 | 0 | 0 | 0 | 0 | 0 | 0 | 0 | 0 | 0
2040-07-04 | 5 | 36.86 | -16800 | -204 | -363 | 0 | 0 | 0 | 528 | 0 | 0 | 715 | 52 | 335 | 7745 | 3273 | 48 | 0 | 978 | 0 | 207 | 1299 | 0 | 525 | 1200 | 0 | 462 | 0 | 0 | 0 | 0 | 0 | 0 | 0 | 0 | 0
2040-07-04 | 6 | 37.19 | -16862 | -225 | -382 | 0 | 0 | 0 | 528 | 0 | 0 | 715 | 52 | 335 | 7827 | 3273 | 25 | 0 | 971 | 95 | 205 | 1290 | 0 | 491 | 1200 | 0 | 462 | 0 | 0 | 0 | 0 | 0 | 0 | 0 | 0 | 0
2040-07-04 | 7 | 37.52 | -17773 | -204 | -491 | 0 | 0 | 0 | 528 | 0 | 0 | 770 | 52 | 335 | 8171 | 3273 | 32 | 0 | 896 | 833 | 207 | 1301 | 0 | 407 | 1200 | 0 | 462 | 0 | 0 | 0 | 0 | 0 | 0 | 0 | 0 | 0
2040-07-04 | 8 | 37.85 | -19286 | -167 | -600 | 0 | 0 | 0 | 528 | 0 | 0 | 770 | 52 | 335 | 8286 | 3273 | 19 | 0 | 826 | 2419 | 216 | 1313 | 0 | 354 | 1200 | 0 | 462 | 0 | 0 | 0 | 0 | 0 | 0 | 0 | 0 | 0
2040-07-04 | 9 | 37.27 | -21287 | -131 | -727 | 0 | 0 | 0 | 919 | 0 | 0 | 707 | 52 | 335 | 7876 | 3273 | 18 | 0 | 442 | 4964 | 215 | 1364 | 0 | 319 | 1200 | 0 | 462 | 0 | 0 | 0 | 0 | 0 | 0 | 0 | 0 | 0
2040-07-04 | 10 | 34.95 | -23440 | -99 | -854 | 0 | 0 | 0 | 2225 | 0 | 0 | 483 | 52 | 335 | 6458 | 3273 | 31 | 0 | 265 | 7711 | 215 | 1404 | 0 | 281 | 1200 | 0 | 462 | 0 | 0 | 0 | 0 | 0 | 0 | 0 | 0 | 0
2040-07-04 | 11 | 34.25 | -25356 | -89 | -818 | 0 | 0 | -878 | 3382 | 0 | 0 | 411 | 52 | 335 | 5988 | 3273 | 50 | 0 | 286 | 9801 | 215 | 1425 | 0 | 262 | 1200 | 0 | 462 | 0 | 0 | 0 | 0 | 0 | 0 | 0 | 0 | 0
2040-07-04 | 12 | 34.23 | -26849 | -89 | -709 | 0 | -27 | -1859 | 4285 | 0 | 0 | 410 | 52 | 335 | 5972 | 3273 | 39 | 0 | 352 | 11221 | 215 | 1446 | 0 | 271 | 1200 | 0 | 462 | 0 | 0 | 0 | 0 | 0 | 0 | 0 | 0 | 0
2040-07-04 | 13 | 34.25 | -27843 | -94 | -927 | 0 | 0 | -1691 | 4888 | 0 | 0 | 410 | 52 | 335 | 5983 | 3273 | 42 | 0 | 266 | 11691 | 215 | 1463 | 0 | 276 | 1200 | 0 | 462 | 0 | 0 | 0 | 0 | 0 | 0 | 0 | 0 | 0
2040-07-04 | 14 | 34.25 | -28304 | -105 | -909 | 0 | 0 | -1016 | 5168 | 0 | 0 | 411 | 52 | 335 | 5983 | 3273 | 37 | 0 | 321 | 11115 | 215 | 1463 | 0 | 299 | 1200 | 0 | 462 | 0 | 0 | 0 | 0 | 0 | 0 | 0 | 0 | 0
2040-07-04 | 15 | 35.49 | -28412 | -105 | -818 | 0 | 0 | 0 | 5231 | 0 | 0 | 483 | 52 | 335 | 6317 | 3273 | 45 | 0 | 299 | 9640 | 215 | 1475 | 0 | 308 | 1200 | 0 | 462 | 0 | 0 | 0 | 0 | 0 | 0 | 0 | 0 | 0
2040-07-04 | 16 | 37.79 | -28498 | -110 | -1072 | 0 | 0 | 0 | 5284 | 0 | 0 | 721 | 52 | 335 | 7904 | 3273 | 80 | 0 | 345 | 8019 | 215 | 1487 | 0 | 302 | 1200 | 0 | 462 | 0 | 0 | 0 | 0 | 0 | 0 | 0 | 0 | 0
2040-07-04 | 17 | 40.27 | -28448 | -105 | -1381 | 0 | 0 | 0 | 5252 | 0 | 0 | 971 | 52 | 335 | 9909 | 3273 | 110 | 0 | 384 | 5968 | 212 | 1490 | 0 | 315 | 1200 | 0 | 462 | 0 | 0 | 0 | 0 | 0 | 0 | 0 | 0 | 0
2040-07-04 | 18 | 45.53 | -28189 | -99 | -1654 | 0 | 0 | 0 | 5099 | 0 | 0 | 1221 | 52 | 335 | 11926 | 3273 | 147 | 0 | 449 | 3739 | 215 | 1475 | 0 | 350 | 1200 | 0 | 462 | 0 | 0 | 0 | 0 | 0 | 0 | 0 | 0 | 0
2040-07-04 | 19 | 46.29 | -27415 | -94 | -1581 | 0 | 0 | 1195 | 4629 | 0 | 0 | 1317 | 52 | 335 | 12005 | 3273 | 183 | 0 | 416 | 1940 | 215 | 1484 | 0 | 385 | 1200 | 0 | 462 | 0 | 0 | 0 | 0 | 0 | 0 | 0 | 0 | 0
2040-07-04 | 20 | 46.29 | -26290 | -89 | -1109 | 0 | 0 | 1324 | 3947 | 0 | 0 | 1317 | 52 | 335 | 12005 | 3273 | 185 | 0 | 647 | 634 | 215 | 1479 | 0 | 412 | 1200 | 0 | 462 | 0 | 0 | 0 | 0 | 0 | 0 | 0 | 0 | 0
2040-07-04 | 21 | 46.29 | -25242 | -89 | -1018 | 0 | 0 | 973 | 3313 | 0 | 0 | 1269 | 52 | 335 | 12005 | 3273 | 211 | 0 | 1071 | 57 | 215 | 1500 | 0 | 413 | 1200 | 0 | 462 | 0 | 0 | 0 | 0 | 0 | 0 | 0 | 0 | 0
2040-07-04 | 22 | 46.29 | -24199 | -105 | -854 | 0 | 0 | 520 | 2679 | 0 | 0 | 1269 | 52 | 335 | 12005 | 3273 | 237 | 0 | 948 | 0 | 215 | 1499 | 0 | 463 | 1200 | 0 | 462 | 0 | 0 | 0 | 0 | 0 | 0 | 0 | 0 | 0
2040-07-04 | 23 | 46.29 | -22795 | -110 | -709 | 0 | 24 | 16 | 1834 | 0 | 0 | 1223 | 52 | 335 | 11767 | 3273 | 321 | 0 | 887 | 0 | 215 | 1491 | 0 | 515 | 1200 | 0 | 462 | 0 | 0 | 0 | 0 | 0 | 0 | 0 | 0 | 0
2040-07-04 | 24 | 42.32 | -21034 | -131 | -582 | 0 | 0 | 0 | 766 | 0 | 0 | 977 | 52 | 335 | 11097 | 3273 | 578 | 0 | 861 | 0 | 217 | 1469 | 0 | 459 | 1200 | 0 | 462 | 0 | 0 | 0 | 0 | 0 | 0 | 0 | 0 | 0
2040-07-05 | 1 | 38.64 | -19375 | -141 | -509 | 0 | 0 | 0 | 528 | 0 | 0 | 933 | 52 | 335 | 8990 | 3273 | 745 | 0 | 903 | 0 | 215 | 1428 | 0 | 961 | 1200 | 0 | 462 | 0 | 0 | 0 | 0 | 0 | 0 | 0 | 0 | 0
2040-07-05 | 2 | 37.27 | -18197 | -167 | -454 | 0 | 0 | 0 | 528 | 0 | 0 | 776 | 52 | 335 | 8021 | 3273 | 617 | 0 | 975 | 0 | 215 | 1389 | 0 | 977 | 1200 | 0 | 462 | 0 | 0 | 0 | 0 | 0 | 0 | 0 | 0 | 0
2040-07-05 | 3 | 36.77 | -17401 | -188 | -400 | 0 | 0 | 0 | 528 | 0 | 0 | 699 | 52 | 335 | 7209 | 3273 | 626 | 0 | 1051 | 0 | 215 | 1353 | 0 | 986 | 1200 | 0 | 462 | 0 | 0 | 0 | 0 | 0 | 0 | 0 | 0 | 0
2040-07-05 | 4 | 37.19 | -16915 | -204 | -382 | 0 | 0 | 0 | 528 | 0 | 0 | 622 | 52 | 335 | 7368 | 3273 | 559 | 0 | 1047 | 0 | 211 | 1317 | 0 | 527 | 1200 | 0 | 462 | 0 | 0 | 0 | 0 | 0 | 0 | 0 | 0 | 0
2040-07-05 | 5 | 37.2 | -16865 | -225 | -363 | 0 | 0 | 0 | 528 | 0 | 0 | 671 | 52 | 335 | 7433 | 3273 | 405 | 0 | 1064 | 0 | 207 | 1299 | 0 | 525 | 1200 | 0 | 462 | 0 | 0 | 0 | 0 | 0 | 0 | 0 | 0 | 0
2040-07-05 | 6 | 38.06 | -17319 | -246 | -382 | 0 | 0 | 0 | 528 | 0 | 0 | 732 | 52 | 335 | 8035 | 3273 | 246 | 0 | 1000 | 97 | 205 | 1290 | 0 | 491 | 1200 | 0 | 462 | 0 | 0 | 0 | 0 | 0 | 0 | 0 | 0 | 0
2040-07-05 | 7 | 40.25 | -18687 | -225 | -491 | 0 | 0 | 0 | 528 | 0 | 0 | 845 | 52 | 335 | 9002 | 3273 | 176 | 0 | 825 | 790 | 207 | 1301 | 0 | 407 | 1200 | 0 | 462 | 0 | 0 | 0 | 0 | 0 | 0 | 0 | 0 | 0
2040-07-05 | 8 | 40.99 | -20613 | -167 | -600 | 0 | 0 | 0 | 528 | 0 | 0 | 933 | 52 | 335 | 9648 | 3273 | 156 | 0 | 636 | 2274 | 216 | 1313 | 0 | 354 | 1200 | 0 | 462 | 0 | 0 | 0 | 0 | 0 | 0 | 0 | 0 | 0
2040-07-05 | 9 | 39.37 | -22603 | -131 | -727 | 0 | 0 | 0 | 676 | 0 | 0 | 886 | 52 | 335 | 9408 | 3273 | 140 | 0 | 381 | 4750 | 215 | 1364 | 0 | 319 | 1200 | 0 | 462 | 0 | 0 | 0 | 0 | 0 | 0 | 0 | 0 | 0
2040-07-05 | 10 | 37.19 | -24709 | -99 | -854 | 0 | 0 | 0 | 1855 | 0 | 0 | 671 | 52 | 335 | 7795 | 3273 | 150 | 0 | 208 | 7762 | 215 | 1404 | 0 | 281 | 1200 | 0 | 462 | 0 | 0 | 0 | 0 | 0 | 0 | 0 | 0 | 0
2040-07-05 | 11 | 35.93 | -26624 | -89 | -818 | 0 | -652 | 0 | 2927 | 0 | 0 | 483 | 52 | 335 | 7138 | 3273 | 133 | 0 | 107 | 10170 | 215 | 1425 | 0 | 262 | 1200 | 0 | 462 | 0 | 0 | 0 | 0 | 0 | 0 | 0 | 0 | 0
2040-07-05 | 12 | 35.93 | -28125 | -89 | -709 | 0 | -1675 | 0 | 3767 | 0 | 0 | 468 | 52 | 335 | 7138 | 3273 | 182 | 0 | 107 | 11681 | 215 | 1446 | 0 | 271 | 1200 | 0 | 462 | 0 | 0 | 0 | 0 | 0 | 0 | 0 | 0 | 0
2040-07-05 | 13 | 35.93 | -29193 | -89 | -927 | 0 | -1918 | 0 | 4365 | 0 | 0 | 468 | 52 | 335 | 7138 | 3273 | 190 | 0 | 191 | 12500 | 215 | 1463 | 0 | 276 | 1200 | 0 | 462 | 0 | 0 | 0 | 0 | 0 | 0 | 0 | 0 | 0
2040-07-05 | 14 | 35.93 | -29952 | -94 | -909 | 0 | -1595 | 0 | 4793 | 0 | 0 | 468 | 52 | 335 | 7138 | 3273 | 245 | 0 | 251 | 12357 | 215 | 1463 | 0 | 299 | 1200 | 0 | 462 | 0 | 0 | 0 | 0 | 0 | 0 | 0 | 0 | 0
2040-07-05 | 15 | 35.93 | -30459 | -105 | -818 | 0 | -271 | 0 | 5073 | 0 | 0 | 528 | 52 | 335 | 7081 | 3273 | 254 | 0 | 306 | 11092 | 215 | 1475 | 0 | 308 | 1200 | 0 | 462 | 0 | 0 | 0 | 0 | 0 | 0 | 0 | 0 | 0
2040-07-05 | 16 | 38.38 | -30712 | -105 | -1072 | 0 | 0 | 0 | 5215 | 0 | 0 | 836 | 52 | 335 | 8656 | 3273 | 244 | 0 | 377 | 9234 | 215 | 1487 | 0 | 302 | 1200 | 0 | 462 | 0 | 0 | 0 | 0 | 0 | 0 | 0 | 0 | 0
2040-07-05 | 17 | 42.12 | -30835 | -105 | -1381 | 0 | 0 | 0 | 5284 | 0 | 0 | 977 | 52 | 335 | 10962 | 3273 | 312 | 0 | 424 | 7023 | 212 | 1490 | 0 | 315 | 1200 | 0 | 462 | 0 | 0 | 0 | 0 | 0 | 0 | 0 | 0 | 0
2040-07-05 | 18 | 48.27 | -30561 | -99 | -1654 | 0 | 534 | 0 | 5131 | 0 | 0 | 1310 | 52 | 335 | 12702 | 3273 | 541 | 0 | 463 | 4271 | 215 | 1475 | 0 | 350 | 1200 | 0 | 462 | 0 | 0 | 0 | 0 | 0 | 0 | 0 | 0 | 0
2040-07-05 | 19 | 48.27 | -29589 | -89 | -1581 | 0 | 1726 | 0 | 4587 | 0 | 0 | 1317 | 52 | 335 | 12817 | 3273 | 874 | 0 | 557 | 1975 | 215 | 1484 | 0 | 385 | 1200 | 0 | 462 | 0 | 0 | 0 | 0 | 0 | 0 | 0 | 0 | 0
2040-07-05 | 20 | 48.27 | -28287 | -89 | -1109 | 0 | 1701 | 0 | 3857 | 0 | 0 | 1317 | 52 | 335 | 12817 | 3273 | 1049 | 0 | 687 | 629 | 215 | 1479 | 0 | 412 | 1200 | 0 | 462 | 0 | 0 | 0 | 0 | 0 | 0 | 0 | 0 | 0
2040-07-05 | 21 | 48.27 | -27235 | -94 | -1018 | 0 | 1254 | 0 | 3271 | 0 | 0 | 1317 | 52 | 335 | 12777 | 3273 | 1290 | 0 | 940 | 49 | 215 | 1500 | 0 | 413 | 1200 | 0 | 462 | 0 | 0 | 0 | 0 | 0 | 0 | 0 | 0 | 0
2040-07-05 | 22 | 47.76 | -26253 | -105 | -854 | 0 | 41 | 0 | 2721 | 0 | 0 | 1269 | 52 | 335 | 12739 | 3273 | 2015 | 0 | 928 | 0 | 215 | 1499 | 0 | 463 | 1200 | 0 | 462 | 0 | 0 | 0 | 0 | 0 | 0 | 0 | 0 | 0
2040-07-05 | 23 | 42.32 | -24352 | -120 | -709 | 0 | 0 | 0 | 1659 | 0 | 0 | 1022 | 52 | 335 | 11173 | 3273 | 2754 | 0 | 1031 | 0 | 215 | 1491 | 0 | 515 | 1200 | 0 | 462 | 0 | 0 | 0 | 0 | 0 | 0 | 0 | 0 | 0
2040-07-05 | 24 | 40.58 | -22366 | -131 | -582 | 0 | 0 | 0 | 544 | 0 | 0 | 974 | 52 | 335 | 10022 | 3273 | 3036 | 0 | 1035 | 0 | 217 | 1469 | 0 | 459 | 1200 | 0 | 462 | 0 | 0 | 0 | 0 | 0 | 0 | 0 | 0 | 0
2040-07-06 | 1 | 37.2 | -20767 | -131 | -509 | 0 | 0 | 0 | 528 | 0 | 0 | 770 | 52 | 335 | 7771 | 3273 | 3326 | 0 | 1085 | 0 | 215 | 1428 | 0 | 961 | 1200 | 0 | 462 | 0 | 0 | 0 | 0 | 0 | 0 | 0 | 0 | 0
2040-07-06 | 2 | 35.68 | -19679 | -131 | -454 | 0 | 0 | 0 | 528 | 0 | 0 | 622 | 52 | 335 | 6551 | 3273 | 3552 | 0 | 1109 | 0 | 215 | 1389 | 0 | 977 | 1200 | 0 | 462 | 0 | 0 | 0 | 0 | 0 | 0 | 0 | 0 | 0
2040-07-06 | 3 | 35.52 | -19024 | -131 | -400 | 0 | 0 | 0 | 528 | 0 | 0 | 528 | 52 | 335 | 6162 | 3273 | 3403 | 0 | 1058 | 0 | 215 | 1353 | 0 | 986 | 1200 | 0 | 462 | 0 | 0 | 0 | 0 | 0 | 0 | 0 | 0 | 0
2040-07-06 | 4 | 35.49 | -18598 | -131 | -382 | 0 | 0 | 0 | 528 | 0 | 0 | 483 | 52 | 335 | 6153 | 3273 | 3632 | 0 | 937 | 0 | 211 | 1317 | 0 | 527 | 1200 | 0 | 462 | 0 | 0 | 0 | 0 | 0 | 0 | 0 | 0 | 0
2040-07-06 | 5 | 36.47 | -18489 | -131 | -363 | 0 | 0 | 0 | 528 | 0 | 0 | 490 | 52 | 335 | 6639 | 3273 | 3108 | 0 | 864 | 0 | 207 | 1299 | 0 | 525 | 1200 | 0 | 462 | 0 | 0 | 0 | 0 | 0 | 0 | 0 | 0 | 0
2040-07-06 | 6 | 36.86 | -18657 | -131 | -382 | 0 | 0 | 0 | 528 | 0 | 0 | 519 | 52 | 335 | 6728 | 3273 | 3218 | 0 | 787 | 81 | 205 | 1290 | 0 | 491 | 1200 | 0 | 462 | 0 | 0 | 0 | 0 | 0 | 0 | 0 | 0 | 0
2040-07-06 | 7 | 37.1 | -19568 | -131 | -491 | 0 | 0 | 0 | 528 | 0 | 0 | 528 | 52 | 335 | 6899 | 3273 | 3662 | 0 | 641 | 694 | 207 | 1301 | 0 | 407 | 1200 | 0 | 462 | 0 | 0 | 0 | 0 | 0 | 0 | 0 | 0 | 0
2040-07-06 | 8 | 37.79 | -21395 | -120 | -600 | 0 | 0 | 0 | 528 | 0 | 0 | 565 | 52 | 335 | 7218 | 3273 | 4051 | 0 | 485 | 2063 | 216 | 1313 | 0 | 354 | 1200 | 0 | 462 | 0 | 0 | 0 | 0 | 0 | 0 | 0 | 0 | 0
2040-07-06 | 9 | 37.19 | -23746 | -99 | -727 | 0 | 0 | 0 | 1162 | 0 | 0 | 558 | 52 | 335 | 7135 | 3273 | 4121 | 0 | 390 | 3986 | 215 | 1364 | 0 | 319 | 1200 | 0 | 462 | 0 | 0 | 0 | 0 | 0 | 0 | 0 | 0 | 0
2040-07-06 | 10 | 31.75 | -26114 | -89 | -854 | 0 | 0 | 0 | 2473 | 0 | 0 | 468 | 52 | 335 | 5308 | 3273 | 4764 | 0 | 341 | 6482 | 215 | 1404 | 0 | 281 | 1200 | 0 | 462 | 0 | 0 | 0 | 0 | 0 | 0 | 0 | 0 | 0
2040-07-06 | 11 | 29.3 | -28034 | -89 | -818 | 0 | 0 | -553 | 3535 | 0 | 0 | 410 | 52 | 335 | 4332 | 3273 | 4930 | 0 | 418 | 8646 | 215 | 1425 | 0 | 262 | 1200 | 0 | 462 | 0 | 0 | 0 | 0 | 0 | 0 | 0 | 0 | 0
2040-07-06 | 12 | 29.3 | -29590 | -99 | -709 | 0 | 0 | -1124 | 4396 | 0 | 0 | 410 | 52 | 335 | 4096 | 3273 | 4693 | 0 | 588 | 10085 | 215 | 1446 | 0 | 271 | 1200 | 0 | 462 | 0 | 0 | 0 | 0 | 0 | 0 | 0 | 0 | 0
2040-07-06 | 13 | 29.3 | -30622 | -105 | -927 | 0 | 0 | -959 | 4962 | 0 | 0 | 410 | 52 | 335 | 4096 | 3273 | 4739 | 0 | 732 | 10399 | 215 | 1463 | 0 | 276 | 1200 | 0 | 462 | 0 | 0 | 0 | 0 | 0 | 0 | 0 | 0 | 0
2040-07-06 | 14 | 29.3 | -31116 | -110 | -909 | 0 | 0 | -782 | 5236 | 0 | 0 | 410 | 52 | 335 | 4096 | 3273 | 5339 | 0 | 735 | 9802 | 215 | 1463 | 0 | 299 | 1200 | 0 | 462 | 0 | 0 | 0 | 0 | 0 | 0 | 0 | 0 | 0
2040-07-06 | 15 | 32.3 | -31200 | -120 | -818 | 0 | 0 | 0 | 5284 | 0 | 0 | 410 | 52 | 335 | 4251 | 3273 | 5555 | 0 | 807 | 8512 | 215 | 1475 | 0 | 308 | 1200 | 0 | 462 | 0 | 0 | 0 | 0 | 0 | 0 | 0 | 0 | 0
2040-07-06 | 16 | 38.38 | -31142 | -131 | -1072 | 0 | 0 | 0 | 5252 | 0 | 0 | 482 | 52 | 335 | 5679 | 3273 | 5987 | 0 | 1131 | 6487 | 215 | 1487 | 0 | 302 | 1200 | 0 | 462 | 0 | 0 | 0 | 0 | 0 | 0 | 0 | 0 | 0
2040-07-06 | 17 | 39.6 | -30197 | -110 | -1381 | 0 | 0 | 434 | 4729 | 0 | 0 | 698 | 52 | 335 | 7246 | 3273 | 6380 | 0 | 1282 | 3579 | 212 | 1490 | 0 | 315 | 1200 | 0 | 462 | 0 | 0 | 0 | 0 | 0 | 0 | 0 | 0 | 0
2040-07-06 | 18 | 39.6 | -28972 | -89 | -1654 | 0 | 0 | 1112 | 4053 | 0 | 0 | 845 | 52 | 335 | 7928 | 3273 | 6629 | 0 | 1240 | 1546 | 215 | 1475 | 0 | 350 | 1200 | 0 | 462 | 0 | 0 | 0 | 0 | 0 | 0 | 0 | 0 | 0
2040-07-06 | 19 | 39.6 | -27794 | -131 | -1581 | 0 | 0 | 983 | 3403 | 0 | 0 | 908 | 52 | 335 | 8326 | 3273 | 6587 | 0 | 1164 | 729 | 215 | 1484 | 0 | 385 | 1200 | 0 | 462 | 0 | 0 | 0 | 0 | 0 | 0 | 0 | 0 | 0
2040-07-06 | 20 | 38.72 | -26771 | -131 | -1109 | 0 | 0 | 0 | 2838 | 0 | 0 | 845 | 52 | 335 | 8678 | 3273 | 6806 | 0 | 1073 | 343 | 215 | 1479 | 0 | 412 | 1200 | 0 | 462 | 0 | 0 | 0 | 0 | 0 | 0 | 0 | 0 | 0
2040-07-06 | 21 | 38.04 | -26081 | -131 | -1018 | 0 | 0 | 0 | 2452 | 0 | 0 | 770 | 52 | 335 | 8347 | 3273 | 6773 | 0 | 1407 | 31 | 215 | 1500 | 0 | 413 | 1200 | 0 | 462 | 0 | 0 | 0 | 0 | 0 | 0 | 0 | 0 | 0
2040-07-06 | 22 | 37.19 | -25123 | -141 | -854 | 0 | 0 | 0 | 1923 | 0 | 0 | 715 | 52 | 335 | 7601 | 3273 | 6943 | 0 | 1437 | 0 | 215 | 1499 | 0 | 463 | 1200 | 0 | 462 | 0 | 0 | 0 | 0 | 0 | 0 | 0 | 0 | 0
2040-07-06 | 23 | 35.52 | -23512 | -141 | -709 | 0 | 0 | 0 | 1030 | 0 | 0 | 558 | 52 | 335 | 6736 | 3273 | 6921 | 0 | 1573 | 0 | 215 | 1491 | 0 | 515 | 1200 | 0 | 462 | 0 | 0 | 0 | 0 | 0 | 0 | 0 | 0 | 0
2040-07-06 | 24 | 33.01 | -21636 | -141 | -582 | 0 | 0 | 0 | 528 | 0 | 0 | 472 | 52 | 335 | 5456 | 3273 | 6806 | 0 | 1630 | 0 | 217 | 1469 | 0 | 459 | 1200 | 0 | 462 | 0 | 0 | 0 | 0 | 0 | 0 | 0 | 0 | 0
2040-07-07 | 1 | 23.82 | -20055 | -141 | -672 | 0 | -249 | -1035 | 1749 | 0 | 0 | 410 | 52 | 227 | 4162 | 3273 | 6458 | 0 | 1556 | 0 | 215 | 1428 | 0 | 961 | 1200 | 0 | 462 | 0 | 0 | 0 | 0 | 0 | 0 | 0 | 0 | 0
2040-07-07 | 2 | 23.82 | -18989 | -141 | -582 | 0 | 0 | -1254 | 1020 | 0 | 0 | 410 | 52 | 211 | 3802 | 3273 | 6516 | 0 | 1439 | 0 | 215 | 1389 | 0 | 977 | 1200 | 0 | 462 | 0 | 0 | 0 | 0 | 0 | 0 | 0 | 0 | 0
2040-07-07 | 3 | 23.82 | -18250 | -157 | -527 | 0 | 0 | -849 | 528 | 0 | 0 | 410 | 52 | 211 | 3667 | 3273 | 6078 | 0 | 1348 | 0 | 215 | 1353 | 0 | 986 | 1200 | 0 | 462 | 0 | 0 | 0 | 0 | 0 | 0 | 0 | 0 | 0
2040-07-07 | 4 | 24.22 | -17760 | -167 | -472 | 0 | 0 | 0 | 528 | 0 | 0 | 410 | 52 | 318 | 3663 | 3273 | 5014 | 0 | 1425 | 0 | 211 | 1317 | 0 | 527 | 1200 | 0 | 462 | 0 | 0 | 0 | 0 | 0 | 0 | 0 | 0 | 0
2040-07-07 | 5 | 32.2 | -17467 | -167 | -472 | 0 | 0 | 599 | 528 | 0 | 0 | 411 | 52 | 335 | 4156 | 3273 | 3629 | 0 | 1431 | 0 | 207 | 1299 | 0 | 525 | 1200 | 0 | 462 | 0 | 0 | 0 | 0 | 0 | 0 | 0 | 0 | 0
2040-07-07 | 6 | 32.2 | -17225 | -188 | -491 | 0 | 0 | 430 | 528 | 0 | 0 | 411 | 52 | 335 | 4117 | 3273 | 3602 | 0 | 1429 | 79 | 205 | 1290 | 0 | 491 | 1200 | 0 | 462 | 0 | 0 | 0 | 0 | 0 | 0 | 0 | 0 | 0
2040-07-07 | 7 | 23.82 | -17503 | -225 | -545 | 0 | 0 | -448 | 528 | 0 | 0 | 410 | 52 | 227 | 3185 | 3273 | 5524 | 0 | 1245 | 700 | 207 | 1301 | 0 | 407 | 1200 | 0 | 462 | 0 | 0 | 0 | 0 | 0 | 0 | 0 | 0 | 0
2040-07-07 | 8 | 23.82 | -18292 | -225 | -636 | 0 | 0 | -514 | 544 | 0 | 0 | 410 | 52 | 211 | 1695 | 3273 | 6839 | 0 | 1019 | 2079 | 216 | 1313 | 0 | 354 | 1200 | 0 | 462 | 0 | 0 | 0 | 0 | 0 | 0 | 0 | 0 | 0
2040-07-07 | 9 | 23.82 | -19555 | -204 | -763 | 0 | -140 | -1255 | 1406 | 0 | 0 | 410 | 52 | 209 | 820 | 3273 | 6842 | 0 | 877 | 4469 | 215 | 1364 | 0 | 319 | 1200 | 0 | 462 | 0 | 0 | 0 | 0 | 0 | 0 | 0 | 0 | 0
2040-07-07 | 10 | 23.82 | -20821 | -188 | -909 | 0 | -1382 | -1859 | 2272 | 0 | 0 | 410 | 52 | 209 | 675 | 3273 | 6466 | 0 | 873 | 7369 | 215 | 1404 | 0 | 281 | 1200 | 0 | 462 | 0 | 0 | 0 | 0 | 0 | 0 | 0 | 0 | 0
2040-07-07 | 11 | 22.15 | -22025 | -157 | -818 | -128 | -2000 | -1859 | 3096 | 0 | 0 | 410 | 52 | 157 | 0 | 3273 | 5478 | 0 | 832 | 10124 | 215 | 1425 | 0 | 262 | 1200 | 0 | 462 | 0 | 0 | 0 | 0 | 0 | 0 | 0 | 0 | 0
2040-07-07 | 12 | 22.15 | -22891 | -141 | -909 | -899 | -2000 | -1859 | 3688 | 0 | 0 | 410 | 52 | 157 | 0 | 3273 | 4725 | 0 | 1021 | 11779 | 215 | 1446 | 0 | 271 | 1200 | 0 | 462 | 0 | 0 | 0 | 0 | 0 | 0 | 0 | 0 | 0
2040-07-07 | 13 | 22.15 | -23525 | -131 | -981 | -211 | -2000 | -1859 | 4122 | 0 | 0 | 410 | 52 | 157 | 0 | 3273 | 3543 | 0 | 936 | 12599 | 215 | 1463 | 0 | 276 | 1200 | 0 | 462 | 0 | 0 | 0 | 0 | 0 | 0 | 0 | 0 | 0
2040-07-07 | 14 | 23.82 | -23901 | -120 | -1018 | 0 | -1380 | -1859 | 4380 | 0 | 0 | 410 | 52 | 209 | 0 | 3273 | 3086 | 0 | 830 | 12399 | 215 | 1463 | 0 | 299 | 1200 | 0 | 462 | 0 | 0 | 0 | 0 | 0 | 0 | 0 | 0 | 0
2040-07-07 | 15 | 23.82 | -24141 | -105 | -1054 | 0 | 0 | -1609 | 4544 | 0 | 0 | 410 | 52 | 211 | 0 | 3273 | 2506 | 0 | 671 | 11582 | 215 | 1475 | 0 | 308 | 1200 | 0 | 462 | 0 | 0 | 0 | 0 | 0 | 0 | 0 | 0 | 0
2040-07-07 | 16 | 23.82 | -24479 | -105 | -999 | 0 | 0 | -161 | 4771 | 0 | 0 | 410 | 52 | 227 | 580 | 3273 | 2038 | 0 | 990 | 9737 | 215 | 1487 | 0 | 302 | 1200 | 0 | 462 | 0 | 0 | 0 | 0 | 0 | 0 | 0 | 0 | 0
2040-07-07 | 17 | 33.08 | -24914 | -105 | -999 | 0 | 0 | 294 | 5073 | 0 | 0 | 410 | 52 | 335 | 2861 | 3273 | 1614 | 0 | 975 | 7453 | 212 | 1490 | 0 | 315 | 1200 | 0 | 462 | 0 | 0 | 0 | 0 | 0 | 0 | 0 | 0 | 0
2040-07-07 | 18 | 33.08 | -25226 | -105 | -1018 | 0 | 0 | 698 | 5284 | 0 | 0 | 483 | 52 | 335 | 5569 | 3273 | 1316 | 0 | 1132 | 4505 | 215 | 1475 | 0 | 350 | 1200 | 0 | 462 | 0 | 0 | 0 | 0 | 0 | 0 | 0 | 0 | 0
2040-07-07 | 19 | 35.49 | -25014 | -105 | -1054 | 6 | 844 | 1468 | 5141 | 0 | 0 | 845 | 52 | 335 | 6352 | 3273 | 837 | 0 | 1237 | 2038 | 215 | 1484 | 0 | 385 | 1200 | 0 | 462 | 0 | 0 | 0 | 0 | 0 | 0 | 0 | 0 | 0
2040-07-07 | 20 | 35.49 | -24154 | -110 | -981 | 471 | 1601 | 1744 | 4550 | 0 | 0 | 977 | 52 | 335 | 6352 | 3273 | 511 | 0 | 981 | 631 | 215 | 1479 | 0 | 412 | 1200 | 0 | 462 | 0 | 0 | 0 | 0 | 0 | 0 | 0 | 0 | 0
2040-07-07 | 21 | 35.49 | -23309 | -131 | -927 | 367 | 1608 | 1744 | 3974 | 0 | 0 | 974 | 52 | 335 | 6352 | 3273 | 590 | 0 | 1258 | 51 | 215 | 1500 | 0 | 413 | 1200 | 0 | 462 | 0 | 0 | 0 | 0 | 0 | 0 | 0 | 0 | 0
2040-07-07 | 22 | 35.49 | -22414 | -188 | -836 | 174 | 1619 | 1744 | 3361 | 0 | 0 | 974 | 52 | 335 | 6349 | 3273 | 459 | 0 | 1260 | 0 | 215 | 1499 | 0 | 463 | 1200 | 0 | 462 | 0 | 0 | 0 | 0 | 0 | 0 | 0 | 0 | 0
2040-07-07 | 23 | 35.49 | -20527 | -204 | -836 | 1 | 1266 | 1743 | 2071 | 0 | 0 | 933 | 52 | 335 | 6328 | 3273 | 346 | 0 | 1336 | 0 | 215 | 1491 | 0 | 515 | 1200 | 0 | 462 | 0 | 0 | 0 | 0 | 0 | 0 | 0 | 0 | 0
2040-07-07 | 24 | 35.49 | -18533 | -225 | -763 | 46 | 932 | 1686 | 708 | 0 | 0 | 867 | 52 | 335 | 6328 | 3273 | 230 | 0 | 1256 | 0 | 217 | 1469 | 0 | 459 | 1200 | 0 | 462 | 0 | 0 | 0 | 0 | 0 | 0 | 0 | 0 | 0
2040-07-08 | 1 | 36.77 | -17059 | -288 | -672 | 0 | 0 | 0 | 528 | 0 | 0 | 770 | 52 | 335 | 7488 | 3273 | 116 | 0 | 1190 | 0 | 215 | 1428 | 0 | 961 | 1200 | 0 | 462 | 0 | 0 | 0 | 0 | 0 | 0 | 0 | 0 | 0
2040-07-08 | 2 | 35.41 | -16110 | -267 | -582 | 0 | 0 | 0 | 528 | 0 | 0 | 622 | 52 | 335 | 6682 | 3273 | 81 | 0 | 1143 | 0 | 215 | 1389 | 0 | 977 | 1200 | 0 | 462 | 0 | 0 | 0 | 0 | 0 | 0 | 0 | 0 | 0
2040-07-08 | 3 | 34.68 | -15514 | -314 | -527 | 0 | 0 | 0 | 528 | 0 | 0 | 544 | 52 | 335 | 6294 | 3273 | 34 | 0 | 1079 | 0 | 215 | 1353 | 0 | 986 | 1200 | 0 | 462 | 0 | 0 | 0 | 0 | 0 | 0 | 0 | 0 | 0
2040-07-08 | 4 | 35.62 | -15210 | -366 | -472 | 0 | 0 | 0 | 528 | 0 | 0 | 558 | 52 | 335 | 6823 | 3273 | 24 | 0 | 738 | 0 | 211 | 1317 | 0 | 527 | 1200 | 0 | 462 | 0 | 0 | 0 | 0 | 0 | 0 | 0 | 0 | 0
2040-07-08 | 5 | 36.05 | -15395 | -397 | -472 | 0 | 0 | 0 | 528 | 0 | 0 | 622 | 52 | 335 | 7131 | 3273 | 40 | 0 | 591 | 0 | 207 | 1299 | 0 | 525 | 1200 | 0 | 462 | 0 | 0 | 0 | 0 | 0 | 0 | 0 | 0 | 0
2040-07-08 | 6 | 37.27 | -16223 | -366 | -491 | 0 | 0 | 0 | 528 | 0 | 0 | 715 | 52 | 335 | 7829 | 3273 | 96 | 0 | 522 | 82 | 205 | 1290 | 0 | 491 | 1200 | 0 | 462 | 0 | 0 | 0 | 0 | 0 | 0 | 0 | 0 | 0
2040-07-08 | 7 | 38.72 | -18042 | -366 | -545 | 0 | 0 | 0 | 528 | 0 | 0 | 845 | 52 | 335 | 8933 | 3273 | 223 | 0 | 464 | 723 | 207 | 1301 | 0 | 407 | 1200 | 0 | 462 | 0 | 0 | 0 | 0 | 0 | 0 | 0 | 0 | 0
2040-07-08 | 8 | 39.04 | -19898 | -314 | -636 | 0 | 0 | 0 | 824 | 0 | 0 | 886 | 52 | 335 | 9300 | 3273 | 216 | 0 | 452 | 1964 | 216 | 1313 | 0 | 354 | 1200 | 0 | 462 | 0 | 0 | 0 | 0 | 0 | 0 | 0 | 0 | 0
2040-07-08 | 9 | 37.52 | -21139 | -246 | -763 | 0 | 0 | 0 | 1617 | 0 | 0 | 732 | 52 | 335 | 8143 | 3273 | 190 | 0 | 346 | 3900 | 215 | 1364 | 0 | 319 | 1200 | 0 | 462 | 0 | 0 | 0 | 0 | 0 | 0 | 0 | 0 | 0
2040-07-08 | 10 | 36.05 | -22215 | -225 | -909 | 0 | 0 | 0 | 2309 | 0 | 0 | 558 | 52 | 335 | 7025 | 3273 | 176 | 0 | 223 | 5836 | 215 | 1404 | 0 | 281 | 1200 | 0 | 462 | 0 | 0 | 0 | 0 | 0 | 0 | 0 | 0 | 0
2040-07-08 | 11 | 32.2 | -23103 | -167 | -818 | 0 | 0 | 0 | 2880 | 0 | 0 | 468 | 52 | 335 | 5499 | 3273 | 160 | 0 | 173 | 7685 | 215 | 1425 | 0 | 262 | 1200 | 0 | 462 | 0 | 0 | 0 | 0 | 0 | 0 | 0 | 0 | 0
2040-07-08 | 12 | 30.69 | -23774 | -157 | -909 | 0 | 0 | -1094 | 3313 | 0 | 0 | 410 | 52 | 335 | 4807 | 3273 | 104 | 0 | 214 | 9832 | 215 | 1446 | 0 | 271 | 1200 | 0 | 462 | 0 | 0 | 0 | 0 | 0 | 0 | 0 | 0 | 0
2040-07-08 | 13 | 30.09 | -24423 | -131 | -981 | 0 | -958 | -1859 | 3731 | 0 | 0 | 410 | 52 | 335 | 4590 | 3273 | 65 | 0 | 277 | 12004 | 215 | 1463 | 0 | 276 | 1200 | 0 | 462 | 0 | 0 | 0 | 0 | 0 | 0 | 0 | 0 | 0
2040-07-08 | 14 | 30.09 | -25283 | -120 | -1018 | 0 | -1080 | -1859 | 4285 | 0 | 0 | 410 | 52 | 335 | 4391 | 3273 | 67 | 0 | 350 | 12557 | 215 | 1463 | 0 | 299 | 1200 | 0 | 462 | 0 | 0 | 0 | 0 | 0 | 0 | 0 | 0 | 0
2040-07-08 | 15 | 30.09 | -25873 | -105 | -1054 | 0 | -27 | -1859 | 4660 | 0 | 0 | 410 | 52 | 335 | 4383 | 3273 | 51 | 0 | 428 | 11666 | 215 | 1475 | 0 | 308 | 1200 | 0 | 462 | 0 | 0 | 0 | 0 | 0 | 0 | 0 | 0 | 0
2040-07-08 | 16 | 30.69 | -26323 | -105 | -999 | 0 | 0 | -482 | 4951 | 0 | 0 | 410 | 52 | 335 | 4383 | 3273 | 40 | 0 | 601 | 10199 | 215 | 1487 | 0 | 302 | 1200 | 0 | 462 | 0 | 0 | 0 | 0 | 0 | 0 | 0 | 0 | 0
2040-07-08 | 17 | 37.89 | -26709 | -99 | -999 | 0 | 0 | 0 | 5199 | 0 | 0 | 483 | 52 | 335 | 6020 | 3273 | 54 | 0 | 1079 | 7634 | 212 | 1490 | 0 | 315 | 1200 | 0 | 462 | 0 | 0 | 0 | 0 | 0 | 0 | 0 | 0 | 0
2040-07-08 | 18 | 41.48 | -26840 | -99 | -1018 | 0 | 0 | 598 | 5284 | 0 | 0 | 845 | 52 | 335 | 8097 | 3273 | 79 | 0 | 1123 | 4569 | 215 | 1475 | 0 | 350 | 1200 | 0 | 462 | 0 | 0 | 0 | 0 | 0 | 0 | 0 | 0 | 0
2040-07-08 | 19 | 41.48 | -26459 | -99 | -1054 | 0 | 736 | 1265 | 5041 | 0 | 0 | 977 | 52 | 335 | 8724 | 3273 | 103 | 0 | 1306 | 2055 | 215 | 1484 | 0 | 385 | 1200 | 0 | 462 | 0 | 0 | 0 | 0 | 0 | 0 | 0 | 0 | 0
2040-07-08 | 20 | 41.48 | -25502 | -105 | -981 | 0 | 269 | 1549 | 4423 | 0 | 0 | 1164 | 52 | 335 | 9674 | 3273 | 113 | 0 | 1335 | 633 | 215 | 1479 | 0 | 412 | 1200 | 0 | 462 | 0 | 0 | 0 | 0 | 0 | 0 | 0 | 0 | 0
2040-07-08 | 21 | 41.48 | -24466 | -120 | -927 | 0 | 495 | 1351 | 3757 | 0 | 0 | 1199 | 52 | 335 | 9674 | 3273 | 86 | 0 | 1450 | 51 | 215 | 1500 | 0 | 413 | 1200 | 0 | 462 | 0 | 0 | 0 | 0 | 0 | 0 | 0 | 0 | 0
2040-07-08 | 22 | 41.48 | -23200 | -167 | -836 | 0 | 275 | 531 | 2943 | 0 | 0 | 1006 | 52 | 335 | 10410 | 3273 | 118 | 0 | 1420 | 0 | 215 | 1499 | 0 | 463 | 1200 | 0 | 462 | 0 | 0 | 0 | 0 | 0 | 0 | 0 | 0 | 0
2040-07-08 | 23 | 41.3 | -21033 | -188 | -836 | 0 | 0 | 0 | 1553 | 0 | 0 | 977 | 52 | 335 | 10396 | 3273 | 173 | 0 | 1415 | 0 | 215 | 1491 | 0 | 515 | 1200 | 0 | 462 | 0 | 0 | 0 | 0 | 0 | 0 | 0 | 0 | 0
2040-07-08 | 24 | 38.8 | -18903 | -225 | -763 | 0 | 0 | 0 | 528 | 0 | 0 | 886 | 52 | 335 | 9138 | 3273 | 203 | 0 | 1669 | 0 | 217 | 1469 | 0 | 459 | 1200 | 0 | 462 | 0 | 0 | 0 | 0 | 0 | 0 | 0 | 0 | 0
2040-07-09 | 1 | 35.68 | -17348 | -267 | -509 | 0 | 0 | 0 | 528 | 0 | 0 | 671 | 52 | 335 | 7057 | 3273 | 260 | 0 | 1681 | 0 | 215 | 1428 | 0 | 961 | 1200 | 0 | 462 | 0 | 0 | 0 | 0 | 0 | 0 | 0 | 0 | 0
2040-07-09 | 2 | 33.86 | -16344 | -288 | -454 | 0 | 0 | 0 | 528 | 0 | 0 | 483 | 52 | 335 | 6075 | 3273 | 439 | 0 | 1658 | 0 | 215 | 1389 | 0 | 977 | 1200 | 0 | 462 | 0 | 0 | 0 | 0 | 0 | 0 | 0 | 0 | 0
2040-07-09 | 3 | 32.2 | -15709 | -314 | -400 | 0 | 0 | 0 | 528 | 0 | 0 | 482 | 52 | 335 | 5333 | 3273 | 573 | 0 | 1630 | 0 | 215 | 1353 | 0 | 986 | 1200 | 0 | 462 | 0 | 0 | 0 | 0 | 0 | 0 | 0 | 0 | 0
2040-07-09 | 4 | 32.2 | -15398 | -340 | -382 | 0 | 0 | 0 | 528 | 0 | 0 | 468 | 52 | 335 | 5427 | 3273 | 703 | 0 | 1617 | 0 | 211 | 1317 | 0 | 527 | 1200 | 0 | 462 | 0 | 0 | 0 | 0 | 0 | 0 | 0 | 0 | 0
2040-07-09 | 5 | 32.34 | -15571 | -366 | -363 | 0 | 0 | 0 | 528 | 0 | 0 | 468 | 52 | 335 | 5536 | 3273 | 839 | 0 | 1577 | 0 | 207 | 1299 | 0 | 525 | 1200 | 0 | 462 | 0 | 0 | 0 | 0 | 0 | 0 | 0 | 0 | 0
2040-07-09 | 6 | 35.52 | -16365 | -397 | -382 | 0 | 0 | 0 | 528 | 0 | 0 | 483 | 52 | 335 | 6216 | 3273 | 1022 | 0 | 1499 | 87 | 205 | 1290 | 0 | 491 | 1200 | 0 | 462 | 0 | 0 | 0 | 0 | 0 | 0 | 0 | 0 | 0
2040-07-09 | 7 | 37.52 | -18271 | -366 | -491 | 0 | 0 | 0 | 528 | 0 | 0 | 622 | 52 | 335 | 7427 | 3273 | 1062 | 0 | 1469 | 783 | 207 | 1301 | 0 | 407 | 1200 | 0 | 462 | 0 | 0 | 0 | 0 | 0 | 0 | 0 | 0 | 0
2040-07-09 | 8 | 38.06 | -20345 | -267 | -600 | 0 | 0 | 0 | 528 | 0 | 0 | 770 | 52 | 335 | 8222 | 3273 | 1033 | 0 | 1057 | 2396 | 216 | 1313 | 0 | 354 | 1200 | 0 | 462 | 0 | 0 | 0 | 0 | 0 | 0 | 0 | 0 | 0
2040-07-09 | 9 | 36.77 | -21886 | -188 | -727 | 0 | 0 | 0 | 919 | 0 | 0 | 622 | 52 | 335 | 7276 | 3273 | 914 | 0 | 827 | 5023 | 215 | 1364 | 0 | 319 | 1200 | 0 | 462 | 0 | 0 | 0 | 0 | 0 | 0 | 0 | 0 | 0
2040-07-09 | 10 | 30.94 | -23306 | -131 | -854 | 0 | 0 | -73 | 1760 | 0 | 0 | 418 | 52 | 335 | 5238 | 3273 | 689 | 0 | 942 | 8095 | 215 | 1404 | 0 | 281 | 1200 | 0 | 462 | 0 | 0 | 0 | 0 | 0 | 0 | 0 | 0 | 0
2040-07-09 | 11 | 30.38 | -24757 | -105 | -818 | 0 | -61 | -1859 | 2616 | 0 | 0 | 410 | 52 | 335 | 4845 | 3273 | 506 | 0 | 1429 | 10571 | 215 | 1425 | 0 | 262 | 1200 | 0 | 462 | 0 | 0 | 0 | 0 | 0 | 0 | 0 | 0 | 0
2040-07-09 | 12 | 30.38 | -25961 | -89 | -709 | 0 | -1310 | -1859 | 3324 | 0 | 0 | 410 | 52 | 335 | 4845 | 3273 | 314 | 0 | 1569 | 12213 | 215 | 1446 | 0 | 271 | 1200 | 0 | 462 | 0 | 0 | 0 | 0 | 0 | 0 | 0 | 0 | 0
2040-07-09 | 13 | 30.38 | -26909 | -89 | -927 | 0 | -775 | -1859 | 3878 | 0 | 0 | 410 | 52 | 335 | 4641 | 3273 | 153 | 0 | 1670 | 12531 | 215 | 1463 | 0 | 276 | 1200 | 0 | 462 | 0 | 0 | 0 | 0 | 0 | 0 | 0 | 0 | 0
2040-07-09 | 14 | 30.38 | -27830 | -89 | -909 | 0 | -635 | -1859 | 4423 | 0 | 0 | 410 | 52 | 335 | 4641 | 3273 | 91 | 0 | 1692 | 12767 | 215 | 1463 | 0 | 299 | 1200 | 0 | 462 | 0 | 0 | 0 | 0 | 0 | 0 | 0 | 0 | 0
2040-07-09 | 15 | 30.94 | -28476 | -94 | -818 | 0 | 0 | -1376 | 4803 | 0 | 0 | 410 | 52 | 335 | 4727 | 3273 | 17 | 0 | 1667 | 11821 | 215 | 1475 | 0 | 308 | 1200 | 0 | 462 | 0 | 0 | 0 | 0 | 0 | 0 | 0 | 0 | 0
2040-07-09 | 16 | 35.67 | -28909 | -94 | -1072 | 0 | 0 | 0 | 5057 | 0 | 0 | 482 | 52 | 335 | 5699 | 3273 | 35 | 0 | 1660 | 9816 | 215 | 1487 | 0 | 302 | 1200 | 0 | 462 | 0 | 0 | 0 | 0 | 0 | 0 | 0 | 0 | 0
2040-07-09 | 17 | 41.82 | -29271 | -94 | -1381 | 0 | 0 | 17 | 5273 | 0 | 0 | 770 | 52 | 335 | 8314 | 3273 | 165 | 0 | 1634 | 7234 | 212 | 1490 | 0 | 315 | 1200 | 0 | 462 | 0 | 0 | 0 | 0 | 0 | 0 | 0 | 0 | 0
2040-07-09 | 18 | 41.82 | -29291 | -99 | -1654 | 0 | 281 | 1549 | 5284 | 0 | 0 | 977 | 52 | 335 | 9270 | 3273 | 462 | 0 | 1558 | 4301 | 215 | 1475 | 0 | 350 | 1200 | 0 | 462 | 0 | 0 | 0 | 0 | 0 | 0 | 0 | 0 | 0
2040-07-09 | 19 | 41.82 | -28748 | -94 | -1581 | 0 | 917 | 1549 | 4962 | 0 | 0 | 1269 | 52 | 335 | 9934 | 3273 | 914 | 0 | 1451 | 2021 | 215 | 1484 | 0 | 385 | 1200 | 0 | 462 | 0 | 0 | 0 | 0 | 0 | 0 | 0 | 0 | 0
2040-07-09 | 20 | 41.82 | -27574 | -89 | -1109 | 0 | 767 | 1549 | 4275 | 0 | 0 | 1269 | 52 | 335 | 10205 | 3273 | 1449 | 0 | 1190 | 639 | 215 | 1479 | 0 | 412 | 1200 | 0 | 462 | 0 | 0 | 0 | 0 | 0 | 0 | 0 | 0 | 0
2040-07-09 | 21 | 41.82 | -26479 | -89 | -1018 | 0 | 223 | 1549 | 3630 | 0 | 0 | 1269 | 52 | 335 | 10205 | 3273 | 1937 | 0 | 1278 | 46 | 215 | 1500 | 0 | 413 | 1200 | 0 | 462 | 0 | 0 | 0 | 0 | 0 | 0 | 0 | 0 | 0
2040-07-09 | 22 | 41.82 | -25129 | -110 | -854 | 0 | 203 | 361 | 2832 | 0 | 0 | 1086 | 52 | 335 | 10675 | 3273 | 2248 | 0 | 1189 | 0 | 215 | 1499 | 0 | 463 | 1200 | 0 | 462 | 0 | 0 | 0 | 0 | 0 | 0 | 0 | 0 | 0
2040-07-09 | 23 | 40.12 | -22657 | -131 | -709 | 0 | 0 | 0 | 1379 | 0 | 0 | 974 | 52 | 335 | 9860 | 3273 | 2545 | 0 | 1196 | 0 | 215 | 1491 | 0 | 515 | 1200 | 0 | 462 | 0 | 0 | 0 | 0 | 0 | 0 | 0 | 0 | 0
2040-07-09 | 24 | 37.24 | -20281 | -141 | -582 | 0 | 0 | 0 | 528 | 0 | 0 | 747 | 52 | 335 | 7918 | 3273 | 3001 | 0 | 1343 | 0 | 217 | 1469 | 0 | 459 | 1200 | 0 | 462 | 0 | 0 | 0 | 0 | 0 | 0 | 0 | 0 | 0
2040-07-10 | 1 | 35.29 | -18564 | -188 | -509 | 0 | -435 | -951 | 528 | 0 | 0 | 482 | 52 | 335 | 6679 | 3273 | 3802 | 0 | 1230 | 0 | 215 | 1428 | 0 | 961 | 1200 | 0 | 462 | 0 | 0 | 0 | 0 | 0 | 0 | 0 | 0 | 0
2040-07-10 | 2 | 35.29 | -17401 | -225 | -454 | 0 | -2000 | -1237 | 528 | 0 | 0 | 410 | 52 | 335 | 6627 | 3273 | 4712 | 0 | 1137 | 0 | 215 | 1389 | 0 | 977 | 1200 | 0 | 462 | 0 | 0 | 0 | 0 | 0 | 0 | 0 | 0 | 0
2040-07-10 | 3 | 35.29 | -16651 | -246 | -400 | 0 | -1826 | -1859 | 528 | 0 | 0 | 410 | 52 | 335 | 6627 | 3273 | 4500 | 0 | 1041 | 0 | 215 | 1353 | 0 | 986 | 1200 | 0 | 462 | 0 | 0 | 0 | 0 | 0 | 0 | 0 | 0 | 0
2040-07-10 | 4 | 35.29 | -16262 | -267 | -382 | 0 | -1040 | -1831 | 528 | 0 | 0 | 410 | 52 | 335 | 6587 | 3273 | 4145 | 0 | 735 | 0 | 211 | 1317 | 0 | 527 | 1200 | 0 | 462 | 0 | 0 | 0 | 0 | 0 | 0 | 0 | 0 | 0
2040-07-10 | 5 | 35.29 | -16353 | -267 | -363 | 0 | -1219 | -955 | 528 | 0 | 0 | 411 | 52 | 335 | 6587 | 3273 | 3803 | 0 | 475 | 0 | 207 | 1299 | 0 | 525 | 1200 | 0 | 462 | 0 | 0 | 0 | 0 | 0 | 0 | 0 | 0 | 0
2040-07-10 | 6 | 35.29 | -17113 | -288 | -382 | 0 | -150 | -137 | 528 | 0 | 0 | 483 | 52 | 335 | 6587 | 3273 | 2639 | 0 | 437 | 88 | 205 | 1290 | 0 | 491 | 1200 | 0 | 462 | 0 | 0 | 0 | 0 | 0 | 0 | 0 | 0 | 0
2040-07-10 | 7 | 37.79 | -18939 | -288 | -491 | 0 | 0 | 0 | 528 | 0 | 0 | 770 | 52 | 335 | 8243 | 3273 | 1848 | 0 | 283 | 809 | 207 | 1301 | 0 | 407 | 1200 | 0 | 462 | 0 | 0 | 0 | 0 | 0 | 0 | 0 | 0 | 0
2040-07-10 | 8 | 39.44 | -21019 | -225 | -600 | 0 | 0 | 0 | 528 | 0 | 0 | 886 | 52 | 335 | 9444 | 3273 | 1306 | 0 | 173 | 2301 | 216 | 1313 | 0 | 354 | 1200 | 0 | 462 | 0 | 0 | 0 | 0 | 0 | 0 | 0 | 0 | 0
2040-07-10 | 9 | 38.93 | -22707 | -167 | -727 | 0 | 0 | 0 | 824 | 0 | 0 | 877 | 52 | 335 | 9240 | 3273 | 791 | 0 | 54 | 4595 | 215 | 1364 | 0 | 319 | 1200 | 0 | 462 | 0 | 0 | 0 | 0 | 0 | 0 | 0 | 0 | 0
2040-07-10 | 10 | 37.27 | -24373 | -120 | -854 | 0 | 0 | 0 | 1760 | 0 | 0 | 721 | 52 | 335 | 8012 | 3273 | 348 | 0 | 30 | 7256 | 215 | 1404 | 0 | 281 | 1200 | 0 | 462 | 0 | 0 | 0 | 0 | 0 | 0 | 0 | 0 | 0
2040-07-10 | 11 | 35.29 | -26103 | -94 | -818 | 0 | -57 | -20 | 2737 | 0 | 0 | 483 | 52 | 335 | 6534 | 3273 | 145 | 0 | 43 | 9927 | 215 | 1425 | 0 | 262 | 1200 | 0 | 462 | 0 | 0 | 0 | 0 | 0 | 0 | 0 | 0 | 0
2040-07-10 | 12 | 35.29 | -27576 | -89 | -709 | 0 | -807 | -594 | 3567 | 0 | 0 | 423 | 52 | 335 | 6534 | 3273 | 52 | 0 | 63 | 11882 | 215 | 1446 | 0 | 271 | 1200 | 0 | 462 | 0 | 0 | 0 | 0 | 0 | 0 | 0 | 0 | 0
2040-07-10 | 13 | 35.29 | -28759 | -89 | -927 | 0 | -1410 | -54 | 4232 | 0 | 0 | 411 | 52 | 335 | 6534 | 3273 | 36 | 0 | 116 | 12633 | 215 | 1463 | 0 | 276 | 1200 | 0 | 462 | 0 | 0 | 0 | 0 | 0 | 0 | 0 | 0 | 0
2040-07-10 | 14 | 35.29 | -29779 | -94 | -909 | 0 | -207 | -558 | 4808 | 0 | 0 | 482 | 52 | 335 | 6534 | 3273 | 21 | 0 | 190 | 12212 | 215 | 1463 | 0 | 299 | 1200 | 0 | 462 | 0 | 0 | 0 | 0 | 0 | 0 | 0 | 0 | 0
2040-07-10 | 15 | 36.47 | -30377 | -99 | -818 | 0 | 0 | 0 | 5147 | 0 | 0 | 622 | 52 | 335 | 7147 | 3273 | 12 | 0 | 125 | 10922 | 215 | 1475 | 0 | 308 | 1200 | 0 | 462 | 0 | 0 | 0 | 0 | 0 | 0 | 0 | 0 | 0
2040-07-10 | 16 | 39.51 | -30582 | -94 | -1072 | 0 | 0 | 0 | 5258 | 0 | 0 | 845 | 52 | 335 | 8731 | 3273 | 30 | 0 | 269 | 9291 | 215 | 1487 | 0 | 302 | 1200 | 0 | 462 | 0 | 0 | 0 | 0 | 0 | 0 | 0 | 0 | 0
2040-07-10 | 17 | 45.53 | -30624 | -94 | -1381 | 0 | 0 | 0 | 5284 | 0 | 0 | 1124 | 52 | 335 | 11399 | 3273 | 83 | 0 | 285 | 6586 | 212 | 1490 | 0 | 315 | 1200 | 0 | 462 | 0 | 0 | 0 | 0 | 0 | 0 | 0 | 0 | 0
2040-07-10 | 18 | 47.69 | -30331 | -89 | -1654 | 0 | 995 | 894 | 5120 | 0 | 0 | 1317 | 52 | 335 | 12087 | 3273 | 208 | 0 | 227 | 3864 | 215 | 1475 | 0 | 350 | 1200 | 0 | 462 | 0 | 0 | 0 | 0 | 0 | 0 | 0 | 0 | 0
2040-07-10 | 19 | 47.69 | -29545 | -89 | -1581 | 0 | 1760 | 1554 | 4676 | 0 | 0 | 1317 | 52 | 335 | 12098 | 3273 | 261 | 0 | 185 | 1959 | 215 | 1484 | 0 | 385 | 1200 | 0 | 462 | 0 | 0 | 0 | 0 | 0 | 0 | 0 | 0 | 0
2040-07-10 | 20 | 47.69 | -28401 | -89 | -1109 | 0 | 1662 | 1273 | 4032 | 0 | 0 | 1317 | 52 | 335 | 12543 | 3273 | 366 | 0 | 392 | 586 | 215 | 1479 | 0 | 412 | 1200 | 0 | 462 | 0 | 0 | 0 | 0 | 0 | 0 | 0 | 0 | 0
2040-07-10 | 21 | 47.69 | -27475 | -99 | -1018 | 0 | 1452 | 1250 | 3509 | 0 | 0 | 1317 | 52 | 335 | 12543 | 3273 | 473 | 0 | 556 | 43 | 215 | 1500 | 0 | 413 | 1200 | 0 | 462 | 0 | 0 | 0 | 0 | 0 | 0 | 0 | 0 | 0
2040-07-10 | 22 | 47.69 | -26265 | -131 | -854 | 0 | 1325 | 761 | 2827 | 0 | 0 | 1317 | 52 | 335 | 12543 | 3273 | 424 | 0 | 554 | 0 | 215 | 1499 | 0 | 463 | 1200 | 0 | 462 | 0 | 0 | 0 | 0 | 0 | 0 | 0 | 0 | 0
2040-07-10 | 23 | 47.68 | -23867 | -141 | -709 | 0 | 675 | 333 | 1480 | 0 | 0 | 1317 | 52 | 335 | 12543 | 3273 | 433 | 0 | 394 | 0 | 215 | 1491 | 0 | 515 | 1200 | 0 | 462 | 0 | 0 | 0 | 0 | 0 | 0 | 0 | 0 | 0
2040-07-10 | 24 | 47.37 | -21480 | -157 | -582 | 0 | 0 | 0 | 528 | 0 | 0 | 1269 | 52 | 335 | 12202 | 3273 | 361 | 0 | 391 | 0 | 217 | 1469 | 0 | 459 | 1200 | 0 | 462 | 0 | 0 | 0 | 0 | 0 | 0 | 0 | 0 | 0
2040-07-11 | 1 | 40.88 | -19731 | -167 | -509 | 0 | 0 | 0 | 528 | 0 | 0 | 977 | 52 | 335 | 10235 | 3273 | 392 | 0 | 349 | 0 | 215 | 1428 | 0 | 961 | 1200 | 0 | 462 | 0 | 0 | 0 | 0 | 0 | 0 | 0 | 0 | 0
2040-07-11 | 2 | 38.83 | -18560 | -188 | -454 | 0 | 0 | 0 | 528 | 0 | 0 | 933 | 52 | 335 | 9144 | 3273 | 368 | 0 | 327 | 0 | 215 | 1389 | 0 | 977 | 1200 | 0 | 462 | 0 | 0 | 0 | 0 | 0 | 0 | 0 | 0 | 0
2040-07-11 | 3 | 37.91 | -17806 | -204 | -400 | 0 | 0 | 0 | 528 | 0 | 0 | 845 | 52 | 335 | 8412 | 3273 | 428 | 0 | 321 | 0 | 215 | 1353 | 0 | 986 | 1200 | 0 | 462 | 0 | 0 | 0 | 0 | 0 | 0 | 0 | 0 | 0
2040-07-11 | 4 | 38.04 | -17408 | -225 | -382 | 0 | 0 | 0 | 528 | 0 | 0 | 789 | 52 | 335 | 8560 | 3273 | 444 | 0 | 316 | 0 | 211 | 1317 | 0 | 527 | 1200 | 0 | 462 | 0 | 0 | 0 | 0 | 0 | 0 | 0 | 0 | 0
2040-07-11 | 5 | 38.04 | -17503 | -225 | -363 | 0 | 0 | 0 | 528 | 0 | 0 | 776 | 52 | 335 | 8553 | 3273 | 506 | 0 | 376 | 0 | 207 | 1299 | 0 | 525 | 1200 | 0 | 462 | 0 | 0 | 0 | 0 | 0 | 0 | 0 | 0 | 0
2040-07-11 | 6 | 38.85 | -18364 | -246 | -382 | 0 | 0 | 0 | 528 | 0 | 0 | 873 | 52 | 335 | 9152 | 3273 | 630 | 0 | 431 | 69 | 205 | 1290 | 0 | 491 | 1200 | 0 | 462 | 0 | 0 | 0 | 0 | 0 | 0 | 0 | 0 | 0
2040-07-11 | 7 | 41.18 | -20194 | -246 | -491 | 0 | 0 | 0 | 528 | 0 | 0 | 974 | 52 | 335 | 10272 | 3273 | 780 | 0 | 421 | 719 | 207 | 1301 | 0 | 407 | 1200 | 0 | 462 | 0 | 0 | 0 | 0 | 0 | 0 | 0 | 0 | 0
2040-07-11 | 8 | 41.48 | -22162 | -204 | -600 | 0 | 0 | 0 | 1062 | 0 | 0 | 977 | 52 | 335 | 10393 | 3273 | 1106 | 0 | 367 | 1856 | 216 | 1313 | 0 | 354 | 1200 | 0 | 462 | 0 | 0 | 0 | 0 | 0 | 0 | 0 | 0 | 0
2040-07-11 | 9 | 39.04 | -23608 | -167 | -727 | 0 | 0 | 0 | 1908 | 0 | 0 | 886 | 52 | 335 | 9319 | 3273 | 1254 | 0 | 345 | 3570 | 215 | 1364 | 0 | 319 | 1200 | 0 | 462 | 0 | 0 | 0 | 0 | 0 | 0 | 0 | 0 | 0
2040-07-11 | 10 | 37.24 | -24990 | -167 | -854 | 0 | 0 | 0 | 2721 | 0 | 0 | 721 | 52 | 335 | 7974 | 3273 | 1202 | 0 | 410 | 5762 | 215 | 1404 | 0 | 281 | 1200 | 0 | 462 | 0 | 0 | 0 | 0 | 0 | 0 | 0 | 0 | 0
2040-07-11 | 11 | 31.49 | -26462 | -141 | -818 | 0 | 0 | 0 | 3588 | 0 | 0 | 425 | 52 | 335 | 5163 | 3273 | 1368 | 0 | 700 | 8954 | 215 | 1425 | 0 | 262 | 1200 | 0 | 462 | 0 | 0 | 0 | 0 | 0 | 0 | 0 | 0 | 0
2040-07-11 | 12 | 29.57 | -27809 | -105 | -709 | 0 | 0 | -672 | 4380 | 0 | 0 | 410 | 52 | 335 | 4639 | 3273 | 1368 | 0 | 775 | 10470 | 215 | 1446 | 0 | 271 | 1200 | 0 | 462 | 0 | 0 | 0 | 0 | 0 | 0 | 0 | 0 | 0
2040-07-11 | 13 | 29.57 | -28711 | -94 | -927 | 0 | 0 | -573 | 4909 | 0 | 0 | 410 | 52 | 335 | 4612 | 3273 | 1584 | 0 | 979 | 10536 | 215 | 1463 | 0 | 276 | 1200 | 0 | 462 | 0 | 0 | 0 | 0 | 0 | 0 | 0 | 0 | 0
2040-07-11 | 14 | 29.57 | -29347 | -89 | -909 | 0 | 0 | -485 | 5284 | 0 | 0 | 410 | 52 | 335 | 4512 | 3273 | 1850 | 0 | 1059 | 10417 | 215 | 1463 | 0 | 299 | 1200 | 0 | 462 | 0 | 0 | 0 | 0 | 0 | 0 | 0 | 0 | 0
2040-07-11 | 15 | 30.53 | -29200 | -89 | -818 | 0 | 0 | 0 | 5199 | 0 | 0 | 411 | 52 | 335 | 4689 | 3273 | 1979 | 0 | 1018 | 9491 | 215 | 1475 | 0 | 308 | 1200 | 0 | 462 | 0 | 0 | 0 | 0 | 0 | 0 | 0 | 0 | 0
2040-07-11 | 16 | 35.67 | -28713 | -89 | -1072 | 0 | 0 | 0 | 4909 | 0 | 0 | 482 | 52 | 335 | 5882 | 3273 | 2168 | 0 | 1078 | 8030 | 215 | 1487 | 0 | 302 | 1200 | 0 | 462 | 0 | 0 | 0 | 0 | 0 | 0 | 0 | 0 | 0
2040-07-11 | 17 | 37.91 | -28380 | -89 | -1381 | 0 | 0 | 0 | 4719 | 0 | 0 | 671 | 52 | 335 | 7588 | 3273 | 2503 | 0 | 1015 | 6016 | 212 | 1490 | 0 | 315 | 1200 | 0 | 462 | 0 | 0 | 0 | 0 | 0 | 0 | 0 | 0 | 0
2040-07-11 | 18 | 39.96 | -27782 | -99 | -1654 | 0 | 0 | 264 | 4365 | 0 | 0 | 845 | 52 | 335 | 8820 | 3273 | 3168 | 0 | 1013 | 3699 | 215 | 1475 | 0 | 350 | 1200 | 0 | 462 | 0 | 0 | 0 | 0 | 0 | 0 | 0 | 0 | 0
2040-07-11 | 19 | 39.96 | -26896 | -110 | -1581 | 0 | 0 | 922 | 3841 | 0 | 0 | 974 | 52 | 335 | 9215 | 3273 | 3506 | 0 | 1050 | 1673 | 215 | 1484 | 0 | 385 | 1200 | 0 | 462 | 0 | 0 | 0 | 0 | 0 | 0 | 0 | 0 | 0
2040-07-11 | 20 | 39.96 | -26043 | -120 | -1109 | 0 | 0 | 95 | 3339 | 0 | 0 | 974 | 52 | 335 | 9792 | 3273 | 4104 | 0 | 1028 | 511 | 215 | 1479 | 0 | 412 | 1200 | 0 | 462 | 0 | 0 | 0 | 0 | 0 | 0 | 0 | 0 | 0
2040-07-11 | 21 | 39.74 | -25542 | -141 | -1018 | 0 | 0 | 0 | 3049 | 0 | 0 | 934 | 52 | 335 | 9710 | 3273 | 4474 | 0 | 1061 | 25 | 215 | 1500 | 0 | 413 | 1200 | 0 | 462 | 0 | 0 | 0 | 0 | 0 | 0 | 0 | 0 | 0
2040-07-11 | 22 | 38.85 | -24473 | -157 | -854 | 0 | 0 | 0 | 2420 | 0 | 0 | 886 | 52 | 335 | 9187 | 3273 | 4552 | 0 | 940 | 0 | 215 | 1499 | 0 | 463 | 1200 | 0 | 462 | 0 | 0 | 0 | 0 | 0 | 0 | 0 | 0 | 0
2040-07-11 | 23 | 37.12 | -22564 | -167 | -709 | 0 | 0 | 0 | 1295 | 0 | 0 | 721 | 52 | 335 | 7722 | 3273 | 5247 | 0 | 913 | 0 | 215 | 1491 | 0 | 515 | 1200 | 0 | 462 | 0 | 0 | 0 | 0 | 0 | 0 | 0 | 0 | 0
2040-07-11 | 24 | 34.83 | -20640 | -167 | -582 | 0 | 0 | 0 | 528 | 0 | 0 | 483 | 52 | 335 | 6363 | 3273 | 5616 | 0 | 933 | 0 | 217 | 1469 | 0 | 459 | 1200 | 0 | 462 | 0 | 0 | 0 | 0 | 0 | 0 | 0 | 0 | 0
2040-07-12 | 1 | 27.58 | -19170 | -188 | -509 | 0 | 0 | -509 | 528 | 0 | 0 | 411 | 52 | 335 | 4753 | 3273 | 5753 | 0 | 1005 | 0 | 215 | 1428 | 0 | 961 | 1200 | 0 | 462 | 0 | 0 | 0 | 0 | 0 | 0 | 0 | 0 | 0
2040-07-12 | 2 | 27.58 | -18205 | -188 | -454 | 0 | 0 | -1421 | 528 | 0 | 0 | 410 | 52 | 335 | 4263 | 3273 | 6240 | 0 | 925 | 0 | 215 | 1389 | 0 | 977 | 1200 | 0 | 462 | 0 | 0 | 0 | 0 | 0 | 0 | 0 | 0 | 0
2040-07-12 | 3 | 26.62 | -17637 | -188 | -400 | 0 | -287 | -1859 | 528 | 0 | 0 | 410 | 52 | 335 | 4131 | 3273 | 6563 | 0 | 864 | 0 | 215 | 1353 | 0 | 986 | 1200 | 0 | 462 | 0 | 0 | 0 | 0 | 0 | 0 | 0 | 0 | 0
2040-07-12 | 4 | 27.58 | -17394 | -204 | -382 | 0 | 0 | -1849 | 528 | 0 | 0 | 410 | 52 | 335 | 4092 | 3273 | 6644 | 0 | 778 | 0 | 211 | 1317 | 0 | 527 | 1200 | 0 | 462 | 0 | 0 | 0 | 0 | 0 | 0 | 0 | 0 | 0
2040-07-12 | 5 | 27.58 | -17621 | -204 | -363 | 0 | 0 | -1794 | 528 | 0 | 0 | 410 | 52 | 335 | 4077 | 3273 | 6813 | 0 | 802 | 0 | 207 | 1299 | 0 | 525 | 1200 | 0 | 462 | 0 | 0 | 0 | 0 | 0 | 0 | 0 | 0 | 0
2040-07-12 | 6 | 27.58 | -18637 | -204 | -382 | 0 | 0 | -1268 | 528 | 0 | 0 | 410 | 52 | 335 | 4104 | 3273 | 7216 | 0 | 895 | 31 | 205 | 1290 | 0 | 491 | 1200 | 0 | 462 | 0 | 0 | 0 | 0 | 0 | 0 | 0 | 0 | 0
2040-07-12 | 7 | 35.62 | -20431 | -204 | -491 | 0 | 0 | 0 | 528 | 0 | 0 | 411 | 52 | 335 | 4819 | 3273 | 6915 | 0 | 849 | 367 | 207 | 1301 | 0 | 407 | 1200 | 0 | 462 | 0 | 0 | 0 | 0 | 0 | 0 | 0 | 0 | 0
2040-07-12 | 8 | 37.12 | -22294 | -188 | -600 | 0 | 0 | 0 | 904 | 0 | 0 | 468 | 52 | 335 | 5621 | 3273 | 7149 | 0 | 632 | 1105 | 216 | 1313 | 0 | 354 | 1200 | 0 | 462 | 0 | 0 | 0 | 0 | 0 | 0 | 0 | 0 | 0
2040-07-12 | 9 | 36.05 | -23760 | -167 | -727 | 0 | 0 | 0 | 1749 | 0 | 0 | 468 | 52 | 335 | 5409 | 3273 | 6967 | 0 | 536 | 2305 | 215 | 1364 | 0 | 319 | 1200 | 0 | 462 | 0 | 0 | 0 | 0 | 0 | 0 | 0 | 0 | 0
2040-07-12 | 10 | 27.58 | -24960 | -141 | -854 | 0 | 0 | -195 | 2441 | 0 | 0 | 410 | 52 | 335 | 4664 | 3273 | 6776 | 0 | 420 | 4218 | 215 | 1404 | 0 | 281 | 1200 | 0 | 462 | 0 | 0 | 0 | 0 | 0 | 0 | 0 | 0 | 0
2040-07-12 | 11 | 27.58 | -26177 | -120 | -818 | 0 | 0 | -1262 | 3144 | 0 | 0 | 410 | 52 | 335 | 4664 | 3273 | 5980 | 0 | 339 | 6617 | 215 | 1425 | 0 | 262 | 1200 | 0 | 462 | 0 | 0 | 0 | 0 | 0 | 0 | 0 | 0 | 0
2040-07-12 | 12 | 27.58 | -27437 | -105 | -709 | 0 | 0 | -1085 | 3873 | 0 | 0 | 410 | 52 | 335 | 4637 | 3273 | 4677 | 0 | 329 | 8156 | 215 | 1446 | 0 | 271 | 1200 | 0 | 462 | 0 | 0 | 0 | 0 | 0 | 0 | 0 | 0 | 0
2040-07-12 | 13 | 29.97 | -28417 | -89 | -927 | 0 | 0 | 0 | 4439 | 0 | 0 | 411 | 52 | 335 | 4658 | 3273 | 2768 | 0 | 294 | 9588 | 215 | 1463 | 0 | 276 | 1200 | 0 | 462 | 0 | 0 | 0 | 0 | 0 | 0 | 0 | 0 | 0
2040-07-12 | 14 | 29.9 | -29409 | -89 | -909 | 0 | 0 | 0 | 5015 | 0 | 0 | 411 | 52 | 335 | 4578 | 3273 | 2612 | 0 | 388 | 10105 | 215 | 1463 | 0 | 299 | 1200 | 0 | 462 | 0 | 0 | 0 | 0 | 0 | 0 | 0 | 0 | 0
2040-07-12 | 15 | 32.2 | -29880 | -89 | -818 | 0 | 0 | 0 | 5284 | 0 | 0 | 411 | 52 | 335 | 4967 | 3273 | 3041 | 0 | 393 | 9371 | 215 | 1475 | 0 | 308 | 1200 | 0 | 462 | 0 | 0 | 0 | 0 | 0 | 0 | 0 | 0 | 0
2040-07-12 | 16 | 36.41 | -29798 | -89 | -1072 | 0 | 0 | 0 | 5236 | 0 | 0 | 505 | 52 | 335 | 6707 | 3273 | 3527 | 0 | 316 | 7343 | 215 | 1487 | 0 | 302 | 1200 | 0 | 462 | 0 | 0 | 0 | 0 | 0 | 0 | 0 | 0 | 0
2040-07-12 | 17 | 37.27 | -29492 | -89 | -1381 | 0 | 0 | 308 | 5062 | 0 | 0 | 671 | 52 | 335 | 7212 | 3273 | 4369 | 0 | 306 | 5695 | 212 | 1490 | 0 | 315 | 1200 | 0 | 462 | 0 | 0 | 0 | 0 | 0 | 0 | 0 | 0 | 0
2040-07-12 | 18 | 37.27 | -29150 | -94 | -1654 | 0 | 0 | 987 | 4861 | 0 | 0 | 845 | 52 | 335 | 7765 | 3273 | 4965 | 0 | 275 | 3838 | 215 | 1475 | 0 | 350 | 1200 | 0 | 462 | 0 | 0 | 0 | 0 | 0 | 0 | 0 | 0 | 0
2040-07-12 | 19 | 37.44 | -28234 | -99 | -1581 | 0 | 10 | 1859 | 4333 | 0 | 0 | 934 | 52 | 335 | 7859 | 3273 | 5458 | 0 | 278 | 1778 | 215 | 1484 | 0 | 385 | 1200 | 0 | 462 | 0 | 0 | 0 | 0 | 0 | 0 | 0 | 0 | 0
2040-07-12 | 20 | 37.44 | -26897 | -110 | -1109 | 0 | 106 | 1859 | 3561 | 0 | 0 | 954 | 52 | 335 | 7856 | 3273 | 5441 | 0 | 344 | 568 | 215 | 1479 | 0 | 412 | 1200 | 0 | 462 | 0 | 0 | 0 | 0 | 0 | 0 | 0 | 0 | 0
2040-07-12 | 21 | 37.44 | -25868 | -131 | -1018 | 0 | 131 | 1859 | 2970 | 0 | 0 | 974 | 52 | 335 | 7856 | 3273 | 5066 | 0 | 678 | 33 | 215 | 1500 | 0 | 413 | 1200 | 0 | 462 | 0 | 0 | 0 | 0 | 0 | 0 | 0 | 0 | 0
2040-07-12 | 22 | 37.27 | -24789 | -157 | -854 | 0 | 0 | 1264 | 2346 | 0 | 0 | 886 | 52 | 335 | 7830 | 3273 | 5146 | 0 | 829 | 0 | 215 | 1499 | 0 | 463 | 1200 | 0 | 462 | 0 | 0 | 0 | 0 | 0 | 0 | 0 | 0 | 0
2040-07-12 | 23 | 37.27 | -22888 | -157 | -709 | 0 | 0 | 184 | 1247 | 0 | 0 | 770 | 52 | 335 | 7798 | 3273 | 5328 | 0 | 885 | 0 | 215 | 1491 | 0 | 515 | 1200 | 0 | 462 | 0 | 0 | 0 | 0 | 0 | 0 | 0 | 0 | 0
2040-07-12 | 24 | 36.05 | -20848 | -167 | -582 | 0 | 0 | 0 | 528 | 0 | 0 | 586 | 52 | 335 | 6956 | 3273 | 5038 | 0 | 1022 | 0 | 217 | 1469 | 0 | 459 | 1200 | 0 | 462 | 0 | 0 | 0 | 0 | 0 | 0 | 0 | 0 | 0
2040-07-13 | 1 | 30.53 | -19228 | -188 | -509 | 0 | 0 | 0 | 528 | 0 | 0 | 482 | 52 | 335 | 5224 | 3273 | 4689 | 0 | 1076 | 0 | 215 | 1428 | 0 | 961 | 1200 | 0 | 462 | 0 | 0 | 0 | 0 | 0 | 0 | 0 | 0 | 0
2040-07-13 | 2 | 29.57 | -18096 | -188 | -454 | 0 | 0 | -147 | 528 | 0 | 0 | 468 | 52 | 335 | 4814 | 3273 | 4034 | 0 | 1139 | 0 | 215 | 1389 | 0 | 977 | 1200 | 0 | 462 | 0 | 0 | 0 | 0 | 0 | 0 | 0 | 0 | 0
2040-07-13 | 3 | 29.97 | -17281 | -188 | -400 | 0 | 0 | 0 | 528 | 0 | 0 | 468 | 52 | 335 | 4679 | 3273 | 3068 | 0 | 1249 | 0 | 215 | 1353 | 0 | 986 | 1200 | 0 | 462 | 0 | 0 | 0 | 0 | 0 | 0 | 0 | 0 | 0
2040-07-13 | 4 | 33.6 | -16745 | -204 | -382 | 0 | 0 | 0 | 528 | 0 | 0 | 468 | 52 | 335 | 5251 | 3273 | 2381 | 0 | 1326 | 0 | 211 | 1317 | 0 | 527 | 1200 | 0 | 462 | 0 | 0 | 0 | 0 | 0 | 0 | 0 | 0 | 0
2040-07-13 | 5 | 32.2 | -16510 | -225 | -363 | 0 | 0 | 0 | 528 | 0 | 0 | 468 | 52 | 335 | 5069 | 3273 | 2362 | 0 | 1319 | 0 | 207 | 1299 | 0 | 525 | 1200 | 0 | 462 | 0 | 0 | 0 | 0 | 0 | 0 | 0 | 0 | 0
2040-07-13 | 6 | 34.68 | -16531 | -225 | -382 | 0 | 0 | 0 | 528 | 0 | 0 | 468 | 52 | 335 | 5495 | 3273 | 1956 | 0 | 1311 | 72 | 205 | 1290 | 0 | 491 | 1200 | 0 | 462 | 0 | 0 | 0 | 0 | 0 | 0 | 0 | 0 | 0
2040-07-13 | 7 | 37.89 | -17342 | -246 | -491 | 0 | 0 | 0 | 528 | 0 | 0 | 483 | 52 | 335 | 6499 | 3273 | 1322 | 0 | 1296 | 715 | 207 | 1301 | 0 | 407 | 1200 | 0 | 462 | 0 | 0 | 0 | 0 | 0 | 0 | 0 | 0 | 0
2040-07-13 | 8 | 39.6 | -18887 | -204 | -600 | 0 | 0 | 0 | 528 | 0 | 0 | 558 | 52 | 335 | 7167 | 3273 | 757 | 0 | 1227 | 2248 | 216 | 1313 | 0 | 354 | 1200 | 0 | 462 | 0 | 0 | 0 | 0 | 0 | 0 | 0 | 0 | 0
2040-07-13 | 9 | 36.47 | -20782 | -157 | -727 | 0 | 0 | 0 | 1025 | 0 | 0 | 483 | 52 | 335 | 6428 | 3273 | 509 | 0 | 1092 | 4909 | 215 | 1364 | 0 | 319 | 1200 | 0 | 462 | 0 | 0 | 0 | 0 | 0 | 0 | 0 | 0 | 0
2040-07-13 | 10 | 29.9 | -22550 | -120 | -854 | 0 | 0 | 0 | 2129 | 0 | 0 | 411 | 52 | 335 | 4792 | 3273 | 299 | 0 | 665 | 8007 | 215 | 1404 | 0 | 281 | 1200 | 0 | 462 | 0 | 0 | 0 | 0 | 0 | 0 | 0 | 0 | 0
2040-07-13 | 11 | 29.57 | -24032 | -105 | -818 | 0 | 0 | -1119 | 3059 | 0 | 0 | 410 | 52 | 335 | 4640 | 3273 | 161 | 0 | 458 | 10121 | 215 | 1425 | 0 | 262 | 1200 | 0 | 462 | 0 | 0 | 0 | 0 | 0 | 0 | 0 | 0 | 0
2040-07-13 | 12 | 28.79 | -25153 | -94 | -709 | 0 | -482 | -1859 | 3757 | 0 | 0 | 410 | 52 | 335 | 4640 | 3273 | 174 | 0 | 456 | 11606 | 215 | 1446 | 0 | 271 | 1200 | 0 | 462 | 0 | 0 | 0 | 0 | 0 | 0 | 0 | 0 | 0
2040-07-13 | 13 | 28.79 | -25926 | -89 | -927 | 0 | -185 | -1859 | 4243 | 0 | 0 | 410 | 52 | 335 | 4541 | 3273 | 284 | 0 | 303 | 11929 | 215 | 1463 | 0 | 276 | 1200 | 0 | 462 | 0 | 0 | 0 | 0 | 0 | 0 | 0 | 0 | 0
2040-07-13 | 14 | 28.79 | -26404 | -89 | -909 | 0 | -296 | -1859 | 4539 | 0 | 0 | 410 | 52 | 335 | 4441 | 3273 | 495 | 0 | 255 | 12118 | 215 | 1463 | 0 | 299 | 1200 | 0 | 462 | 0 | 0 | 0 | 0 | 0 | 0 | 0 | 0 | 0
2040-07-13 | 15 | 29.57 | -26824 | -89 | -818 | 0 | 0 | -1476 | 4803 | 0 | 0 | 410 | 52 | 335 | 4376 | 3273 | 762 | 0 | 247 | 11289 | 215 | 1475 | 0 | 308 | 1200 | 0 | 462 | 0 | 0 | 0 | 0 | 0 | 0 | 0 | 0 | 0
2040-07-13 | 16 | 29.9 | -27199 | -89 | -1072 | 0 | 0 | 0 | 5036 | 0 | 0 | 411 | 52 | 335 | 4415 | 3273 | 1116 | 0 | 242 | 9815 | 215 | 1487 | 0 | 302 | 1200 | 0 | 462 | 0 | 0 | 0 | 0 | 0 | 0 | 0 | 0 | 0
2040-07-13 | 17 | 38.02 | -27520 | -89 | -1381 | 0 | 0 | 0 | 5236 | 0 | 0 | 558 | 52 | 335 | 6883 | 3273 | 1537 | 0 | 234 | 7203 | 212 | 1490 | 0 | 315 | 1200 | 0 | 462 | 0 | 0 | 0 | 0 | 0 | 0 | 0 | 0 | 0
2040-07-13 | 18 | 39.96 | -27593 | -94 | -1654 | 0 | 0 | 224 | 5284 | 0 | 0 | 886 | 52 | 335 | 8951 | 3273 | 2003 | 0 | 203 | 4428 | 215 | 1475 | 0 | 350 | 1200 | 0 | 462 | 0 | 0 | 0 | 0 | 0 | 0 | 0 | 0 | 0
2040-07-13 | 19 | 39.96 | -27210 | -89 | -1581 | 0 | 364 | 1859 | 5046 | 0 | 0 | 977 | 52 | 335 | 8953 | 3273 | 2074 | 0 | 274 | 1928 | 215 | 1484 | 0 | 385 | 1200 | 0 | 462 | 0 | 0 | 0 | 0 | 0 | 0 | 0 | 0 | 0
2040-07-13 | 20 | 39.96 | -26195 | -89 | -1109 | 0 | 437 | 1859 | 4412 | 0 | 0 | 999 | 52 | 335 | 8991 | 3273 | 2236 | 0 | 440 | 590 | 215 | 1479 | 0 | 412 | 1200 | 0 | 462 | 0 | 0 | 0 | 0 | 0 | 0 | 0 | 0 | 0
2040-07-13 | 21 | 39.96 | -25258 | -89 | -1018 | 0 | 0 | 1841 | 3826 | 0 | 0 | 1050 | 52 | 335 | 9424 | 3273 | 2190 | 0 | 542 | 42 | 215 | 1500 | 0 | 413 | 1200 | 0 | 462 | 0 | 0 | 0 | 0 | 0 | 0 | 0 | 0 | 0
2040-07-13 | 22 | 39.96 | -24371 | -105 | -854 | 0 | 27 | 373 | 3271 | 0 | 0 | 977 | 52 | 335 | 9792 | 3273 | 2855 | 0 | 535 | 0 | 215 | 1499 | 0 | 463 | 1200 | 0 | 462 | 0 | 0 | 0 | 0 | 0 | 0 | 0 | 0 | 0
2040-07-13 | 23 | 38.72 | -22627 | -120 | -709 | 0 | 0 | 0 | 2177 | 0 | 0 | 886 | 52 | 335 | 8998 | 3273 | 3029 | 0 | 823 | 0 | 215 | 1491 | 0 | 515 | 1200 | 0 | 462 | 0 | 0 | 0 | 0 | 0 | 0 | 0 | 0 | 0
2040-07-13 | 24 | 37.46 | -20745 | -131 | -582 | 0 | 0 | 0 | 1004 | 0 | 0 | 739 | 52 | 335 | 7918 | 3273 | 3413 | 0 | 918 | 0 | 217 | 1469 | 0 | 459 | 1200 | 0 | 462 | 0 | 0 | 0 | 0 | 0 | 0 | 0 | 0 | 0
2040-07-14 | 1 | 34.88 | -19160 | -141 | -672 | 0 | 0 | 0 | 528 | 0 | 0 | 558 | 52 | 335 | 6379 | 3273 | 3589 | 0 | 993 | 0 | 215 | 1428 | 0 | 961 | 1200 | 0 | 462 | 0 | 0 | 0 | 0 | 0 | 0 | 0 | 0 | 0
2040-07-14 | 2 | 26.29 | -18021 | -157 | -582 | 0 | 0 | -99 | 528 | 0 | 0 | 411 | 52 | 335 | 4454 | 3273 | 4473 | 0 | 1090 | 0 | 215 | 1389 | 0 | 977 | 1200 | 0 | 462 | 0 | 0 | 0 | 0 | 0 | 0 | 0 | 0 | 0
2040-07-14 | 3 | 26.29 | -17274 | -167 | -527 | 0 | 0 | -735 | 528 | 0 | 0 | 410 | 52 | 335 | 4235 | 3273 | 4645 | 0 | 1011 | 0 | 215 | 1353 | 0 | 986 | 1200 | 0 | 462 | 0 | 0 | 0 | 0 | 0 | 0 | 0 | 0 | 0
2040-07-14 | 4 | 26.29 | -16763 | -188 | -472 | 0 | 0 | -184 | 528 | 0 | 0 | 410 | 52 | 335 | 4235 | 3273 | 4194 | 0 | 864 | 0 | 211 | 1317 | 0 | 527 | 1200 | 0 | 462 | 0 | 0 | 0 | 0 | 0 | 0 | 0 | 0 | 0
2040-07-14 | 5 | 26.29 | -16539 | -188 | -472 | 0 | 0 | -624 | 528 | 0 | 0 | 410 | 52 | 335 | 4064 | 3273 | 4516 | 0 | 953 | 0 | 207 | 1299 | 0 | 525 | 1200 | 0 | 462 | 0 | 0 | 0 | 0 | 0 | 0 | 0 | 0 | 0
2040-07-14 | 6 | 26.29 | -16482 | -188 | -491 | 0 | 0 | -607 | 528 | 0 | 0 | 410 | 52 | 335 | 3694 | 3273 | 4800 | 0 | 955 | 73 | 205 | 1290 | 0 | 491 | 1200 | 0 | 462 | 0 | 0 | 0 | 0 | 0 | 0 | 0 | 0 | 0
2040-07-14 | 7 | 26.29 | -17050 | -204 | -545 | 0 | 0 | -816 | 528 | 0 | 0 | 410 | 52 | 335 | 3694 | 3273 | 5108 | 0 | 939 | 700 | 207 | 1301 | 0 | 407 | 1200 | 0 | 462 | 0 | 0 | 0 | 0 | 0 | 0 | 0 | 0 | 0
2040-07-14 | 8 | 26.29 | -18560 | -157 | -636 | 0 | 0 | -739 | 528 | 0 | 0 | 410 | 52 | 335 | 3694 | 3273 | 5121 | 0 | 929 | 2205 | 216 | 1313 | 0 | 354 | 1200 | 0 | 462 | 0 | 0 | 0 | 0 | 0 | 0 | 0 | 0 | 0
2040-07-14 | 9 | 26.29 | -20669 | -110 | -763 | 0 | 0 | -1284 | 528 | 0 | 0 | 410 | 52 | 335 | 3414 | 3273 | 5298 | 0 | 1176 | 4781 | 215 | 1364 | 0 | 319 | 1200 | 0 | 462 | 0 | 0 | 0 | 0 | 0 | 0 | 0 | 0 | 0
2040-07-14 | 10 | 24.97 | -22834 | -94 | -909 | 0 | -1548 | -1859 | 1834 | 0 | 0 | 410 | 52 | 319 | 3220 | 3273 | 5676 | 0 | 1229 | 7669 | 215 | 1404 | 0 | 281 | 1200 | 0 | 462 | 0 | 0 | 0 | 0 | 0 | 0 | 0 | 0 | 0
2040-07-14 | 11 | 22.18 | -24772 | -89 | -818 | -120 | -2000 | -1859 | 3007 | 0 | 0 | 410 | 52 | 160 | 2439 | 3273 | 5728 | 0 | 1348 | 9677 | 215 | 1425 | 0 | 262 | 1200 | 0 | 462 | 0 | 0 | 0 | 0 | 0 | 0 | 0 | 0 | 0
2040-07-14 | 12 | 24.97 | -26321 | -89 | -909 | 0 | -1697 | -1859 | 3942 | 0 | 0 | 410 | 52 | 319 | 2382 | 3273 | 4690 | 0 | 1474 | 10740 | 215 | 1446 | 0 | 271 | 1200 | 0 | 462 | 0 | 0 | 0 | 0 | 0 | 0 | 0 | 0 | 0
2040-07-14 | 13 | 24.97 | -27328 | -94 | -981 | 0 | -196 | -1859 | 4550 | 0 | 0 | 410 | 52 | 335 | 2382 | 3273 | 3499 | 0 | 1622 | 10722 | 215 | 1463 | 0 | 276 | 1200 | 0 | 462 | 0 | 0 | 0 | 0 | 0 | 0 | 0 | 0 | 0
2040-07-14 | 14 | 26.29 | -27771 | -105 | -1018 | 0 | 0 | -1350 | 4819 | 0 | 0 | 410 | 52 | 335 | 2382 | 3273 | 2759 | 0 | 1678 | 10897 | 215 | 1463 | 0 | 299 | 1200 | 0 | 462 | 0 | 0 | 0 | 0 | 0 | 0 | 0 | 0 | 0
2040-07-14 | 15 | 31.49 | -27997 | -105 | -1054 | 0 | 0 | 0 | 4956 | 0 | 0 | 410 | 52 | 335 | 2625 | 3273 | 2056 | 0 | 1746 | 10044 | 215 | 1475 | 0 | 308 | 1200 | 0 | 462 | 0 | 0 | 0 | 0 | 0 | 0 | 0 | 0 | 0
2040-07-14 | 16 | 35.52 | -28360 | -99 | -999 | 0 | 0 | 1 | 5173 | 0 | 0 | 410 | 52 | 335 | 3131 | 3273 | 2381 | 0 | 1815 | 9222 | 215 | 1487 | 0 | 302 | 1200 | 0 | 462 | 0 | 0 | 0 | 0 | 0 | 0 | 0 | 0 | 0
2040-07-14 | 17 | 34.23 | -28542 | -105 | -999 | 0 | 0 | 0 | 5284 | 0 | 0 | 468 | 52 | 335 | 5170 | 3273 | 2830 | 0 | 1801 | 6755 | 212 | 1490 | 0 | 315 | 1200 | 0 | 462 | 0 | 0 | 0 | 0 | 0 | 0 | 0 | 0 | 0
2040-07-14 | 18 | 35.52 | -28539 | -99 | -1018 | 0 | 0 | 613 | 5284 | 0 | 0 | 558 | 52 | 335 | 6352 | 3273 | 3493 | 0 | 1830 | 4165 | 215 | 1475 | 0 | 350 | 1200 | 0 | 462 | 0 | 0 | 0 | 0 | 0 | 0 | 0 | 0 | 0
2040-07-14 | 19 | 35.52 | -28060 | -94 | -1054 | 0 | 171 | 1570 | 4993 | 0 | 0 | 770 | 52 | 335 | 6441 | 3273 | 4182 | 0 | 1755 | 1920 | 215 | 1484 | 0 | 385 | 1200 | 0 | 462 | 0 | 0 | 0 | 0 | 0 | 0 | 0 | 0 | 0
2040-07-14 | 20 | 35.52 | -27035 | -89 | -981 | 0 | 771 | 1342 | 4375 | 0 | 0 | 831 | 52 | 335 | 6441 | 3273 | 4615 | 0 | 1694 | 608 | 215 | 1479 | 0 | 412 | 1200 | 0 | 462 | 0 | 0 | 0 | 0 | 0 | 0 | 0 | 0 | 0
2040-07-14 | 21 | 35.52 | -26233 | -89 | -927 | 88 | 933 | 1650 | 3889 | 0 | 0 | 886 | 52 | 335 | 6441 | 3273 | 4203 | 0 | 1671 | 38 | 215 | 1500 | 0 | 413 | 1200 | 0 | 462 | 0 | 0 | 0 | 0 | 0 | 0 | 0 | 0 | 0
2040-07-14 | 22 | 35.52 | -25097 | -105 | -836 | 0 | 1339 | 1647 | 3202 | 0 | 0 | 933 | 52 | 335 | 6441 | 3273 | 3334 | 0 | 1643 | 0 | 215 | 1499 | 0 | 463 | 1200 | 0 | 462 | 0 | 0 | 0 | 0 | 0 | 0 | 0 | 0 | 0
2040-07-14 | 23 | 35.52 | -22798 | -110 | -836 | 0 | 866 | 1610 | 1812 | 0 | 0 | 882 | 52 | 335 | 6441 | 3273 | 2962 | 0 | 1628 | 0 | 215 | 1491 | 0 | 515 | 1200 | 0 | 462 | 0 | 0 | 0 | 0 | 0 | 0 | 0 | 0 | 0
2040-07-14 | 24 | 35.52 | -20508 | -141 | -763 | 15 | 600 | 1836 | 528 | 0 | 0 | 845 | 52 | 335 | 6383 | 3273 | 2058 | 0 | 1681 | 0 | 217 | 1469 | 0 | 459 | 1200 | 0 | 462 | 0 | 0 | 0 | 0 | 0 | 0 | 0 | 0 | 0
2040-07-15 | 1 | 37.46 | -18800 | -167 | -672 | 0 | 0 | 0 | 528 | 0 | 0 | 715 | 52 | 335 | 7225 | 3273 | 1585 | 0 | 1661 | 0 | 215 | 1428 | 0 | 961 | 1200 | 0 | 462 | 0 | 0 | 0 | 0 | 0 | 0 | 0 | 0 | 0
2040-07-15 | 2 | 33.86 | -17606 | -167 | -582 | 0 | 0 | 0 | 528 | 0 | 0 | 483 | 52 | 335 | 5801 | 3273 | 1986 | 0 | 1654 | 0 | 215 | 1389 | 0 | 977 | 1200 | 0 | 462 | 0 | 0 | 0 | 0 | 0 | 0 | 0 | 0 | 0
2040-07-15 | 3 | 30.05 | -16802 | -188 | -527 | 0 | 0 | -337 | 528 | 0 | 0 | 468 | 52 | 335 | 4924 | 3273 | 2393 | 0 | 1666 | 0 | 215 | 1353 | 0 | 986 | 1200 | 0 | 462 | 0 | 0 | 0 | 0 | 0 | 0 | 0 | 0 | 0
2040-07-15 | 4 | 30.05 | -16360 | -225 | -472 | 0 | 0 | -149 | 528 | 0 | 0 | 411 | 52 | 335 | 4724 | 3273 | 2533 | 0 | 1633 | 0 | 211 | 1317 | 0 | 527 | 1200 | 0 | 462 | 0 | 0 | 0 | 0 | 0 | 0 | 0 | 0 | 0
2040-07-15 | 5 | 32.2 | -16423 | -246 | -472 | 0 | 0 | 0 | 528 | 0 | 0 | 411 | 52 | 335 | 5017 | 3273 | 2253 | 0 | 1580 | 0 | 207 | 1299 | 0 | 525 | 1200 | 0 | 462 | 0 | 0 | 0 | 0 | 0 | 0 | 0 | 0 | 0
2040-07-15 | 6 | 37.2 | -17158 | -288 | -491 | 0 | 0 | 0 | 528 | 0 | 0 | 483 | 52 | 335 | 6250 | 3273 | 1702 | 0 | 1606 | 60 | 205 | 1290 | 0 | 491 | 1200 | 0 | 462 | 0 | 0 | 0 | 0 | 0 | 0 | 0 | 0 | 0
2040-07-15 | 7 | 39.9 | -18918 | -314 | -545 | 0 | 0 | 0 | 528 | 0 | 0 | 671 | 52 | 335 | 7693 | 3273 | 1349 | 0 | 1576 | 723 | 207 | 1301 | 0 | 407 | 1200 | 0 | 462 | 0 | 0 | 0 | 0 | 0 | 0 | 0 | 0 | 0
2040-07-15 | 8 | 40.62 | -20973 | -246 | -636 | 0 | 0 | 359 | 687 | 0 | 0 | 764 | 52 | 335 | 7820 | 3273 | 1264 | 0 | 1461 | 2294 | 216 | 1313 | 0 | 354 | 1200 | 0 | 462 | 0 | 0 | 0 | 0 | 0 | 0 | 0 | 0 | 0
2040-07-15 | 9 | 37.46 | -22461 | -204 | -763 | 0 | 0 | 0 | 1585 | 0 | 0 | 483 | 52 | 335 | 6751 | 3273 | 1185 | 0 | 1396 | 4809 | 215 | 1364 | 0 | 319 | 1200 | 0 | 462 | 0 | 0 | 0 | 0 | 0 | 0 | 0 | 0 | 0
2040-07-15 | 10 | 28.81 | -23718 | -157 | -909 | 0 | 0 | -169 | 2341 | 0 | 0 | 411 | 52 | 335 | 4707 | 3273 | 1119 | 0 | 1564 | 7590 | 215 | 1404 | 0 | 281 | 1200 | 0 | 462 | 0 | 0 | 0 | 0 | 0 | 0 | 0 | 0 | 0
2040-07-15 | 11 | 28.81 | -24912 | -120 | -818 | 0 | 0 | -1853 | 3059 | 0 | 0 | 410 | 52 | 335 | 4217 | 3273 | 920 | 0 | 1621 | 10252 | 215 | 1425 | 0 | 262 | 1200 | 0 | 462 | 0 | 0 | 0 | 0 | 0 | 0 | 0 | 0 | 0
2040-07-15 | 12 | 27.9 | -25894 | -110 | -909 | 0 | -1247 | -1859 | 3657 | 0 | 0 | 410 | 52 | 335 | 4217 | 3273 | 888 | 0 | 1606 | 11988 | 215 | 1446 | 0 | 271 | 1200 | 0 | 462 | 0 | 0 | 0 | 0 | 0 | 0 | 0 | 0 | 0
2040-07-15 | 13 | 27.9 | -26653 | -99 | -981 | 0 | -1280 | -1859 | 4111 | 0 | 0 | 410 | 52 | 335 | 4081 | 3273 | 711 | 0 | 1609 | 12677 | 215 | 1463 | 0 | 276 | 1200 | 0 | 462 | 0 | 0 | 0 | 0 | 0 | 0 | 0 | 0 | 0
2040-07-15 | 14 | 27.9 | -27361 | -94 | -1018 | 0 | -859 | -1859 | 4539 | 0 | 0 | 410 | 52 | 335 | 4081 | 3273 | 563 | 0 | 1580 | 12720 | 215 | 1463 | 0 | 299 | 1200 | 0 | 462 | 0 | 0 | 0 | 0 | 0 | 0 | 0 | 0 | 0
2040-07-15 | 15 | 28.81 | -27909 | -89 | -1054 | 0 | 0 | -1470 | 4872 | 0 | 0 | 410 | 52 | 335 | 4077 | 3273 | 404 | 0 | 1391 | 12049 | 215 | 1475 | 0 | 308 | 1200 | 0 | 462 | 0 | 0 | 0 | 0 | 0 | 0 | 0 | 0 | 0
2040-07-15 | 16 | 35.67 | -28304 | -89 | -999 | 0 | 0 | 0 | 5110 | 0 | 0 | 411 | 52 | 335 | 4788 | 3273 | 419 | 0 | 1276 | 10064 | 215 | 1487 | 0 | 302 | 1200 | 0 | 462 | 0 | 0 | 0 | 0 | 0 | 0 | 0 | 0 | 0
2040-07-15 | 17 | 38.93 | -28595 | -89 | -999 | 0 | 122 | 5 | 5284 | 0 | 0 | 632 | 52 | 335 | 7282 | 3273 | 532 | 0 | 1324 | 7164 | 212 | 1490 | 0 | 315 | 1200 | 0 | 462 | 0 | 0 | 0 | 0 | 0 | 0 | 0 | 0 | 0
2040-07-15 | 18 | 38.93 | -28538 | -89 | -1018 | 0 | 231 | 1311 | 5252 | 0 | 0 | 934 | 52 | 335 | 8299 | 3273 | 902 | 0 | 1229 | 4126 | 215 | 1475 | 0 | 350 | 1200 | 0 | 462 | 0 | 0 | 0 | 0 | 0 | 0 | 0 | 0 | 0
2040-07-15 | 19 | 38.93 | -27829 | -89 | -1054 | 0 | 693 | 1549 | 4824 | 0 | 0 | 1037 | 52 | 335 | 9067 | 3273 | 1274 | 0 | 1247 | 1874 | 215 | 1484 | 0 | 385 | 1200 | 0 | 462 | 0 | 0 | 0 | 0 | 0 | 0 | 0 | 0 | 0
2040-07-15 | 20 | 38.93 | -26597 | -89 | -981 | 0 | 1172 | 1072 | 4079 | 0 | 0 | 1170 | 52 | 335 | 9248 | 3273 | 1784 | 0 | 1129 | 584 | 215 | 1479 | 0 | 412 | 1200 | 0 | 462 | 0 | 0 | 0 | 0 | 0 | 0 | 0 | 0 | 0
2040-07-15 | 21 | 38.93 | -25648 | -105 | -927 | 0 | 491 | 1549 | 3509 | 0 | 0 | 1080 | 52 | 335 | 9248 | 3273 | 2110 | 0 | 1211 | 31 | 215 | 1500 | 0 | 413 | 1200 | 0 | 462 | 0 | 0 | 0 | 0 | 0 | 0 | 0 | 0 | 0
2040-07-15 | 22 | 38.93 | -24280 | -141 | -836 | 0 | 98 | 1143 | 2679 | 0 | 0 | 977 | 52 | 335 | 9248 | 3273 | 2501 | 0 | 1112 | 0 | 215 | 1499 | 0 | 463 | 1200 | 0 | 462 | 0 | 0 | 0 | 0 | 0 | 0 | 0 | 0 | 0
2040-07-15 | 23 | 38.93 | -21933 | -167 | -836 | 0 | 105 | 82 | 1263 | 0 | 0 | 933 | 52 | 335 | 9248 | 3273 | 2654 | 0 | 1108 | 0 | 215 | 1491 | 0 | 515 | 1200 | 0 | 462 | 0 | 0 | 0 | 0 | 0 | 0 | 0 | 0 | 0
2040-07-15 | 24 | 37.56 | -19613 | -204 | -763 | 0 | 0 | 0 | 528 | 0 | 0 | 732 | 52 | 335 | 7893 | 3273 | 2856 | 0 | 1104 | 0 | 217 | 1469 | 0 | 459 | 1200 | 0 | 462 | 0 | 0 | 0 | 0 | 0 | 0 | 0 | 0 | 0
2040-07-16 | 1 | 31.75 | -17932 | -225 | -509 | 0 | 0 | 0 | 528 | 0 | 0 | 483 | 52 | 335 | 5356 | 3273 | 3343 | 0 | 1030 | 0 | 215 | 1428 | 0 | 961 | 1200 | 0 | 462 | 0 | 0 | 0 | 0 | 0 | 0 | 0 | 0 | 0
2040-07-16 | 2 | 29.35 | -16812 | -246 | -454 | 0 | 0 | -936 | 528 | 0 | 0 | 410 | 52 | 335 | 4726 | 3273 | 3950 | 0 | 932 | 0 | 215 | 1389 | 0 | 977 | 1200 | 0 | 462 | 0 | 0 | 0 | 0 | 0 | 0 | 0 | 0 | 0
2040-07-16 | 3 | 29.35 | -16092 | -267 | -400 | 0 | 0 | -1461 | 528 | 0 | 0 | 410 | 52 | 335 | 4491 | 3273 | 4048 | 0 | 867 | 0 | 215 | 1353 | 0 | 986 | 1200 | 0 | 462 | 0 | 0 | 0 | 0 | 0 | 0 | 0 | 0 | 0
2040-07-16 | 4 | 29.35 | -15679 | -288 | -382 | 0 | 0 | -998 | 528 | 0 | 0 | 410 | 52 | 335 | 4487 | 3273 | 3766 | 0 | 779 | 0 | 211 | 1317 | 0 | 527 | 1200 | 0 | 462 | 0 | 0 | 0 | 0 | 0 | 0 | 0 | 0 | 0
2040-07-16 | 5 | 29.35 | -15784 | -314 | -363 | 0 | 0 | -545 | 528 | 0 | 0 | 410 | 52 | 335 | 4472 | 3273 | 3557 | 0 | 686 | 0 | 207 | 1299 | 0 | 525 | 1200 | 0 | 462 | 0 | 0 | 0 | 0 | 0 | 0 | 0 | 0 | 0
2040-07-16 | 6 | 34.45 | -16540 | -366 | -382 | 0 | 0 | 0 | 528 | 0 | 0 | 468 | 52 | 335 | 5299 | 3273 | 3052 | 0 | 578 | 55 | 205 | 1290 | 0 | 491 | 1200 | 0 | 462 | 0 | 0 | 0 | 0 | 0 | 0 | 0 | 0 | 0
2040-07-16 | 7 | 39.36 | -18286 | -366 | -491 | 0 | 0 | 0 | 528 | 0 | 0 | 528 | 52 | 335 | 6928 | 3273 | 2730 | 0 | 415 | 777 | 207 | 1301 | 0 | 407 | 1200 | 0 | 462 | 0 | 0 | 0 | 0 | 0 | 0 | 0 | 0 | 0
2040-07-16 | 8 | 39.67 | -20308 | -288 | -600 | 0 | 0 | 600 | 528 | 0 | 0 | 770 | 52 | 335 | 7875 | 3273 | 1805 | 0 | 238 | 2174 | 216 | 1313 | 0 | 354 | 1200 | 0 | 462 | 0 | 0 | 0 | 0 | 0 | 0 | 0 | 0 | 0
2040-07-16 | 9 | 38.38 | -21922 | -188 | -727 | 0 | 0 | 0 | 814 | 0 | 0 | 715 | 52 | 335 | 7933 | 3273 | 1476 | 0 | 115 | 4565 | 215 | 1364 | 0 | 319 | 1200 | 0 | 462 | 0 | 0 | 0 | 0 | 0 | 0 | 0 | 0 | 0
2040-07-16 | 10 | 35.74 | -23509 | -157 | -854 | 0 | 0 | 0 | 1738 | 0 | 0 | 483 | 52 | 335 | 6635 | 3273 | 976 | 0 | 133 | 7334 | 215 | 1404 | 0 | 281 | 1200 | 0 | 462 | 0 | 0 | 0 | 0 | 0 | 0 | 0 | 0 | 0
2040-07-16 | 11 | 29.35 | -25061 | -120 | -818 | 0 | 0 | -289 | 2642 | 0 | 0 | 411 | 52 | 335 | 5038 | 3273 | 850 | 0 | 321 | 9802 | 215 | 1425 | 0 | 262 | 1200 | 0 | 462 | 0 | 0 | 0 | 0 | 0 | 0 | 0 | 0 | 0
2040-07-16 | 12 | 29.35 | -26390 | -94 | -709 | 0 | 0 | -936 | 3419 | 0 | 0 | 410 | 52 | 335 | 5038 | 3273 | 914 | 0 | 429 | 10666 | 215 | 1446 | 0 | 271 | 1200 | 0 | 462 | 0 | 0 | 0 | 0 | 0 | 0 | 0 | 0 | 0
2040-07-16 | 13 | 30.53 | -27428 | -89 | -927 | 0 | 0 | 0 | 4026 | 0 | 0 | 468 | 52 | 335 | 5154 | 3273 | 820 | 0 | 522 | 10178 | 215 | 1463 | 0 | 276 | 1200 | 0 | 462 | 0 | 0 | 0 | 0 | 0 | 0 | 0 | 0 | 0
2040-07-16 | 14 | 32.2 | -28413 | -89 | -909 | 0 | 0 | 0 | 4597 | 0 | 0 | 468 | 52 | 335 | 5448 | 3273 | 973 | 0 | 651 | 9975 | 215 | 1463 | 0 | 299 | 1200 | 0 | 462 | 0 | 0 | 0 | 0 | 0 | 0 | 0 | 0 | 0
2040-07-16 | 15 | 33.86 | -29065 | -89 | -818 | 0 | 0 | 0 | 4978 | 0 | 0 | 482 | 52 | 335 | 5787 | 3273 | 1541 | 0 | 646 | 9219 | 215 | 1475 | 0 | 308 | 1200 | 0 | 462 | 0 | 0 | 0 | 0 | 0 | 0 | 0 | 0 | 0
2040-07-16 | 16 | 37.19 | -29435 | -99 | -1072 | 0 | 0 | 0 | 5194 | 0 | 0 | 651 | 52 | 335 | 7422 | 3273 | 1659 | 0 | 668 | 7687 | 215 | 1487 | 0 | 302 | 1200 | 0 | 462 | 0 | 0 | 0 | 0 | 0 | 0 | 0 | 0 | 0
2040-07-16 | 17 | 39.31 | -29589 | -99 | -1381 | 0 | 0 | 0 | 5284 | 0 | 0 | 854 | 52 | 335 | 9121 | 3273 | 2088 | 0 | 688 | 5696 | 212 | 1490 | 0 | 315 | 1200 | 0 | 462 | 0 | 0 | 0 | 0 | 0 | 0 | 0 | 0 | 0
2040-07-16 | 18 | 39.67 | -29589 | -99 | -1654 | 0 | 0 | 1075 | 5284 | 0 | 0 | 977 | 52 | 335 | 9653 | 3273 | 2564 | 0 | 810 | 3617 | 215 | 1475 | 0 | 350 | 1200 | 0 | 462 | 0 | 0 | 0 | 0 | 0 | 0 | 0 | 0 | 0
2040-07-16 | 19 | 39.67 | -29192 | -99 | -1581 | 0 | 0 | 1329 | 5052 | 0 | 0 | 977 | 52 | 335 | 9693 | 3273 | 3691 | 0 | 838 | 1887 | 215 | 1484 | 0 | 385 | 1200 | 0 | 462 | 0 | 0 | 0 | 0 | 0 | 0 | 0 | 0 | 0
2040-07-16 | 20 | 39.67 | -28363 | -89 | -1109 | 0 | 0 | 560 | 4571 | 0 | 0 | 977 | 52 | 335 | 9693 | 3273 | 4753 | 0 | 1001 | 578 | 215 | 1479 | 0 | 412 | 1200 | 0 | 462 | 0 | 0 | 0 | 0 | 0 | 0 | 0 | 0 | 0
2040-07-16 | 21 | 39.67 | -27638 | -89 | -1018 | 0 | 0 | 259 | 4148 | 0 | 0 | 974 | 52 | 335 | 9669 | 3273 | 5293 | 0 | 928 | 25 | 215 | 1500 | 0 | 413 | 1200 | 0 | 462 | 0 | 0 | 0 | 0 | 0 | 0 | 0 | 0 | 0
2040-07-16 | 22 | 38.02 | -26544 | -94 | -854 | 0 | 0 | 0 | 3509 | 0 | 0 | 845 | 52 | 335 | 8539 | 3273 | 5959 | 0 | 1141 | 0 | 215 | 1499 | 0 | 463 | 1200 | 0 | 462 | 0 | 0 | 0 | 0 | 0 | 0 | 0 | 0 | 0
2040-07-16 | 23 | 36.41 | -24271 | -99 | -709 | 0 | 0 | 0 | 2182 | 0 | 0 | 671 | 52 | 335 | 7320 | 3273 | 6245 | 0 | 1118 | 0 | 215 | 1491 | 0 | 515 | 1200 | 0 | 462 | 0 | 0 | 0 | 0 | 0 | 0 | 0 | 0 | 0
2040-07-16 | 24 | 35.67 | -22049 | -105 | -582 | 0 | 0 | 0 | 888 | 0 | 0 | 483 | 52 | 335 | 6508 | 3273 | 6224 | 0 | 1166 | 0 | 217 | 1469 | 0 | 459 | 1200 | 0 | 462 | 0 | 0 | 0 | 0 | 0 | 0 | 0 | 0 | 0
2040-07-17 | 1 | 29.3 | -20409 | -120 | -509 | 0 | 0 | -275 | 528 | 0 | 0 | 468 | 52 | 335 | 5050 | 3273 | 6251 | 0 | 1091 | 0 | 215 | 1428 | 0 | 961 | 1200 | 0 | 462 | 0 | 0 | 0 | 0 | 0 | 0 | 0 | 0 | 0
2040-07-17 | 2 | 29.3 | -19356 | -120 | -454 | 0 | 0 | -809 | 528 | 0 | 0 | 411 | 52 | 335 | 4627 | 3273 | 6233 | 0 | 1039 | 0 | 215 | 1389 | 0 | 977 | 1200 | 0 | 462 | 0 | 0 | 0 | 0 | 0 | 0 | 0 | 0 | 0
2040-07-17 | 3 | 29.3 | -18685 | -120 | -400 | 0 | 0 | -1478 | 528 | 0 | 0 | 410 | 52 | 335 | 4527 | 3273 | 6312 | 0 | 1031 | 0 | 215 | 1353 | 0 | 986 | 1200 | 0 | 462 | 0 | 0 | 0 | 0 | 0 | 0 | 0 | 0 | 0
2040-07-17 | 4 | 29.3 | -18375 | -131 | -382 | 0 | 0 | -680 | 528 | 0 | 0 | 410 | 52 | 335 | 4313 | 3273 | 5964 | 0 | 976 | 0 | 211 | 1317 | 0 | 527 | 1200 | 0 | 462 | 0 | 0 | 0 | 0 | 0 | 0 | 0 | 0 | 0
2040-07-17 | 5 | 29.3 | -18561 | -131 | -363 | 0 | 0 | -134 | 528 | 0 | 0 | 410 | 52 | 335 | 4273 | 3273 | 5735 | 0 | 891 | 0 | 207 | 1299 | 0 | 525 | 1200 | 0 | 462 | 0 | 0 | 0 | 0 | 0 | 0 | 0 | 0 | 0
2040-07-17 | 6 | 35.67 | -19510 | -131 | -382 | 0 | 0 | 0 | 528 | 0 | 0 | 468 | 52 | 335 | 5139 | 3273 | 5751 | 0 | 795 | 34 | 205 | 1290 | 0 | 491 | 1200 | 0 | 462 | 0 | 0 | 0 | 0 | 0 | 0 | 0 | 0 | 0
2040-07-17 | 7 | 38.04 | -21497 | -131 | -491 | 0 | 0 | 0 | 528 | 0 | 0 | 483 | 52 | 335 | 6372 | 3273 | 6385 | 0 | 613 | 502 | 207 | 1301 | 0 | 407 | 1200 | 0 | 462 | 0 | 0 | 0 | 0 | 0 | 0 | 0 | 0 | 0
2040-07-17 | 8 | 39.6 | -23557 | -120 | -600 | 0 | 0 | 463 | 608 | 0 | 0 | 671 | 52 | 335 | 7151 | 3273 | 6394 | 0 | 505 | 1280 | 216 | 1313 | 0 | 354 | 1200 | 0 | 462 | 0 | 0 | 0 | 0 | 0 | 0 | 0 | 0 | 0
2040-07-17 | 9 | 38.83 | -25002 | -105 | -727 | 0 | 0 | 0 | 1379 | 0 | 0 | 622 | 52 | 335 | 7349 | 3273 | 6773 | 0 | 447 | 2043 | 215 | 1364 | 0 | 319 | 1200 | 0 | 462 | 0 | 0 | 0 | 0 | 0 | 0 | 0 | 0 | 0
2040-07-17 | 10 | 36.86 | -26148 | -105 | -854 | 0 | 0 | 0 | 1987 | 0 | 0 | 528 | 52 | 335 | 6898 | 3273 | 6672 | 0 | 332 | 3468 | 215 | 1404 | 0 | 281 | 1200 | 0 | 462 | 0 | 0 | 0 | 0 | 0 | 0 | 0 | 0 | 0
2040-07-17 | 11 | 31.75 | -27707 | -94 | -818 | 0 | 0 | 0 | 2822 | 0 | 0 | 468 | 52 | 335 | 5229 | 3273 | 6715 | 0 | 366 | 5796 | 215 | 1425 | 0 | 262 | 1200 | 0 | 462 | 0 | 0 | 0 | 0 | 0 | 0 | 0 | 0 | 0
2040-07-17 | 12 | 29.3 | -29242 | -89 | -709 | 0 | 0 | -1155 | 3641 | 0 | 0 | 410 | 52 | 335 | 5001 | 3273 | 6614 | 0 | 466 | 7810 | 215 | 1446 | 0 | 271 | 1200 | 0 | 462 | 0 | 0 | 0 | 0 | 0 | 0 | 0 | 0 | 0
2040-07-17 | 13 | 29.3 | -30671 | -94 | -927 | 0 | 0 | -911 | 4402 | 0 | 0 | 410 | 52 | 335 | 4974 | 3273 | 6628 | 0 | 579 | 8334 | 215 | 1463 | 0 | 276 | 1200 | 0 | 462 | 0 | 0 | 0 | 0 | 0 | 0 | 0 | 0 | 0
2040-07-17 | 14 | 29.3 | -31719 | -110 | -909 | 0 | 0 | -1244 | 4962 | 0 | 0 | 410 | 52 | 335 | 4857 | 3273 | 6435 | 0 | 581 | 9438 | 215 | 1463 | 0 | 299 | 1200 | 0 | 462 | 0 | 0 | 0 | 0 | 0 | 0 | 0 | 0 | 0
2040-07-17 | 15 | 35.62 | -32322 | -110 | -818 | 0 | 0 | 0 | 5284 | 0 | 0 | 483 | 52 | 335 | 6472 | 3273 | 5936 | 0 | 571 | 7184 | 215 | 1475 | 0 | 308 | 1200 | 0 | 462 | 0 | 0 | 0 | 0 | 0 | 0 | 0 | 0 | 0
2040-07-17 | 16 | 38.85 | -31998 | -120 | -1072 | 0 | 0 | 0 | 5110 | 0 | 0 | 770 | 52 | 335 | 8081 | 3273 | 5987 | 0 | 662 | 5256 | 215 | 1487 | 0 | 302 | 1200 | 0 | 462 | 0 | 0 | 0 | 0 | 0 | 0 | 0 | 0 | 0
2040-07-17 | 17 | 39.6 | -31090 | -105 | -1381 | 0 | 0 | 679 | 4624 | 0 | 0 | 933 | 52 | 335 | 8829 | 3273 | 6462 | 0 | 672 | 3039 | 212 | 1490 | 0 | 315 | 1200 | 0 | 462 | 0 | 0 | 0 | 0 | 0 | 0 | 0 | 0 | 0
2040-07-17 | 18 | 39.6 | -30086 | -89 | -1654 | 0 | 0 | 1316 | 4090 | 0 | 0 | 977 | 52 | 335 | 8989 | 3273 | 6806 | 0 | 685 | 1604 | 215 | 1475 | 0 | 350 | 1200 | 0 | 462 | 0 | 0 | 0 | 0 | 0 | 0 | 0 | 0 | 0
2040-07-17 | 19 | 39.6 | -29047 | -105 | -1581 | 0 | 0 | 1378 | 3535 | 0 | 0 | 977 | 52 | 335 | 8989 | 3273 | 6969 | 0 | 624 | 855 | 215 | 1484 | 0 | 385 | 1200 | 0 | 462 | 0 | 0 | 0 | 0 | 0 | 0 | 0 | 0 | 0
2040-07-17 | 20 | 39.6 | -28152 | -120 | -1109 | 0 | 0 | 974 | 3059 | 0 | 0 | 974 | 52 | 335 | 9054 | 3273 | 6855 | 0 | 732 | 304 | 215 | 1479 | 0 | 412 | 1200 | 0 | 462 | 0 | 0 | 0 | 0 | 0 | 0 | 0 | 0 | 0
2040-07-17 | 21 | 39.6 | -27371 | -120 | -1018 | 0 | 0 | 138 | 2642 | 0 | 0 | 934 | 52 | 335 | 9545 | 3273 | 6833 | 0 | 953 | 15 | 215 | 1500 | 0 | 413 | 1200 | 0 | 462 | 0 | 0 | 0 | 0 | 0 | 0 | 0 | 0 | 0
2040-07-17 | 22 | 38.85 | -26013 | -131 | -854 | 0 | 0 | 0 | 1918 | 0 | 0 | 923 | 52 | 335 | 9216 | 3273 | 6590 | 0 | 853 | 0 | 215 | 1499 | 0 | 463 | 1200 | 0 | 462 | 0 | 0 | 0 | 0 | 0 | 0 | 0 | 0 | 0
2040-07-17 | 23 | 37.27 | -23859 | -141 | -709 | 0 | 0 | 0 | 766 | 0 | 0 | 770 | 52 | 335 | 7884 | 3273 | 6729 | 0 | 1017 | 0 | 215 | 1491 | 0 | 515 | 1200 | 0 | 462 | 0 | 0 | 0 | 0 | 0 | 0 | 0 | 0 | 0
2040-07-17 | 24 | 35.68 | -21771 | -141 | -582 | 0 | 0 | 0 | 528 | 0 | 0 | 483 | 52 | 335 | 6464 | 3273 | 6593 | 0 | 960 | 0 | 217 | 1469 | 0 | 459 | 1200 | 0 | 462 | 0 | 0 | 0 | 0 | 0 | 0 | 0 | 0 | 0
2040-07-18 | 1 | 28.73 | -20261 | -141 | -509 | 0 | 0 | -1099 | 2256 | 0 | 0 | 410 | 52 | 335 | 4406 | 3273 | 6206 | 0 | 806 | 0 | 215 | 1428 | 0 | 961 | 1200 | 0 | 462 | 0 | 0 | 0 | 0 | 0 | 0 | 0 | 0 | 0
2040-07-18 | 2 | 28.73 | -19178 | -141 | -454 | 0 | 0 | -817 | 1495 | 0 | 0 | 410 | 52 | 335 | 4341 | 3273 | 5688 | 0 | 754 | 0 | 215 | 1389 | 0 | 977 | 1200 | 0 | 462 | 0 | 0 | 0 | 0 | 0 | 0 | 0 | 0 | 0
2040-07-18 | 3 | 28.73 | -18515 | -141 | -400 | 0 | 0 | -200 | 1030 | 0 | 0 | 411 | 52 | 335 | 4341 | 3273 | 4824 | 0 | 775 | 0 | 215 | 1353 | 0 | 986 | 1200 | 0 | 462 | 0 | 0 | 0 | 0 | 0 | 0 | 0 | 0 | 0
2040-07-18 | 4 | 34.98 | -18174 | -157 | -382 | 0 | 0 | 0 | 793 | 0 | 0 | 468 | 52 | 335 | 5105 | 3273 | 4220 | 0 | 750 | 0 | 211 | 1317 | 0 | 527 | 1200 | 0 | 462 | 0 | 0 | 0 | 0 | 0 | 0 | 0 | 0 | 0
2040-07-18 | 5 | 37.56 | -18349 | -157 | -363 | 0 | 0 | 0 | 914 | 0 | 0 | 482 | 52 | 335 | 5679 | 3273 | 3783 | 0 | 659 | 0 | 207 | 1299 | 0 | 525 | 1200 | 0 | 462 | 0 | 0 | 0 | 0 | 0 | 0 | 0 | 0 | 0
2040-07-18 | 6 | 37.96 | -19229 | -167 | -382 | 0 | 0 | 0 | 1532 | 0 | 0 | 482 | 52 | 335 | 5799 | 3273 | 3888 | 0 | 728 | 41 | 205 | 1290 | 0 | 491 | 1200 | 0 | 462 | 0 | 0 | 0 | 0 | 0 | 0 | 0 | 0 | 0
2040-07-18 | 7 | 37.86 | -20897 | -167 | -491 | 0 | 0 | 0 | 2705 | 0 | 0 | 482 | 52 | 335 | 5826 | 3273 | 4253 | 0 | 603 | 449 | 207 | 1301 | 0 | 407 | 1200 | 0 | 462 | 0 | 0 | 0 | 0 | 0 | 0 | 0 | 0 | 0
2040-07-18 | 8 | 37.46 | -22508 | -188 | -600 | 0 | 0 | 0 | 3836 | 0 | 0 | 483 | 52 | 335 | 6124 | 3273 | 4074 | 0 | 477 | 1098 | 216 | 1313 | 0 | 354 | 1200 | 0 | 462 | 0 | 0 | 0 | 0 | 0 | 0 | 0 | 0 | 0
2040-07-18 | 9 | 35.62 | -23343 | -188 | -727 | 0 | 0 | 0 | 4417 | 0 | 0 | 483 | 52 | 335 | 6462 | 3273 | 3318 | 0 | 253 | 2105 | 215 | 1364 | 0 | 319 | 1200 | 0 | 462 | 0 | 0 | 0 | 0 | 0 | 0 | 0 | 0 | 0
2040-07-18 | 10 | 33.6 | -23862 | -188 | -854 | 0 | 0 | 0 | 4787 | 0 | 0 | 482 | 52 | 335 | 5747 | 3273 | 3104 | 0 | 124 | 3439 | 215 | 1404 | 0 | 281 | 1200 | 0 | 462 | 0 | 0 | 0 | 0 | 0 | 0 | 0 | 0 | 0
2040-07-18 | 11 | 28.73 | -24384 | -204 | -818 | 0 | 0 | -293 | 5152 | 0 | 0 | 411 | 52 | 335 | 4917 | 3273 | 2902 | 0 | 86 | 5008 | 215 | 1425 | 0 | 262 | 1200 | 0 | 462 | 0 | 0 | 0 | 0 | 0 | 0 | 0 | 0 | 0
2040-07-18 | 12 | 28.73 | -24567 | -188 | -709 | 0 | 0 | -246 | 5279 | 0 | 0 | 411 | 52 | 335 | 4917 | 3273 | 2381 | 0 | 73 | 5397 | 215 | 1446 | 0 | 271 | 1200 | 0 | 462 | 0 | 0 | 0 | 0 | 0 | 0 | 0 | 0 | 0
2040-07-18 | 13 | 30.53 | -24464 | -188 | -927 | 0 | 0 | 0 | 5205 | 0 | 0 | 411 | 52 | 335 | 5090 | 3273 | 1767 | 0 | 54 | 5778 | 215 | 1463 | 0 | 276 | 1200 | 0 | 462 | 0 | 0 | 0 | 0 | 0 | 0 | 0 | 0 | 0
2040-07-18 | 14 | 28.73 | -24573 | -167 | -909 | 0 | 0 | -209 | 5284 | 0 | 0 | 411 | 52 | 335 | 4852 | 3273 | 1337 | 0 | 130 | 6546 | 215 | 1463 | 0 | 299 | 1200 | 0 | 462 | 0 | 0 | 0 | 0 | 0 | 0 | 0 | 0 | 0
2040-07-18 | 15 | 28.73 | -24486 | -157 | -818 | 0 | 0 | -167 | 5221 | 0 | 0 | 411 | 52 | 335 | 4852 | 3273 | 1343 | 0 | 77 | 6404 | 215 | 1475 | 0 | 308 | 1200 | 0 | 462 | 0 | 0 | 0 | 0 | 0 | 0 | 0 | 0 | 0
2040-07-18 | 16 | 32.2 | -24244 | -157 | -1072 | 0 | 0 | 0 | 5052 | 0 | 0 | 468 | 52 | 335 | 5361 | 3273 | 1085 | 0 | 136 | 6046 | 215 | 1487 | 0 | 302 | 1200 | 0 | 462 | 0 | 0 | 0 | 0 | 0 | 0 | 0 | 0 | 0
2040-07-18 | 17 | 37.91 | -24117 | -157 | -1381 | 0 | 0 | 0 | 4962 | 0 | 0 | 721 | 52 | 335 | 7838 | 3273 | 991 | 0 | 139 | 3665 | 212 | 1490 | 0 | 315 | 1200 | 0 | 462 | 0 | 0 | 0 | 0 | 0 | 0 | 0 | 0 | 0
2040-07-18 | 18 | 38.83 | -23793 | -167 | -1654 | 0 | 0 | 504 | 4734 | 0 | 0 | 933 | 52 | 335 | 9059 | 3273 | 911 | 0 | 162 | 1949 | 215 | 1475 | 0 | 350 | 1200 | 0 | 462 | 0 | 0 | 0 | 0 | 0 | 0 | 0 | 0 | 0
2040-07-18 | 19 | 38.83 | -23300 | -167 | -1581 | 0 | 0 | 1094 | 4391 | 0 | 0 | 974 | 52 | 335 | 9059 | 3273 | 968 | 0 | 140 | 1016 | 215 | 1484 | 0 | 385 | 1200 | 0 | 462 | 0 | 0 | 0 | 0 | 0 | 0 | 0 | 0 | 0
2040-07-18 | 20 | 38.83 | -22732 | -225 | -1109 | 0 | 0 | 398 | 3989 | 0 | 0 | 933 | 52 | 335 | 9124 | 3273 | 1336 | 0 | 406 | 451 | 215 | 1479 | 0 | 412 | 1200 | 0 | 462 | 0 | 0 | 0 | 0 | 0 | 0 | 0 | 0 | 0
2040-07-18 | 21 | 38.83 | -22405 | -225 | -1018 | 0 | 0 | 246 | 3762 | 0 | 0 | 933 | 52 | 335 | 9106 | 3273 | 1377 | 0 | 751 | 22 | 215 | 1500 | 0 | 413 | 1200 | 0 | 462 | 0 | 0 | 0 | 0 | 0 | 0 | 0 | 0 | 0
2040-07-18 | 22 | 38.72 | -21588 | -246 | -854 | 0 | 0 | 0 | 3186 | 0 | 0 | 880 | 52 | 335 | 8961 | 3273 | 1437 | 0 | 726 | 0 | 215 | 1499 | 0 | 463 | 1200 | 0 | 462 | 0 | 0 | 0 | 0 | 0 | 0 | 0 | 0 | 0
2040-07-18 | 23 | 37.91 | -19849 | -246 | -709 | 0 | 0 | 0 | 1966 | 0 | 0 | 788 | 52 | 335 | 8394 | 3273 | 1472 | 0 | 641 | 0 | 215 | 1491 | 0 | 515 | 1200 | 0 | 462 | 0 | 0 | 0 | 0 | 0 | 0 | 0 | 0 | 0
2040-07-18 | 24 | 37.24 | -18132 | -267 | -582 | 0 | 0 | 0 | 761 | 0 | 0 | 721 | 52 | 335 | 7712 | 3273 | 1693 | 0 | 627 | 0 | 217 | 1469 | 0 | 459 | 1200 | 0 | 462 | 0 | 0 | 0 | 0 | 0 | 0 | 0 | 0 | 0
2040-07-19 | 1 | 34.83 | -16855 | -267 | -509 | 0 | 0 | 0 | 528 | 0 | 0 | 528 | 52 | 335 | 6230 | 3273 | 1842 | 0 | 576 | 0 | 215 | 1428 | 0 | 961 | 1200 | 0 | 462 | 0 | 0 | 0 | 0 | 0 | 0 | 0 | 0 | 0
2040-07-19 | 2 | 33.5 | -16002 | -267 | -454 | 0 | 0 | -336 | 528 | 0 | 0 | 482 | 52 | 335 | 5631 | 3273 | 1954 | 0 | 560 | 0 | 215 | 1389 | 0 | 977 | 1200 | 0 | 462 | 0 | 0 | 0 | 0 | 0 | 0 | 0 | 0 | 0
2040-07-19 | 3 | 33.5 | -15552 | -267 | -400 | 0 | 0 | -1301 | 528 | 0 | 0 | 411 | 52 | 335 | 5631 | 3273 | 2560 | 0 | 514 | 0 | 215 | 1353 | 0 | 986 | 1200 | 0 | 462 | 0 | 0 | 0 | 0 | 0 | 0 | 0 | 0 | 0
2040-07-19 | 4 | 33.5 | -15354 | -267 | -382 | 0 | 0 | -1323 | 528 | 0 | 0 | 411 | 52 | 335 | 5728 | 3273 | 2740 | 0 | 542 | 0 | 211 | 1317 | 0 | 527 | 1200 | 0 | 462 | 0 | 0 | 0 | 0 | 0 | 0 | 0 | 0 | 0
2040-07-19 | 5 | 33.5 | -15593 | -267 | -363 | 0 | 0 | -1097 | 528 | 0 | 0 | 411 | 52 | 335 | 5721 | 3273 | 2791 | 0 | 517 | 0 | 207 | 1299 | 0 | 525 | 1200 | 0 | 462 | 0 | 0 | 0 | 0 | 0 | 0 | 0 | 0 | 0
2040-07-19 | 6 | 33.5 | -16505 | -267 | -382 | 0 | 0 | -37 | 528 | 0 | 0 | 482 | 52 | 335 | 5793 | 3273 | 2496 | 0 | 543 | 39 | 205 | 1290 | 0 | 491 | 1200 | 0 | 462 | 0 | 0 | 0 | 0 | 0 | 0 | 0 | 0 | 0
2040-07-19 | 7 | 35.74 | -18177 | -267 | -491 | 0 | 0 | 0 | 528 | 0 | 0 | 528 | 52 | 335 | 6803 | 3273 | 2868 | 0 | 464 | 507 | 207 | 1301 | 0 | 407 | 1200 | 0 | 462 | 0 | 0 | 0 | 0 | 0 | 0 | 0 | 0 | 0
2040-07-19 | 8 | 37.2 | -20033 | -246 | -600 | 0 | 0 | 0 | 528 | 0 | 0 | 699 | 52 | 335 | 7833 | 3273 | 2578 | 0 | 382 | 1653 | 216 | 1313 | 0 | 354 | 1200 | 0 | 462 | 0 | 0 | 0 | 0 | 0 | 0 | 0 | 0 | 0
2040-07-19 | 9 | 37.86 | -21469 | -204 | -727 | 0 | 0 | 0 | 528 | 0 | 0 | 770 | 52 | 335 | 8304 | 3273 | 1568 | 0 | 229 | 3781 | 215 | 1364 | 0 | 319 | 1200 | 0 | 462 | 0 | 0 | 0 | 0 | 0 | 0 | 0 | 0 | 0
2040-07-19 | 10 | 36.77 | -22789 | -167 | -854 | 0 | 0 | 0 | 592 | 0 | 0 | 671 | 52 | 335 | 7606 | 3273 | 803 | 0 | 213 | 6705 | 215 | 1404 | 0 | 281 | 1200 | 0 | 462 | 0 | 0 | 0 | 0 | 0 | 0 | 0 | 0 | 0
2040-07-19 | 11 | 33.5 | -24423 | -141 | -818 | 0 | 0 | -550 | 1495 | 0 | 0 | 468 | 52 | 335 | 5983 | 3273 | 827 | 0 | 244 | 9691 | 215 | 1425 | 0 | 262 | 1200 | 0 | 462 | 0 | 0 | 0 | 0 | 0 | 0 | 0 | 0 | 0
2040-07-19 | 12 | 33.5 | -26114 | -110 | -709 | 0 | 0 | -1224 | 2425 | 0 | 0 | 410 | 52 | 335 | 5597 | 3273 | 580 | 0 | 369 | 11522 | 215 | 1446 | 0 | 271 | 1200 | 0 | 462 | 0 | 0 | 0 | 0 | 0 | 0 | 0 | 0 | 0
2040-07-19 | 13 | 33.5 | -27606 | -99 | -927 | 0 | 0 | -599 | 3250 | 0 | 0 | 411 | 52 | 335 | 5597 | 3273 | 437 | 0 | 461 | 11801 | 215 | 1463 | 0 | 276 | 1200 | 0 | 462 | 0 | 0 | 0 | 0 | 0 | 0 | 0 | 0 | 0
2040-07-19 | 14 | 33.5 | -29114 | -89 | -909 | 0 | 0 | -218 | 4079 | 0 | 0 | 468 | 52 | 335 | 5597 | 3273 | 447 | 0 | 538 | 11902 | 215 | 1463 | 0 | 299 | 1200 | 0 | 462 | 0 | 0 | 0 | 0 | 0 | 0 | 0 | 0 | 0
2040-07-19 | 15 | 37.44 | -30295 | -99 | -818 | 0 | 0 | 0 | 4734 | 0 | 0 | 601 | 52 | 335 | 7103 | 3273 | 682 | 0 | 671 | 10101 | 215 | 1475 | 0 | 308 | 1200 | 0 | 462 | 0 | 0 | 0 | 0 | 0 | 0 | 0 | 0 | 0
2040-07-19 | 16 | 40.27 | -30999 | -110 | -1072 | 0 | 0 | 0 | 5120 | 0 | 0 | 845 | 52 | 335 | 8805 | 3273 | 1045 | 0 | 639 | 8402 | 215 | 1487 | 0 | 302 | 1200 | 0 | 462 | 0 | 0 | 0 | 0 | 0 | 0 | 0 | 0 | 0
2040-07-19 | 17 | 45.27 | -31258 | -110 | -1381 | 0 | 0 | 438 | 5263 | 0 | 0 | 977 | 52 | 335 | 10302 | 3273 | 1638 | 0 | 705 | 6088 | 212 | 1490 | 0 | 315 | 1200 | 0 | 462 | 0 | 0 | 0 | 0 | 0 | 0 | 0 | 0 | 0
2040-07-19 | 18 | 45.27 | -31297 | -110 | -1654 | 0 | 0 | 1686 | 5284 | 0 | 0 | 1233 | 52 | 335 | 10302 | 3273 | 2565 | 0 | 747 | 3882 | 215 | 1475 | 0 | 350 | 1200 | 0 | 462 | 0 | 0 | 0 | 0 | 0 | 0 | 0 | 0 | 0
2040-07-19 | 19 | 45.27 | -30751 | -110 | -1581 | 0 | 0 | 1591 | 4983 | 0 | 0 | 1269 | 52 | 335 | 10922 | 3273 | 3675 | 0 | 751 | 1844 | 215 | 1484 | 0 | 385 | 1200 | 0 | 462 | 0 | 0 | 0 | 0 | 0 | 0 | 0 | 0 | 0
2040-07-19 | 20 | 45.27 | -29867 | -105 | -1109 | 0 | 0 | 1199 | 4497 | 0 | 0 | 1269 | 52 | 335 | 11194 | 3273 | 4212 | 0 | 746 | 535 | 215 | 1479 | 0 | 412 | 1200 | 0 | 462 | 0 | 0 | 0 | 0 | 0 | 0 | 0 | 0 | 0
2040-07-19 | 21 | 45.27 | -29199 | -94 | -1018 | 0 | 0 | 34 | 4127 | 0 | 0 | 1221 | 52 | 335 | 11685 | 3273 | 4990 | 0 | 782 | 23 | 215 | 1500 | 0 | 413 | 1200 | 0 | 462 | 0 | 0 | 0 | 0 | 0 | 0 | 0 | 0 | 0
2040-07-19 | 22 | 41.3 | -28204 | -89 | -854 | 0 | 0 | 0 | 3577 | 0 | 0 | 977 | 52 | 335 | 10418 | 3273 | 5794 | 0 | 881 | 0 | 215 | 1499 | 0 | 463 | 1200 | 0 | 462 | 0 | 0 | 0 | 0 | 0 | 0 | 0 | 0 | 0
2040-07-19 | 23 | 38.45 | -26195 | -89 | -709 | 0 | 0 | 0 | 2473 | 0 | 0 | 845 | 52 | 335 | 8834 | 3273 | 6191 | 0 | 1107 | 0 | 215 | 1491 | 0 | 515 | 1200 | 0 | 462 | 0 | 0 | 0 | 0 | 0 | 0 | 0 | 0 | 0
2040-07-19 | 24 | 36.63 | -24178 | -89 | -582 | 0 | 0 | 0 | 1358 | 0 | 0 | 686 | 52 | 335 | 7552 | 3273 | 6365 | 0 | 1421 | 0 | 217 | 1469 | 0 | 459 | 1200 | 0 | 462 | 0 | 0 | 0 | 0 | 0 | 0 | 0 | 0 | 0
2040-07-20 | 1 | 33.86 | -22516 | -94 | -509 | 0 | -9 | -157 | 528 | 0 | 0 | 505 | 52 | 335 | 6241 | 3273 | 6680 | 0 | 1405 | 0 | 215 | 1428 | 0 | 961 | 1200 | 0 | 462 | 0 | 0 | 0 | 0 | 0 | 0 | 0 | 0 | 0
2040-07-20 | 2 | 33.86 | -21313 | -94 | -454 | 0 | 0 | -1160 | 528 | 0 | 0 | 468 | 52 | 335 | 6019 | 3273 | 6763 | 0 | 1340 | 0 | 215 | 1389 | 0 | 977 | 1200 | 0 | 462 | 0 | 0 | 0 | 0 | 0 | 0 | 0 | 0 | 0
2040-07-20 | 3 | 33.86 | -20501 | -99 | -400 | 0 | 0 | -1611 | 528 | 0 | 0 | 411 | 52 | 335 | 5959 | 3273 | 6395 | 0 | 1443 | 0 | 215 | 1353 | 0 | 986 | 1200 | 0 | 462 | 0 | 0 | 0 | 0 | 0 | 0 | 0 | 0 | 0
2040-07-20 | 4 | 33.86 | -19944 | -99 | -382 | 0 | 0 | -1306 | 528 | 0 | 0 | 411 | 52 | 335 | 5905 | 3273 | 6133 | 0 | 1377 | 0 | 211 | 1317 | 0 | 527 | 1200 | 0 | 462 | 0 | 0 | 0 | 0 | 0 | 0 | 0 | 0 | 0
2040-07-20 | 5 | 33.86 | -19679 | -105 | -363 | 0 | 0 | -1074 | 528 | 0 | 0 | 411 | 52 | 335 | 5837 | 3273 | 5808 | 0 | 1284 | 0 | 207 | 1299 | 0 | 525 | 1200 | 0 | 462 | 0 | 0 | 0 | 0 | 0 | 0 | 0 | 0 | 0
2040-07-20 | 6 | 33.86 | -19751 | -105 | -382 | 0 | 0 | -950 | 528 | 0 | 0 | 411 | 52 | 335 | 5837 | 3273 | 5767 | 0 | 1297 | 39 | 205 | 1290 | 0 | 491 | 1200 | 0 | 462 | 0 | 0 | 0 | 0 | 0 | 0 | 0 | 0 | 0
2040-07-20 | 7 | 33.86 | -20767 | -110 | -491 | 0 | 0 | -230 | 528 | 0 | 0 | 468 | 52 | 335 | 5837 | 3273 | 5583 | 0 | 1276 | 669 | 207 | 1301 | 0 | 407 | 1200 | 0 | 462 | 0 | 0 | 0 | 0 | 0 | 0 | 0 | 0 | 0
2040-07-20 | 8 | 35.7 | -22795 | -94 | -600 | 0 | 0 | 0 | 528 | 0 | 0 | 505 | 52 | 335 | 6817 | 3273 | 5204 | 0 | 1154 | 2076 | 216 | 1313 | 0 | 354 | 1200 | 0 | 462 | 0 | 0 | 0 | 0 | 0 | 0 | 0 | 0 | 0
2040-07-20 | 9 | 37.52 | -25357 | -89 | -727 | 0 | 0 | 0 | 1273 | 0 | 0 | 671 | 52 | 335 | 7708 | 3273 | 3754 | 0 | 1168 | 4378 | 215 | 1364 | 0 | 319 | 1200 | 0 | 462 | 0 | 0 | 0 | 0 | 0 | 0 | 0 | 0 | 0
2040-07-20 | 10 | 37.79 | -27801 | -99 | -854 | 0 | 0 | 0 | 2552 | 0 | 0 | 671 | 52 | 335 | 7771 | 3273 | 2676 | 0 | 906 | 6957 | 215 | 1404 | 0 | 281 | 1200 | 0 | 462 | 0 | 0 | 0 | 0 | 0 | 0 | 0 | 0 | 0
2040-07-20 | 11 | 37.36 | -29832 | -105 | -818 | 0 | 0 | 0 | 3609 | 0 | 0 | 721 | 52 | 335 | 7935 | 3273 | 1724 | 0 | 527 | 9014 | 215 | 1425 | 0 | 262 | 1200 | 0 | 462 | 0 | 0 | 0 | 0 | 0 | 0 | 0 | 0 | 0
2040-07-20 | 12 | 37.27 | -31287 | -120 | -709 | 0 | 0 | 0 | 4370 | 0 | 0 | 727 | 52 | 335 | 8011 | 3273 | 1312 | 0 | 454 | 9988 | 215 | 1446 | 0 | 271 | 1200 | 0 | 462 | 0 | 0 | 0 | 0 | 0 | 0 | 0 | 0 | 0
2040-07-20 | 13 | 38.06 | -32146 | -141 | -927 | 0 | 0 | 0 | 4819 | 0 | 0 | 775 | 52 | 335 | 8627 | 3273 | 1112 | 0 | 356 | 10250 | 215 | 1463 | 0 | 276 | 1200 | 0 | 462 | 0 | 0 | 0 | 0 | 0 | 0 | 0 | 0 | 0
2040-07-20 | 14 | 38.04 | -32716 | -157 | -909 | 0 | 0 | 0 | 5115 | 0 | 0 | 773 | 52 | 335 | 8518 | 3273 | 1099 | 0 | 305 | 10672 | 215 | 1463 | 0 | 299 | 1200 | 0 | 462 | 0 | 0 | 0 | 0 | 0 | 0 | 0 | 0 | 0
2040-07-20 | 15 | 38.45 | -33021 | -157 | -818 | 0 | 0 | 0 | 5279 | 0 | 0 | 845 | 52 | 335 | 8796 | 3273 | 1233 | 0 | 439 | 10085 | 215 | 1475 | 0 | 308 | 1200 | 0 | 462 | 0 | 0 | 0 | 0 | 0 | 0 | 0 | 0 | 0
2040-07-20 | 16 | 40.58 | -33035 | -173 | -1072 | 0 | 0 | 0 | 5284 | 0 | 0 | 974 | 52 | 335 | 9931 | 3273 | 1646 | 0 | 536 | 8583 | 215 | 1487 | 0 | 302 | 1200 | 0 | 462 | 0 | 0 | 0 | 0 | 0 | 0 | 0 | 0 | 0
2040-07-20 | 17 | 43.75 | -33026 | -173 | -1381 | 0 | 0 | 0 | 5279 | 0 | 0 | 1010 | 52 | 335 | 11377 | 3273 | 2458 | 0 | 683 | 6436 | 212 | 1490 | 0 | 315 | 1200 | 0 | 462 | 0 | 0 | 0 | 0 | 0 | 0 | 0 | 0 | 0
2040-07-20 | 18 | 45.76 | -32913 | -173 | -1654 | 0 | 0 | 693 | 5221 | 0 | 0 | 1269 | 52 | 335 | 12183 | 3273 | 3505 | 0 | 677 | 3831 | 215 | 1475 | 0 | 350 | 1200 | 0 | 462 | 0 | 0 | 0 | 0 | 0 | 0 | 0 | 0 | 0
2040-07-20 | 19 | 45.86 | -32425 | -141 | -1581 | 0 | 8 | 1859 | 4967 | 0 | 0 | 1317 | 52 | 335 | 12187 | 3273 | 4073 | 0 | 615 | 1715 | 215 | 1484 | 0 | 385 | 1200 | 0 | 462 | 0 | 0 | 0 | 0 | 0 | 0 | 0 | 0 | 0
2040-07-20 | 20 | 45.76 | -31634 | -141 | -1109 | 0 | 0 | 1025 | 4550 | 0 | 0 | 1317 | 52 | 335 | 12183 | 3273 | 5145 | 0 | 704 | 533 | 215 | 1479 | 0 | 412 | 1200 | 0 | 462 | 0 | 0 | 0 | 0 | 0 | 0 | 0 | 0 | 0
2040-07-20 | 21 | 45.76 | -31082 | -120 | -1018 | 0 | 0 | 1107 | 4264 | 0 | 0 | 1317 | 52 | 335 | 12183 | 3273 | 5031 | 0 | 846 | 22 | 215 | 1500 | 0 | 413 | 1200 | 0 | 462 | 0 | 0 | 0 | 0 | 0 | 0 | 0 | 0 | 0
2040-07-20 | 22 | 45.76 | -30076 | -99 | -854 | 0 | 0 | 117 | 3741 | 0 | 0 | 1269 | 52 | 335 | 12183 | 3273 | 5297 | 0 | 923 | 0 | 215 | 1499 | 0 | 463 | 1200 | 0 | 462 | 0 | 0 | 0 | 0 | 0 | 0 | 0 | 0 | 0
2040-07-20 | 23 | 43.68 | -28142 | -94 | -709 | 0 | 0 | 0 | 2727 | 0 | 0 | 1153 | 52 | 335 | 11322 | 3273 | 5188 | 0 | 1013 | 0 | 215 | 1491 | 0 | 515 | 1200 | 0 | 462 | 0 | 0 | 0 | 0 | 0 | 0 | 0 | 0 | 0
2040-07-20 | 24 | 39.9 | -26011 | -89 | -582 | 0 | 0 | 0 | 1617 | 0 | 0 | 968 | 52 | 335 | 9781 | 3273 | 5549 | 0 | 1300 | 0 | 217 | 1469 | 0 | 459 | 1200 | 0 | 462 | 0 | 0 | 0 | 0 | 0 | 0 | 0 | 0 | 0
2040-07-21 | 1 | 37.46 | -24190 | -89 | -672 | 0 | 0 | 0 | 734 | 0 | 0 | 838 | 52 | 335 | 8056 | 3273 | 5968 | 0 | 1428 | 0 | 215 | 1428 | 0 | 961 | 1200 | 0 | 462 | 0 | 0 | 0 | 0 | 0 | 0 | 0 | 0 | 0
2040-07-21 | 2 | 35.68 | -22808 | -89 | -582 | 0 | 0 | 0 | 528 | 0 | 0 | 622 | 52 | 335 | 6784 | 3273 | 6259 | 0 | 1383 | 0 | 215 | 1389 | 0 | 977 | 1200 | 0 | 462 | 0 | 0 | 0 | 0 | 0 | 0 | 0 | 0 | 0
2040-07-21 | 3 | 34.83 | -21760 | -94 | -527 | 0 | 0 | 0 | 528 | 0 | 0 | 483 | 52 | 335 | 6099 | 3273 | 6133 | 0 | 1262 | 0 | 215 | 1353 | 0 | 986 | 1200 | 0 | 462 | 0 | 0 | 0 | 0 | 0 | 0 | 0 | 0 | 0
2040-07-21 | 4 | 34.45 | -20962 | -94 | -472 | 0 | 0 | 0 | 528 | 0 | 0 | 483 | 52 | 335 | 5990 | 3273 | 5920 | 0 | 1230 | 0 | 211 | 1317 | 0 | 527 | 1200 | 0 | 462 | 0 | 0 | 0 | 0 | 0 | 0 | 0 | 0 | 0
2040-07-21 | 5 | 34.95 | -20484 | -94 | -472 | 0 | 0 | 0 | 528 | 0 | 0 | 483 | 52 | 335 | 6234 | 3273 | 5430 | 0 | 1023 | 0 | 207 | 1299 | 0 | 525 | 1200 | 0 | 462 | 0 | 0 | 0 | 0 | 0 | 0 | 0 | 0 | 0
2040-07-21 | 6 | 34.83 | -20266 | -105 | -491 | 0 | 0 | 0 | 528 | 0 | 0 | 483 | 52 | 335 | 6112 | 3273 | 5436 | 0 | 960 | 34 | 205 | 1290 | 0 | 491 | 1200 | 0 | 462 | 0 | 0 | 0 | 0 | 0 | 0 | 0 | 0 | 0
2040-07-21 | 7 | 35.62 | -20835 | -105 | -545 | 0 | 0 | 0 | 528 | 0 | 0 | 483 | 52 | 335 | 6441 | 3273 | 5583 | 0 | 662 | 551 | 207 | 1301 | 0 | 407 | 1200 | 0 | 462 | 0 | 0 | 0 | 0 | 0 | 0 | 0 | 0 | 0
2040-07-21 | 8 | 36.86 | -22631 | -94 | -636 | 0 | 0 | 0 | 528 | 0 | 0 | 558 | 52 | 335 | 7065 | 3273 | 5638 | 0 | 578 | 1789 | 216 | 1313 | 0 | 354 | 1200 | 0 | 462 | 0 | 0 | 0 | 0 | 0 | 0 | 0 | 0 | 0
2040-07-21 | 9 | 37.1 | -25066 | -89 | -763 | 0 | 0 | 0 | 1199 | 0 | 0 | 622 | 52 | 335 | 7309 | 3273 | 5231 | 0 | 563 | 3775 | 215 | 1364 | 0 | 319 | 1200 | 0 | 462 | 0 | 0 | 0 | 0 | 0 | 0 | 0 | 0 | 0
2040-07-21 | 10 | 35.41 | -26985 | -89 | -909 | 0 | 0 | 0 | 2203 | 0 | 0 | 483 | 52 | 335 | 6586 | 3273 | 4687 | 0 | 604 | 6197 | 215 | 1404 | 0 | 281 | 1200 | 0 | 462 | 0 | 0 | 0 | 0 | 0 | 0 | 0 | 0 | 0
2040-07-21 | 11 | 30.41 | -28130 | -94 | -818 | 0 | 0 | -192 | 2806 | 0 | 0 | 411 | 52 | 335 | 4863 | 3273 | 4626 | 0 | 613 | 8692 | 215 | 1425 | 0 | 262 | 1200 | 0 | 462 | 0 | 0 | 0 | 0 | 0 | 0 | 0 | 0 | 0
2040-07-21 | 12 | 30.41 | -29579 | -99 | -909 | 0 | 0 | -1048 | 3567 | 0 | 0 | 410 | 52 | 335 | 4728 | 3273 | 4153 | 0 | 799 | 10724 | 215 | 1446 | 0 | 271 | 1200 | 0 | 462 | 0 | 0 | 0 | 0 | 0 | 0 | 0 | 0 | 0
2040-07-21 | 13 | 30.41 | -30962 | -120 | -981 | 0 | 0 | -1289 | 4291 | 0 | 0 | 410 | 52 | 335 | 4728 | 3273 | 3904 | 0 | 1003 | 11741 | 215 | 1463 | 0 | 276 | 1200 | 0 | 462 | 0 | 0 | 0 | 0 | 0 | 0 | 0 | 0 | 0
2040-07-21 | 14 | 30.41 | -31956 | -157 | -1018 | 0 | 0 | -1015 | 4814 | 0 | 0 | 410 | 52 | 335 | 4728 | 3273 | 4351 | 0 | 1072 | 11472 | 215 | 1463 | 0 | 299 | 1200 | 0 | 462 | 0 | 0 | 0 | 0 | 0 | 0 | 0 | 0 | 0
2040-07-21 | 15 | 30.41 | -32469 | -188 | -1054 | 0 | 0 | -1388 | 5083 | 0 | 0 | 410 | 52 | 335 | 4728 | 3273 | 5429 | 0 | 1456 | 10673 | 215 | 1475 | 0 | 308 | 1200 | 0 | 462 | 0 | 0 | 0 | 0 | 0 | 0 | 0 | 0 | 0
2040-07-21 | 16 | 30.41 | -32676 | -188 | -999 | 0 | 0 | -749 | 5194 | 0 | 0 | 410 | 52 | 335 | 4724 | 3273 | 6348 | 0 | 1491 | 9120 | 215 | 1487 | 0 | 302 | 1200 | 0 | 462 | 0 | 0 | 0 | 0 | 0 | 0 | 0 | 0 | 0
2040-07-21 | 17 | 35.49 | -32848 | -188 | -999 | 0 | 0 | 0 | 5284 | 0 | 0 | 483 | 52 | 335 | 6076 | 3273 | 6909 | 0 | 1245 | 6701 | 212 | 1490 | 0 | 315 | 1200 | 0 | 462 | 0 | 0 | 0 | 0 | 0 | 0 | 0 | 0 | 0
2040-07-21 | 18 | 39.04 | -32770 | -173 | -1018 | 0 | 0 | 0 | 5242 | 0 | 0 | 770 | 52 | 335 | 8409 | 3273 | 7046 | 0 | 933 | 4199 | 215 | 1475 | 0 | 350 | 1200 | 0 | 462 | 0 | 0 | 0 | 0 | 0 | 0 | 0 | 0 | 0
2040-07-21 | 19 | 41.09 | -32226 | -157 | -1054 | 0 | 0 | 1269 | 4956 | 0 | 0 | 977 | 52 | 335 | 9526 | 3273 | 7125 | 0 | 461 | 1717 | 215 | 1484 | 0 | 385 | 1200 | 0 | 462 | 0 | 0 | 0 | 0 | 0 | 0 | 0 | 0 | 0
2040-07-21 | 20 | 41.09 | -31235 | -131 | -981 | 0 | 0 | 1244 | 4439 | 0 | 0 | 1127 | 52 | 335 | 10067 | 3273 | 7053 | 0 | 504 | 487 | 215 | 1479 | 0 | 412 | 1200 | 0 | 462 | 0 | 0 | 0 | 0 | 0 | 0 | 0 | 0 | 0
2040-07-21 | 21 | 41.09 | -30384 | -105 | -927 | 0 | 0 | 1043 | 3989 | 0 | 0 | 1153 | 52 | 335 | 10282 | 3273 | 6833 | 0 | 639 | 27 | 215 | 1500 | 0 | 413 | 1200 | 0 | 462 | 0 | 0 | 0 | 0 | 0 | 0 | 0 | 0 | 0
2040-07-21 | 22 | 41.09 | -29029 | -89 | -836 | 0 | 0 | 418 | 3276 | 0 | 0 | 977 | 52 | 335 | 10282 | 3273 | 6321 | 0 | 1181 | 0 | 215 | 1499 | 0 | 463 | 1200 | 0 | 462 | 0 | 0 | 0 | 0 | 0 | 0 | 0 | 0 | 0
2040-07-21 | 23 | 41.09 | -26634 | -89 | -836 | 0 | 0 | 85 | 2018 | 0 | 0 | 977 | 52 | 335 | 10282 | 3273 | 5758 | 0 | 896 | 0 | 215 | 1491 | 0 | 515 | 1200 | 0 | 462 | 0 | 0 | 0 | 0 | 0 | 0 | 0 | 0 | 0
2040-07-21 | 24 | 41.09 | -24233 | -89 | -763 | 0 | 0 | 144 | 761 | 0 | 0 | 977 | 52 | 335 | 10282 | 3273 | 4518 | 0 | 937 | 0 | 217 | 1469 | 0 | 459 | 1200 | 0 | 462 | 0 | 0 | 0 | 0 | 0 | 0 | 0 | 0 | 0
2040-07-22 | 1 | 37.27 | -22390 | -94 | -672 | 0 | 0 | 0 | 1923 | 0 | 0 | 776 | 52 | 335 | 8011 | 3273 | 3599 | 0 | 922 | 0 | 215 | 1428 | 0 | 961 | 1200 | 0 | 462 | 0 | 0 | 0 | 0 | 0 | 0 | 0 | 0 | 0
2040-07-22 | 2 | 37.24 | -21093 | -105 | -582 | 0 | 0 | 0 | 1120 | 0 | 0 | 773 | 52 | 335 | 7925 | 3273 | 3022 | 0 | 1037 | 0 | 215 | 1389 | 0 | 977 | 1200 | 0 | 462 | 0 | 0 | 0 | 0 | 0 | 0 | 0 | 0 | 0
2040-07-22 | 3 | 37.19 | -20152 | -110 | -527 | 0 | 0 | 0 | 534 | 0 | 0 | 770 | 52 | 335 | 7714 | 3273 | 2768 | 0 | 1127 | 0 | 215 | 1353 | 0 | 986 | 1200 | 0 | 462 | 0 | 0 | 0 | 0 | 0 | 0 | 0 | 0 | 0
2040-07-22 | 4 | 37.36 | -19576 | -131 | -472 | 0 | 0 | 0 | 528 | 0 | 0 | 732 | 52 | 335 | 7895 | 3273 | 2476 | 0 | 1171 | 0 | 211 | 1317 | 0 | 527 | 1200 | 0 | 462 | 0 | 0 | 0 | 0 | 0 | 0 | 0 | 0 | 0
2040-07-22 | 5 | 38.02 | -19481 | -141 | -472 | 0 | 0 | 0 | 528 | 0 | 0 | 770 | 52 | 335 | 8327 | 3273 | 1985 | 0 | 1131 | 0 | 207 | 1299 | 0 | 525 | 1200 | 0 | 462 | 0 | 0 | 0 | 0 | 0 | 0 | 0 | 0 | 0
2040-07-22 | 6 | 39.65 | -20010 | -167 | -491 | 0 | 0 | 0 | 528 | 0 | 0 | 886 | 52 | 335 | 9315 | 3273 | 1696 | 0 | 895 | 40 | 205 | 1290 | 0 | 491 | 1200 | 0 | 462 | 0 | 0 | 0 | 0 | 0 | 0 | 0 | 0 | 0
2040-07-22 | 7 | 42.12 | -21526 | -157 | -545 | 0 | 0 | 0 | 1384 | 0 | 0 | 974 | 52 | 335 | 10327 | 3273 | 912 | 0 | 773 | 621 | 207 | 1301 | 0 | 407 | 1200 | 0 | 462 | 0 | 0 | 0 | 0 | 0 | 0 | 0 | 0 | 0
2040-07-22 | 8 | 41.18 | -23483 | -131 | -636 | 0 | 0 | 0 | 2600 | 0 | 0 | 974 | 52 | 335 | 10283 | 3273 | 420 | 0 | 733 | 2036 | 216 | 1313 | 0 | 354 | 1200 | 0 | 462 | 0 | 0 | 0 | 0 | 0 | 0 | 0 | 0 | 0
2040-07-22 | 9 | 38.8 | -24965 | -110 | -763 | 0 | 0 | 0 | 3519 | 0 | 0 | 845 | 52 | 335 | 9092 | 3273 | 266 | 0 | 511 | 4385 | 215 | 1364 | 0 | 319 | 1200 | 0 | 462 | 0 | 0 | 0 | 0 | 0 | 0 | 0 | 0 | 0
2040-07-22 | 10 | 36.47 | -25984 | -105 | -909 | 0 | 0 | 0 | 4153 | 0 | 0 | 599 | 52 | 335 | 7201 | 3273 | 281 | 0 | 590 | 6950 | 215 | 1404 | 0 | 281 | 1200 | 0 | 462 | 0 | 0 | 0 | 0 | 0 | 0 | 0 | 0 | 0
2040-07-22 | 11 | 33.01 | -26942 | -99 | -818 | 0 | 0 | 0 | 4745 | 0 | 0 | 476 | 52 | 335 | 5699 | 3273 | 316 | 0 | 354 | 9046 | 215 | 1425 | 0 | 262 | 1200 | 0 | 462 | 0 | 0 | 0 | 0 | 0 | 0 | 0 | 0 | 0
2040-07-22 | 12 | 31.75 | -27726 | -94 | -909 | 0 | 0 | 0 | 5236 | 0 | 0 | 468 | 52 | 335 | 5194 | 3273 | 417 | 0 | 238 | 9921 | 215 | 1446 | 0 | 271 | 1200 | 0 | 462 | 0 | 0 | 0 | 0 | 0 | 0 | 0 | 0 | 0
2040-07-22 | 13 | 32.2 | -27807 | -105 | -981 | 0 | 0 | 0 | 5284 | 0 | 0 | 468 | 52 | 335 | 5277 | 3273 | 442 | 0 | 220 | 9926 | 215 | 1463 | 0 | 276 | 1200 | 0 | 462 | 0 | 0 | 0 | 0 | 0 | 0 | 0 | 0 | 0
2040-07-22 | 14 | 32.2 | -27767 | -110 | -1018 | 0 | 0 | 0 | 5258 | 0 | 0 | 440 | 52 | 335 | 5088 | 3273 | 776 | 0 | 226 | 9808 | 215 | 1463 | 0 | 299 | 1200 | 0 | 462 | 0 | 0 | 0 | 0 | 0 | 0 | 0 | 0 | 0
2040-07-22 | 15 | 32.2 | -27667 | -120 | -1054 | 0 | 0 | 0 | 5199 | 0 | 0 | 455 | 52 | 335 | 5067 | 3273 | 1131 | 0 | 271 | 9398 | 215 | 1475 | 0 | 308 | 1200 | 0 | 462 | 0 | 0 | 0 | 0 | 0 | 0 | 0 | 0 | 0
2040-07-22 | 16 | 35.49 | -27208 | -120 | -999 | 0 | 0 | 0 | 4914 | 0 | 0 | 483 | 52 | 335 | 6018 | 3273 | 1491 | 0 | 301 | 7796 | 215 | 1487 | 0 | 302 | 1200 | 0 | 462 | 0 | 0 | 0 | 0 | 0 | 0 | 0 | 0 | 0
2040-07-22 | 17 | 37.19 | -26550 | -157 | -999 | 0 | 0 | 0 | 4502 | 0 | 0 | 558 | 52 | 335 | 7068 | 3273 | 2170 | 0 | 322 | 5748 | 212 | 1490 | 0 | 315 | 1200 | 0 | 462 | 0 | 0 | 0 | 0 | 0 | 0 | 0 | 0 | 0
2040-07-22 | 18 | 37.27 | -25964 | -188 | -1018 | 0 | 0 | 0 | 4143 | 0 | 0 | 671 | 52 | 335 | 7501 | 3273 | 3597 | 0 | 410 | 3486 | 215 | 1475 | 0 | 350 | 1200 | 0 | 462 | 0 | 0 | 0 | 0 | 0 | 0 | 0 | 0 | 0
2040-07-22 | 19 | 38.8 | -25113 | -225 | -1054 | 0 | 0 | 0 | 3614 | 0 | 0 | 773 | 52 | 335 | 8414 | 3273 | 4378 | 0 | 289 | 1517 | 215 | 1484 | 0 | 385 | 1200 | 0 | 462 | 0 | 0 | 0 | 0 | 0 | 0 | 0 | 0 | 0
2040-07-22 | 20 | 40.7 | -24261 | -225 | -981 | 0 | 0 | 0 | 3086 | 0 | 0 | 886 | 52 | 335 | 9278 | 3273 | 3995 | 0 | 356 | 437 | 215 | 1479 | 0 | 412 | 1200 | 0 | 462 | 0 | 0 | 0 | 0 | 0 | 0 | 0 | 0 | 0
2040-07-22 | 21 | 39.04 | -23423 | -246 | -927 | 0 | 0 | 0 | 2563 | 0 | 0 | 912 | 52 | 335 | 9265 | 3273 | 4062 | 0 | 335 | 10 | 215 | 1500 | 0 | 413 | 1200 | 0 | 462 | 0 | 0 | 0 | 0 | 0 | 0 | 0 | 0 | 0
2040-07-22 | 22 | 37.24 | -21979 | -267 | -836 | 0 | 0 | 0 | 1670 | 0 | 0 | 770 | 52 | 335 | 7913 | 3273 | 4970 | 0 | 260 | 0 | 215 | 1499 | 0 | 463 | 1200 | 0 | 462 | 0 | 0 | 0 | 0 | 0 | 0 | 0 | 0 | 0
2040-07-22 | 23 | 35.62 | -20186 | -288 | -836 | 0 | 0 | 0 | 555 | 0 | 0 | 559 | 52 | 335 | 6880 | 3273 | 5520 | 0 | 253 | 0 | 215 | 1491 | 0 | 515 | 1200 | 0 | 462 | 0 | 0 | 0 | 0 | 0 | 0 | 0 | 0 | 0
2040-07-22 | 24 | 30.53 | -18528 | -288 | -763 | 0 | 0 | 0 | 528 | 0 | 0 | 450 | 52 | 335 | 4920 | 3273 | 5975 | 0 | 239 | 0 | 217 | 1469 | 0 | 459 | 1200 | 0 | 462 | 0 | 0 | 0 | 0 | 0 | 0 | 0 | 0 | 0
2040-07-23 | 1 | 25.33 | -17276 | -288 | -509 | 0 | 0 | -1754 | 1839 | 0 | 0 | 410 | 52 | 335 | 3107 | 3273 | 6320 | 0 | 226 | 0 | 215 | 1428 | 0 | 961 | 1200 | 0 | 462 | 0 | 0 | 0 | 0 | 0 | 0 | 0 | 0 | 0
2040-07-23 | 2 | 25.33 | -16440 | -314 | -454 | 0 | 0 | -576 | 1173 | 0 | 0 | 410 | 52 | 335 | 1788 | 3273 | 6306 | 0 | 205 | 0 | 215 | 1389 | 0 | 977 | 1200 | 0 | 462 | 0 | 0 | 0 | 0 | 0 | 0 | 0 | 0 | 0
2040-07-23 | 3 | 25.33 | -15920 | -340 | -400 | 0 | 0 | -698 | 756 | 0 | 0 | 410 | 52 | 335 | 1788 | 3273 | 6316 | 0 | 213 | 0 | 215 | 1353 | 0 | 986 | 1200 | 0 | 462 | 0 | 0 | 0 | 0 | 0 | 0 | 0 | 0 | 0
2040-07-23 | 4 | 25.33 | -15627 | -340 | -382 | 0 | 0 | -168 | 528 | 0 | 0 | 410 | 52 | 335 | 1788 | 3273 | 5983 | 0 | 431 | 0 | 211 | 1317 | 0 | 527 | 1200 | 0 | 462 | 0 | 0 | 0 | 0 | 0 | 0 | 0 | 0 | 0
2040-07-23 | 5 | 33.08 | -15799 | -340 | -363 | 0 | 0 | 0 | 661 | 0 | 0 | 410 | 52 | 335 | 1965 | 3273 | 5892 | 0 | 223 | 0 | 207 | 1299 | 0 | 525 | 1200 | 0 | 462 | 0 | 0 | 0 | 0 | 0 | 0 | 0 | 0 | 0
2040-07-23 | 6 | 34.23 | -16671 | -340 | -382 | 0 | 0 | 578 | 1353 | 0 | 0 | 410 | 52 | 335 | 2240 | 3273 | 5342 | 0 | 141 | 22 | 205 | 1290 | 0 | 491 | 1200 | 0 | 462 | 0 | 0 | 0 | 0 | 0 | 0 | 0 | 0 | 0
2040-07-23 | 7 | 34.23 | -18176 | -340 | -491 | 0 | 0 | 1247 | 2557 | 0 | 0 | 410 | 52 | 335 | 3086 | 3273 | 3849 | 0 | 152 | 469 | 207 | 1301 | 0 | 407 | 1200 | 0 | 462 | 0 | 0 | 0 | 0 | 0 | 0 | 0 | 0 | 0
2040-07-23 | 8 | 34.23 | -19620 | -366 | -600 | 0 | 0 | 540 | 3709 | 0 | 0 | 411 | 52 | 335 | 4297 | 3273 | 2740 | 0 | 226 | 1458 | 216 | 1313 | 0 | 354 | 1200 | 0 | 462 | 0 | 0 | 0 | 0 | 0 | 0 | 0 | 0 | 0
2040-07-23 | 9 | 24.36 | -20538 | -340 | -727 | 0 | 0 | 0 | 4444 | 0 | 0 | 410 | 52 | 319 | 3975 | 3273 | 2275 | 0 | 215 | 3081 | 215 | 1364 | 0 | 319 | 1200 | 0 | 462 | 0 | 0 | 0 | 0 | 0 | 0 | 0 | 0 | 0
2040-07-23 | 10 | 17.58 | -21014 | -340 | -854 | 0 | -506 | -1853 | 4824 | 0 | 0 | 410 | 52 | 160 | 3720 | 3273 | 3146 | 0 | 208 | 5221 | 215 | 1404 | 0 | 281 | 1200 | 0 | 453 | 0 | 0 | 0 | 0 | 0 | 0 | 0 | 0 | 0
2040-07-23 | 11 | 17.58 | -21406 | -340 | -818 | 0 | -1983 | -1859 | 5141 | 0 | 0 | 410 | 52 | 157 | 2480 | 3273 | 3712 | 0 | 112 | 7554 | 215 | 1425 | 0 | 262 | 1200 | 0 | 413 | 0 | 0 | 0 | 0 | 0 | 0 | 0 | 0 | 0
2040-07-23 | 12 | -40 | -21555 | -314 | -709 | -908 | -2000 | -1859 | 5258 | 0 | 0 | 0 | 48 | 157 | 2022 | 3273 | 3923 | 0 | 0 | 9250 | 215 | 1446 | 0 | 271 | 1200 | 0 | 282 | 948 | 63 | 0 | 0 | 0 | 0 | 0 | 0 | 0
2040-07-23 | 13 | -30 | -21451 | -314 | -927 | -908 | -2000 | -1859 | 5173 | 0 | 0 | 30 | 48 | 157 | 1722 | 3273 | 4642 | 0 | 57 | 8912 | 215 | 1463 | 0 | 276 | 1200 | 0 | 291 | 0 | 0 | 0 | 0 | 0 | 0 | 0 | 0 | 0
2040-07-23 | 14 | 17.58 | -21587 | -267 | -909 | 0 | -611 | -1859 | 5284 | 0 | 0 | 410 | 52 | 157 | 1554 | 3273 | 4783 | 0 | 70 | 6051 | 215 | 1463 | 0 | 299 | 1200 | 0 | 422 | 0 | 0 | 0 | 0 | 0 | 0 | 0 | 0 | 0
2040-07-23 | 15 | 17.58 | -21526 | -225 | -818 | 0 | -512 | -1859 | 5236 | 0 | 0 | 410 | 52 | 157 | 1433 | 3273 | 4206 | 0 | 122 | 6390 | 215 | 1475 | 0 | 308 | 1200 | 0 | 462 | 0 | 0 | 0 | 0 | 0 | 0 | 0 | 0 | 0
2040-07-23 | 16 | 19.93 | -21433 | -225 | -1072 | 0 | 0 | -694 | 5162 | 0 | 0 | 410 | 52 | 160 | 1143 | 3273 | 3910 | 0 | 193 | 5455 | 215 | 1487 | 0 | 302 | 1200 | 0 | 462 | 0 | 0 | 0 | 0 | 0 | 0 | 0 | 0 | 0
2040-07-23 | 17 | 26.93 | -21411 | -188 | -1381 | 0 | 455 | 276 | 5141 | 0 | 0 | 410 | 52 | 319 | 1723 | 3273 | 3073 | 0 | 168 | 4411 | 212 | 1490 | 0 | 315 | 1200 | 0 | 462 | 0 | 0 | 0 | 0 | 0 | 0 | 0 | 0 | 0
2040-07-23 | 18 | 26.93 | -21456 | -188 | -1654 | 429 | 1042 | 1006 | 5178 | 0 | 0 | 468 | 52 | 335 | 2664 | 3273 | 2071 | 0 | 133 | 2946 | 215 | 1475 | 0 | 350 | 1200 | 0 | 462 | 0 | 0 | 0 | 0 | 0 | 0 | 0 | 0 | 0
2040-07-23 | 19 | 26.93 | -21161 | -188 | -1581 | 388 | 1185 | 1549 | 4946 | 0 | 0 | 483 | 52 | 335 | 3365 | 3273 | 2011 | 0 | 186 | 1413 | 215 | 1484 | 0 | 385 | 1200 | 0 | 462 | 0 | 0 | 0 | 0 | 0 | 0 | 0 | 0 | 0
2040-07-23 | 20 | 26.93 | -20784 | -204 | -1109 | 164 | 921 | 1549 | 4645 | 0 | 0 | 512 | 52 | 335 | 3973 | 3273 | 2292 | 0 | 254 | 359 | 215 | 1479 | 0 | 412 | 1200 | 0 | 462 | 0 | 0 | 0 | 0 | 0 | 0 | 0 | 0 | 0
2040-07-23 | 21 | 26.93 | -20665 | -225 | -1018 | 0 | 967 | 1549 | 4550 | 0 | 0 | 528 | 52 | 335 | 4137 | 3273 | 2306 | 0 | 410 | 11 | 215 | 1500 | 0 | 413 | 1200 | 0 | 462 | 0 | 0 | 0 | 0 | 0 | 0 | 0 | 0 | 0
2040-07-23 | 22 | 26.93 | -19844 | -267 | -854 | 292 | 743 | 1100 | 3889 | 0 | 0 | 528 | 52 | 335 | 4427 | 3273 | 2073 | 0 | 413 | 0 | 215 | 1499 | 0 | 463 | 1200 | 0 | 462 | 0 | 0 | 0 | 0 | 0 | 0 | 0 | 0 | 0
2040-07-23 | 23 | 26.93 | -18240 | -267 | -709 | 237 | 504 | 1028 | 2610 | 0 | 0 | 483 | 52 | 335 | 4410 | 3273 | 2047 | 0 | 354 | 0 | 215 | 1491 | 0 | 515 | 1200 | 0 | 462 | 0 | 0 | 0 | 0 | 0 | 0 | 0 | 0 | 0
2040-07-23 | 24 | 26.93 | -16685 | -288 | -582 | 52 | 729 | 705 | 1369 | 0 | 0 | 483 | 52 | 335 | 4384 | 3273 | 2055 | 0 | 312 | 0 | 217 | 1469 | 0 | 459 | 1200 | 0 | 462 | 0 | 0 | 0 | 0 | 0 | 0 | 0 | 0 | 0
2040-07-24 | 1 | 33.86 | -15552 | -288 | -509 | 0 | 0 | 0 | 528 | 0 | 0 | 482 | 52 | 335 | 5180 | 3273 | 1938 | 0 | 294 | 0 | 215 | 1428 | 0 | 961 | 1200 | 0 | 462 | 0 | 0 | 0 | 0 | 0 | 0 | 0 | 0 | 0
2040-07-24 | 2 | 24.36 | -14861 | -288 | -454 | 0 | 0 | -189 | 528 | 0 | 0 | 411 | 52 | 335 | 4212 | 3273 | 2239 | 0 | 500 | 0 | 215 | 1389 | 0 | 977 | 1200 | 0 | 462 | 0 | 0 | 0 | 0 | 0 | 0 | 0 | 0 | 0
2040-07-24 | 3 | 24.36 | -14436 | -314 | -400 | 0 | 0 | -982 | 528 | 0 | 0 | 410 | 52 | 335 | 4050 | 3273 | 2769 | 0 | 499 | 0 | 215 | 1353 | 0 | 986 | 1200 | 0 | 462 | 0 | 0 | 0 | 0 | 0 | 0 | 0 | 0 | 0
2040-07-24 | 4 | 24.36 | -14264 | -314 | -382 | 0 | 0 | -1064 | 528 | 0 | 0 | 410 | 52 | 335 | 3540 | 3273 | 3547 | 0 | 622 | 0 | 211 | 1317 | 0 | 527 | 1200 | 0 | 462 | 0 | 0 | 0 | 0 | 0 | 0 | 0 | 0 | 0
2040-07-24 | 5 | 24.36 | -14532 | -314 | -363 | 0 | 0 | -1033 | 528 | 0 | 0 | 410 | 52 | 335 | 3419 | 3273 | 3893 | 0 | 640 | 0 | 207 | 1299 | 0 | 525 | 1200 | 0 | 462 | 0 | 0 | 0 | 0 | 0 | 0 | 0 | 0 | 0
2040-07-24 | 6 | 24.36 | -15440 | -314 | -382 | 0 | 0 | -744 | 528 | 0 | 0 | 410 | 52 | 335 | 3220 | 3273 | 4751 | 0 | 640 | 23 | 205 | 1290 | 0 | 491 | 1200 | 0 | 462 | 0 | 0 | 0 | 0 | 0 | 0 | 0 | 0 | 0
2040-07-24 | 7 | 32.93 | -17032 | -340 | -491 | 0 | 0 | 48 | 528 | 0 | 0 | 410 | 52 | 335 | 3521 | 3273 | 4961 | 0 | 623 | 536 | 207 | 1301 | 0 | 407 | 1200 | 0 | 462 | 0 | 0 | 0 | 0 | 0 | 0 | 0 | 0 | 0
2040-07-24 | 8 | 31.49 | -18758 | -314 | -600 | 0 | 0 | 0 | 1115 | 0 | 0 | 410 | 52 | 335 | 3510 | 3273 | 5251 | 0 | 444 | 1737 | 216 | 1313 | 0 | 354 | 1200 | 0 | 462 | 0 | 0 | 0 | 0 | 0 | 0 | 0 | 0 | 0
2040-07-24 | 9 | 24.36 | -19902 | -246 | -727 | 0 | 0 | -515 | 1913 | 0 | 0 | 410 | 52 | 332 | 2572 | 3273 | 5457 | 0 | 332 | 3490 | 215 | 1364 | 0 | 319 | 1200 | 0 | 462 | 0 | 0 | 0 | 0 | 0 | 0 | 0 | 0 | 0
2040-07-24 | 10 | 24.36 | -20805 | -204 | -854 | 0 | 0 | -998 | 2542 | 0 | 0 | 410 | 52 | 317 | 1121 | 3273 | 5006 | 0 | 231 | 6348 | 215 | 1404 | 0 | 281 | 1200 | 0 | 462 | 0 | 0 | 0 | 0 | 0 | 0 | 0 | 0 | 0
2040-07-24 | 11 | 23.63 | -21803 | -157 | -818 | 0 | -1932 | -1859 | 3239 | 0 | 0 | 410 | 52 | 209 | 675 | 3273 | 5526 | 0 | 146 | 9476 | 215 | 1425 | 0 | 262 | 1200 | 0 | 462 | 0 | 0 | 0 | 0 | 0 | 0 | 0 | 0 | 0
2040-07-24 | 12 | 20.84 | -22767 | -131 | -709 | -873 | -2000 | -1859 | 3910 | 0 | 0 | 410 | 52 | 157 | 0 | 3273 | 5701 | 0 | 199 | 11043 | 215 | 1446 | 0 | 271 | 1200 | 0 | 462 | 0 | 0 | 0 | 0 | 0 | 0 | 0 | 0 | 0
2040-07-24 | 13 | 20.84 | -23484 | -110 | -927 | -574 | -2000 | -1859 | 4412 | 0 | 0 | 410 | 52 | 157 | 0 | 3273 | 5367 | 0 | 177 | 11490 | 215 | 1463 | 0 | 276 | 1200 | 0 | 462 | 0 | 0 | 0 | 0 | 0 | 0 | 0 | 0 | 0
2040-07-24 | 14 | 23.63 | -24103 | -105 | -909 | 0 | -1753 | -1859 | 4845 | 0 | 0 | 410 | 52 | 209 | 0 | 3273 | 4789 | 0 | 188 | 11323 | 215 | 1463 | 0 | 299 | 1200 | 0 | 462 | 0 | 0 | 0 | 0 | 0 | 0 | 0 | 0 | 0
2040-07-24 | 15 | 23.63 | -24444 | -105 | -818 | 0 | -536 | -1859 | 5083 | 0 | 0 | 410 | 52 | 211 | 0 | 3273 | 4333 | 0 | 256 | 10483 | 215 | 1475 | 0 | 308 | 1200 | 0 | 462 | 0 | 0 | 0 | 0 | 0 | 0 | 0 | 0 | 0
2040-07-24 | 16 | 24.36 | -24598 | -99 | -1072 | 0 | 0 | -271 | 5189 | 0 | 0 | 410 | 52 | 319 | 0 | 3273 | 3455 | 0 | 425 | 9253 | 215 | 1487 | 0 | 302 | 1200 | 0 | 462 | 0 | 0 | 0 | 0 | 0 | 0 | 0 | 0 | 0
2040-07-24 | 17 | 33.97 | -24735 | -99 | -1381 | 0 | 0 | 742 | 5284 | 0 | 0 | 410 | 52 | 335 | 2283 | 3273 | 2799 | 0 | 569 | 6791 | 212 | 1490 | 0 | 315 | 1200 | 0 | 462 | 0 | 0 | 0 | 0 | 0 | 0 | 0 | 0 | 0
2040-07-24 | 18 | 33.97 | -24669 | -99 | -1654 | 0 | 123 | 1296 | 5236 | 0 | 0 | 483 | 52 | 335 | 4935 | 3273 | 2130 | 0 | 728 | 4130 | 215 | 1475 | 0 | 350 | 1200 | 0 | 462 | 0 | 0 | 0 | 0 | 0 | 0 | 0 | 0 | 0
2040-07-24 | 19 | 33.97 | -24090 | -99 | -1581 | 97 | 971 | 1595 | 4835 | 0 | 0 | 773 | 52 | 335 | 5776 | 3273 | 1771 | 0 | 663 | 1883 | 215 | 1484 | 0 | 385 | 1200 | 0 | 462 | 0 | 0 | 0 | 0 | 0 | 0 | 0 | 0 | 0
2040-07-24 | 20 | 33.97 | -23101 | -110 | -1109 | 470 | 1483 | 1585 | 4143 | 0 | 0 | 933 | 52 | 335 | 5776 | 3273 | 1343 | 0 | 648 | 511 | 215 | 1479 | 0 | 412 | 1200 | 0 | 462 | 0 | 0 | 0 | 0 | 0 | 0 | 0 | 0 | 0
2040-07-24 | 21 | 33.97 | -22394 | -141 | -1018 | 591 | 1667 | 1309 | 3651 | 0 | 0 | 933 | 52 | 335 | 5776 | 3273 | 1307 | 0 | 860 | 10 | 215 | 1500 | 0 | 413 | 1200 | 0 | 462 | 0 | 0 | 0 | 0 | 0 | 0 | 0 | 0 | 0
2040-07-24 | 22 | 33.97 | -21278 | -188 | -854 | 82 | 1356 | 1497 | 2874 | 0 | 0 | 845 | 52 | 335 | 5752 | 3273 | 1432 | 0 | 985 | 0 | 215 | 1499 | 0 | 463 | 1200 | 0 | 462 | 0 | 0 | 0 | 0 | 0 | 0 | 0 | 0 | 0
2040-07-24 | 23 | 33.97 | -19268 | -225 | -709 | 0 | 944 | 1593 | 1469 | 0 | 0 | 773 | 52 | 335 | 5744 | 3273 | 994 | 0 | 1142 | 0 | 215 | 1491 | 0 | 515 | 1200 | 0 | 462 | 0 | 0 | 0 | 0 | 0 | 0 | 0 | 0 | 0
2040-07-24 | 24 | 33.97 | -17352 | -267 | -582 | 6 | 527 | 1504 | 528 | 0 | 0 | 721 | 52 | 335 | 5744 | 3273 | 680 | 0 | 1024 | 0 | 217 | 1469 | 0 | 459 | 1200 | 0 | 462 | 0 | 0 | 0 | 0 | 0 | 0 | 0 | 0 | 0
2040-07-25 | 1 | 34.83 | -15975 | -288 | -509 | 0 | 0 | 0 | 528 | 0 | 0 | 528 | 52 | 335 | 6119 | 3273 | 696 | 0 | 974 | 0 | 215 | 1428 | 0 | 961 | 1200 | 0 | 462 | 0 | 0 | 0 | 0 | 0 | 0 | 0 | 0 | 0
2040-07-25 | 2 | 32.2 | -15069 | -314 | -454 | 0 | 0 | 0 | 528 | 0 | 0 | 482 | 52 | 335 | 5307 | 3273 | 827 | 0 | 790 | 0 | 215 | 1389 | 0 | 977 | 1200 | 0 | 462 | 0 | 0 | 0 | 0 | 0 | 0 | 0 | 0 | 0
2040-07-25 | 3 | 28.75 | -14463 | -340 | -400 | 0 | 0 | -21 | 528 | 0 | 0 | 468 | 52 | 335 | 4599 | 3273 | 1002 | 0 | 752 | 0 | 215 | 1353 | 0 | 986 | 1200 | 0 | 462 | 0 | 0 | 0 | 0 | 0 | 0 | 0 | 0 | 0
2040-07-25 | 4 | 29.9 | -14182 | -340 | -382 | 0 | 0 | 0 | 528 | 0 | 0 | 411 | 52 | 335 | 4606 | 3273 | 1207 | 0 | 775 | 0 | 211 | 1317 | 0 | 527 | 1200 | 0 | 462 | 0 | 0 | 0 | 0 | 0 | 0 | 0 | 0 | 0
2040-07-25 | 5 | 28.75 | -14338 | -366 | -363 | 0 | 0 | -102 | 528 | 0 | 0 | 411 | 52 | 335 | 4599 | 3273 | 1680 | 0 | 598 | 0 | 207 | 1299 | 0 | 525 | 1200 | 0 | 462 | 0 | 0 | 0 | 0 | 0 | 0 | 0 | 0 | 0
2040-07-25 | 6 | 33.6 | -15182 | -366 | -382 | 0 | 0 | 0 | 528 | 0 | 0 | 468 | 52 | 335 | 5248 | 3273 | 1936 | 0 | 424 | 18 | 205 | 1290 | 0 | 491 | 1200 | 0 | 462 | 0 | 0 | 0 | 0 | 0 | 0 | 0 | 0 | 0
2040-07-25 | 7 | 38.85 | -16676 | -397 | -491 | 0 | 0 | 0 | 528 | 0 | 0 | 505 | 52 | 335 | 6781 | 3273 | 1624 | 0 | 389 | 500 | 207 | 1301 | 0 | 407 | 1200 | 0 | 462 | 0 | 0 | 0 | 0 | 0 | 0 | 0 | 0 | 0
2040-07-25 | 8 | 38.85 | -18334 | -340 | -600 | 0 | 0 | 91 | 581 | 0 | 0 | 558 | 52 | 335 | 7088 | 3273 | 1366 | 0 | 340 | 2045 | 216 | 1313 | 0 | 354 | 1200 | 0 | 462 | 0 | 0 | 0 | 0 | 0 | 0 | 0 | 0 | 0
2040-07-25 | 9 | 33.08 | -19746 | -246 | -727 | 0 | 0 | 0 | 1548 | 0 | 0 | 468 | 52 | 335 | 5344 | 3273 | 1230 | 0 | 120 | 4789 | 215 | 1364 | 0 | 319 | 1200 | 0 | 462 | 0 | 0 | 0 | 0 | 0 | 0 | 0 | 0 | 0
2040-07-25 | 10 | 28.41 | -21033 | -188 | -854 | 0 | 0 | -1337 | 2425 | 0 | 0 | 410 | 52 | 335 | 4356 | 3273 | 998 | 0 | 115 | 7888 | 215 | 1404 | 0 | 281 | 1200 | 0 | 462 | 0 | 0 | 0 | 0 | 0 | 0 | 0 | 0 | 0
2040-07-25 | 11 | 27.44 | -22232 | -141 | -818 | 0 | -1459 | -1859 | 3250 | 0 | 0 | 410 | 52 | 335 | 4157 | 3273 | 877 | 0 | 95 | 10498 | 215 | 1425 | 0 | 262 | 1200 | 0 | 462 | 0 | 0 | 0 | 0 | 0 | 0 | 0 | 0 | 0
2040-07-25 | 12 | 24.65 | -23202 | -120 | -709 | -338 | -2000 | -1859 | 3910 | 0 | 0 | 410 | 52 | 335 | 4061 | 3273 | 670 | 0 | 167 | 11757 | 215 | 1446 | 0 | 271 | 1200 | 0 | 462 | 0 | 0 | 0 | 0 | 0 | 0 | 0 | 0 | 0
2040-07-25 | 13 | 27.44 | -23924 | -110 | -927 | 0 | -1903 | -1859 | 4407 | 0 | 0 | 410 | 52 | 335 | 4157 | 3273 | 480 | 0 | 161 | 11833 | 215 | 1463 | 0 | 276 | 1200 | 0 | 462 | 0 | 0 | 0 | 0 | 0 | 0 | 0 | 0 | 0
2040-07-25 | 14 | 27.44 | -24534 | -105 | -909 | 0 | -851 | -1859 | 4824 | 0 | 0 | 410 | 52 | 335 | 4157 | 3273 | 355 | 0 | 143 | 11070 | 215 | 1463 | 0 | 299 | 1200 | 0 | 462 | 0 | 0 | 0 | 0 | 0 | 0 | 0 | 0 | 0
2040-07-25 | 15 | 28.41 | -24856 | -105 | -818 | 0 | 0 | -1834 | 5046 | 0 | 0 | 410 | 52 | 335 | 4092 | 3273 | 217 | 0 | 138 | 10390 | 215 | 1475 | 0 | 308 | 1200 | 0 | 462 | 0 | 0 | 0 | 0 | 0 | 0 | 0 | 0 | 0
2040-07-25 | 16 | 28.41 | -25077 | -94 | -1072 | 0 | 0 | -153 | 5194 | 0 | 0 | 410 | 52 | 335 | 4415 | 3273 | 98 | 0 | 236 | 8718 | 215 | 1487 | 0 | 302 | 1200 | 0 | 462 | 0 | 0 | 0 | 0 | 0 | 0 | 0 | 0 | 0
2040-07-25 | 17 | 37.56 | -25207 | -94 | -1381 | 0 | 0 | 0 | 5284 | 0 | 0 | 483 | 52 | 335 | 6532 | 3273 | 71 | 0 | 293 | 6681 | 212 | 1490 | 0 | 315 | 1200 | 0 | 462 | 0 | 0 | 0 | 0 | 0 | 0 | 0 | 0 | 0
2040-07-25 | 18 | 38.39 | -25108 | -94 | -1654 | 33 | 816 | 244 | 5215 | 0 | 0 | 845 | 52 | 335 | 7953 | 3273 | 113 | 0 | 228 | 4047 | 215 | 1475 | 0 | 350 | 1200 | 0 | 462 | 0 | 0 | 0 | 0 | 0 | 0 | 0 | 0 | 0
2040-07-25 | 19 | 38.39 | -24466 | -99 | -1581 | 153 | 503 | 1549 | 4777 | 0 | 0 | 977 | 52 | 335 | 8600 | 3273 | 120 | 0 | 233 | 1829 | 215 | 1484 | 0 | 385 | 1200 | 0 | 462 | 0 | 0 | 0 | 0 | 0 | 0 | 0 | 0 | 0
2040-07-25 | 20 | 38.39 | -23501 | -105 | -1109 | 7 | 1133 | 1548 | 4116 | 0 | 0 | 995 | 52 | 335 | 8600 | 3273 | 134 | 0 | 243 | 511 | 215 | 1479 | 0 | 412 | 1200 | 0 | 462 | 0 | 0 | 0 | 0 | 0 | 0 | 0 | 0 | 0
2040-07-25 | 21 | 38.39 | -22905 | -131 | -1018 | 38 | 1119 | 1523 | 3709 | 0 | 0 | 1153 | 52 | 335 | 8665 | 3273 | 134 | 0 | 252 | 11 | 215 | 1500 | 0 | 413 | 1200 | 0 | 462 | 0 | 0 | 0 | 0 | 0 | 0 | 0 | 0 | 0
2040-07-25 | 22 | 38.39 | -21831 | -167 | -854 | 0 | 879 | 1493 | 2975 | 0 | 0 | 977 | 52 | 335 | 8665 | 3273 | 121 | 0 | 245 | 0 | 215 | 1499 | 0 | 463 | 1200 | 0 | 462 | 0 | 0 | 0 | 0 | 0 | 0 | 0 | 0 | 0
2040-07-25 | 23 | 38.39 | -19889 | -188 | -709 | 9 | 439 | 1271 | 1643 | 0 | 0 | 977 | 52 | 335 | 8655 | 3273 | 74 | 0 | 175 | 0 | 215 | 1491 | 0 | 515 | 1200 | 0 | 462 | 0 | 0 | 0 | 0 | 0 | 0 | 0 | 0 | 0
2040-07-25 | 24 | 38.39 | -17945 | -204 | -582 | 51 | 454 | 333 | 528 | 0 | 0 | 933 | 52 | 335 | 8647 | 3273 | 60 | 0 | 257 | 0 | 217 | 1469 | 0 | 459 | 1200 | 0 | 462 | 0 | 0 | 0 | 0 | 0 | 0 | 0 | 0 | 0
2040-07-26 | 1 | 36.86 | -16485 | -267 | -509 | 0 | 0 | 0 | 528 | 0 | 0 | 770 | 52 | 335 | 7596 | 3273 | 26 | 0 | 414 | 0 | 215 | 1428 | 0 | 961 | 1200 | 0 | 462 | 0 | 0 | 0 | 0 | 0 | 0 | 0 | 0 | 0
2040-07-26 | 2 | 35.93 | -15528 | -288 | -454 | 0 | 0 | 0 | 528 | 0 | 0 | 650 | 52 | 335 | 6845 | 3273 | 28 | 0 | 316 | 0 | 215 | 1389 | 0 | 977 | 1200 | 0 | 462 | 0 | 0 | 0 | 0 | 0 | 0 | 0 | 0 | 0
2040-07-26 | 3 | 34.83 | -14914 | -314 | -400 | 0 | 0 | 0 | 528 | 0 | 0 | 558 | 52 | 335 | 6384 | 3273 | 49 | 0 | 233 | 0 | 215 | 1353 | 0 | 986 | 1200 | 0 | 462 | 0 | 0 | 0 | 0 | 0 | 0 | 0 | 0 | 0
2040-07-26 | 4 | 35.41 | -14586 | -314 | -382 | 0 | 0 | 0 | 528 | 0 | 0 | 483 | 52 | 335 | 6601 | 3273 | 118 | 0 | 175 | 0 | 211 | 1317 | 0 | 527 | 1200 | 0 | 462 | 0 | 0 | 0 | 0 | 0 | 0 | 0 | 0 | 0
2040-07-26 | 5 | 35.52 | -14702 | -340 | -363 | 0 | 0 | 0 | 528 | 0 | 0 | 525 | 52 | 335 | 6683 | 3273 | 189 | 0 | 127 | 0 | 207 | 1299 | 0 | 525 | 1200 | 0 | 462 | 0 | 0 | 0 | 0 | 0 | 0 | 0 | 0 | 0
2040-07-26 | 6 | 36.86 | -15402 | -366 | -382 | 0 | 0 | 0 | 528 | 0 | 0 | 622 | 52 | 335 | 7242 | 3273 | 300 | 0 | 121 | 30 | 205 | 1290 | 0 | 491 | 1200 | 0 | 462 | 0 | 0 | 0 | 0 | 0 | 0 | 0 | 0 | 0
2040-07-26 | 7 | 38.48 | -16915 | -366 | -491 | 0 | 0 | 0 | 528 | 0 | 0 | 754 | 52 | 335 | 8148 | 3273 | 409 | 0 | 107 | 589 | 207 | 1301 | 0 | 407 | 1200 | 0 | 462 | 0 | 0 | 0 | 0 | 0 | 0 | 0 | 0 | 0
2040-07-26 | 8 | 38.02 | -18782 | -267 | -600 | 0 | 0 | 0 | 528 | 0 | 0 | 770 | 52 | 335 | 8402 | 3273 | 516 | 0 | 118 | 2109 | 216 | 1313 | 0 | 354 | 1200 | 0 | 462 | 0 | 0 | 0 | 0 | 0 | 0 | 0 | 0 | 0
2040-07-26 | 9 | 35.67 | -20368 | -188 | -727 | 0 | 0 | 0 | 1089 | 0 | 0 | 528 | 52 | 335 | 6918 | 3273 | 656 | 0 | 64 | 4808 | 215 | 1364 | 0 | 319 | 1200 | 0 | 462 | 0 | 0 | 0 | 0 | 0 | 0 | 0 | 0 | 0
2040-07-26 | 10 | 29.57 | -21850 | -141 | -854 | 0 | 0 | -336 | 2040 | 0 | 0 | 410 | 52 | 335 | 4766 | 3273 | 757 | 0 | 45 | 7942 | 215 | 1404 | 0 | 281 | 1200 | 0 | 462 | 0 | 0 | 0 | 0 | 0 | 0 | 0 | 0 | 0
2040-07-26 | 11 | 28.79 | -23308 | -110 | -818 | 0 | -466 | -1859 | 2970 | 0 | 0 | 410 | 52 | 335 | 4305 | 3273 | 1107 | 0 | 34 | 10512 | 215 | 1425 | 0 | 262 | 1200 | 0 | 462 | 0 | 0 | 0 | 0 | 0 | 0 | 0 | 0 | 0
2040-07-26 | 12 | 28.79 | -24511 | -105 | -709 | 0 | -1599 | -1859 | 3741 | 0 | 0 | 410 | 52 | 335 | 4141 | 3273 | 1115 | 0 | 49 | 12073 | 215 | 1446 | 0 | 271 | 1200 | 0 | 462 | 0 | 0 | 0 | 0 | 0 | 0 | 0 | 0 | 0
2040-07-26 | 13 | 28.79 | -25374 | -94 | -927 | 0 | -1430 | -1859 | 4296 | 0 | 0 | 410 | 52 | 335 | 4141 | 3273 | 1079 | 0 | 59 | 12423 | 215 | 1463 | 0 | 276 | 1200 | 0 | 462 | 0 | 0 | 0 | 0 | 0 | 0 | 0 | 0 | 0
2040-07-26 | 14 | 28.79 | -26111 | -89 | -909 | 0 | -1032 | -1859 | 4771 | 0 | 0 | 410 | 52 | 335 | 4109 | 3273 | 1139 | 0 | 78 | 12194 | 215 | 1463 | 0 | 299 | 1200 | 0 | 462 | 0 | 0 | 0 | 0 | 0 | 0 | 0 | 0 | 0
2040-07-26 | 15 | 29.57 | -26587 | -89 | -818 | 0 | 0 | -1376 | 5073 | 0 | 0 | 410 | 52 | 335 | 4109 | 3273 | 1065 | 0 | 93 | 10801 | 215 | 1475 | 0 | 308 | 1200 | 0 | 462 | 0 | 0 | 0 | 0 | 0 | 0 | 0 | 0 | 0
2040-07-26 | 16 | 33.08 | -26835 | -89 | -1072 | 0 | 0 | 0 | 5231 | 0 | 0 | 410 | 52 | 335 | 4355 | 3273 | 1042 | 0 | 104 | 9529 | 215 | 1487 | 0 | 302 | 1200 | 0 | 462 | 0 | 0 | 0 | 0 | 0 | 0 | 0 | 0 | 0
2040-07-26 | 17 | 39.44 | -26915 | -89 | -1381 | 0 | 0 | 0 | 5284 | 0 | 0 | 595 | 52 | 335 | 7084 | 3273 | 945 | 0 | 126 | 7012 | 212 | 1490 | 0 | 315 | 1200 | 0 | 462 | 0 | 0 | 0 | 0 | 0 | 0 | 0 | 0 | 0
2040-07-26 | 18 | 39.96 | -26657 | -89 | -1654 | 0 | 460 | 1526 | 5120 | 0 | 0 | 939 | 52 | 335 | 7900 | 3273 | 876 | 0 | 146 | 4071 | 215 | 1475 | 0 | 350 | 1200 | 0 | 462 | 0 | 0 | 0 | 0 | 0 | 0 | 0 | 0 | 0
2040-07-26 | 19 | 39.96 | -25812 | -89 | -1581 | 0 | 917 | 1449 | 4576 | 0 | 0 | 1153 | 52 | 335 | 9116 | 3273 | 844 | 0 | 242 | 1780 | 215 | 1484 | 0 | 385 | 1200 | 0 | 462 | 0 | 0 | 0 | 0 | 0 | 0 | 0 | 0 | 0
2040-07-26 | 20 | 39.96 | -24560 | -89 | -1109 | 0 | 931 | 1547 | 3773 | 0 | 0 | 1221 | 52 | 335 | 9124 | 3273 | 843 | 0 | 414 | 477 | 215 | 1479 | 0 | 412 | 1200 | 0 | 462 | 0 | 0 | 0 | 0 | 0 | 0 | 0 | 0 | 0
2040-07-26 | 21 | 39.96 | -23703 | -105 | -1018 | 0 | 909 | 1273 | 3223 | 0 | 0 | 1153 | 52 | 335 | 9262 | 3273 | 846 | 0 | 701 | 9 | 215 | 1500 | 0 | 413 | 1200 | 0 | 462 | 0 | 0 | 0 | 0 | 0 | 0 | 0 | 0 | 0
2040-07-26 | 22 | 39.96 | -22547 | -131 | -854 | 0 | 511 | 670 | 2483 | 0 | 0 | 977 | 52 | 335 | 9752 | 3273 | 921 | 0 | 719 | 0 | 215 | 1499 | 0 | 463 | 1200 | 0 | 462 | 0 | 0 | 0 | 0 | 0 | 0 | 0 | 0 | 0
2040-07-26 | 23 | 39.96 | -20644 | -157 | -709 | 0 | 165 | 305 | 1263 | 0 | 0 | 977 | 52 | 335 | 9752 | 3273 | 883 | 0 | 622 | 0 | 215 | 1491 | 0 | 515 | 1200 | 0 | 462 | 0 | 0 | 0 | 0 | 0 | 0 | 0 | 0 | 0
2040-07-26 | 24 | 38.93 | -18702 | -188 | -582 | 0 | 0 | 0 | 528 | 0 | 0 | 921 | 52 | 335 | 9248 | 3273 | 845 | 0 | 463 | 0 | 217 | 1469 | 0 | 459 | 1200 | 0 | 462 | 0 | 0 | 0 | 0 | 0 | 0 | 0 | 0 | 0
2040-07-27 | 1 | 36.51 | -17180 | -204 | -509 | 0 | 0 | 0 | 528 | 0 | 0 | 732 | 52 | 335 | 7431 | 3273 | 931 | 0 | 344 | 0 | 215 | 1428 | 0 | 961 | 1200 | 0 | 462 | 0 | 0 | 0 | 0 | 0 | 0 | 0 | 0 | 0
2040-07-27 | 2 | 35.62 | -16138 | -246 | -454 | 0 | 0 | 0 | 528 | 0 | 0 | 622 | 52 | 335 | 6610 | 3273 | 855 | 0 | 320 | 0 | 215 | 1389 | 0 | 977 | 1200 | 0 | 462 | 0 | 0 | 0 | 0 | 0 | 0 | 0 | 0 | 0
2040-07-27 | 3 | 34.45 | -15429 | -246 | -400 | 0 | 0 | 0 | 528 | 0 | 0 | 483 | 52 | 335 | 5974 | 3273 | 945 | 0 | 269 | 0 | 215 | 1353 | 0 | 986 | 1200 | 0 | 462 | 0 | 0 | 0 | 0 | 0 | 0 | 0 | 0 | 0
2040-07-27 | 4 | 34.23 | -14973 | -267 | -382 | 0 | 0 | 0 | 528 | 0 | 0 | 483 | 52 | 335 | 5935 | 3273 | 1110 | 0 | 189 | 0 | 211 | 1317 | 0 | 527 | 1200 | 0 | 462 | 0 | 0 | 0 | 0 | 0 | 0 | 0 | 0 | 0
2040-07-27 | 5 | 33.86 | -14845 | -267 | -363 | 0 | 0 | 0 | 528 | 0 | 0 | 482 | 52 | 335 | 5699 | 3273 | 1239 | 0 | 173 | 0 | 207 | 1299 | 0 | 525 | 1200 | 0 | 462 | 0 | 0 | 0 | 0 | 0 | 0 | 0 | 0 | 0
2040-07-27 | 6 | 34.68 | -15002 | -288 | -382 | 0 | 0 | 0 | 528 | 0 | 0 | 482 | 52 | 335 | 5904 | 3273 | 1273 | 0 | 151 | 24 | 205 | 1290 | 0 | 491 | 1200 | 0 | 462 | 0 | 0 | 0 | 0 | 0 | 0 | 0 | 0 | 0
2040-07-27 | 7 | 34.95 | -15597 | -288 | -491 | 0 | 0 | 0 | 528 | 0 | 0 | 483 | 52 | 335 | 6081 | 3273 | 1368 | 0 | 134 | 545 | 207 | 1301 | 0 | 407 | 1200 | 0 | 462 | 0 | 0 | 0 | 0 | 0 | 0 | 0 | 0 | 0
2040-07-27 | 8 | 34.83 | -16875 | -267 | -600 | 0 | 0 | 0 | 528 | 0 | 0 | 482 | 52 | 335 | 5964 | 3273 | 1575 | 0 | 136 | 1851 | 216 | 1313 | 0 | 354 | 1200 | 0 | 462 | 0 | 0 | 0 | 0 | 0 | 0 | 0 | 0 | 0
2040-07-27 | 9 | 31.49 | -18540 | -225 | -727 | 0 | 0 | 0 | 1136 | 0 | 0 | 411 | 52 | 335 | 4822 | 3273 | 1529 | 0 | 73 | 4302 | 215 | 1364 | 0 | 319 | 1200 | 0 | 462 | 0 | 0 | 0 | 0 | 0 | 0 | 0 | 0 | 0
2040-07-27 | 10 | 27.28 | -20227 | -167 | -854 | 0 | 0 | -1597 | 2325 | 0 | 0 | 410 | 52 | 335 | 4049 | 3273 | 1300 | 0 | 41 | 7500 | 215 | 1404 | 0 | 281 | 1200 | 0 | 462 | 0 | 0 | 0 | 0 | 0 | 0 | 0 | 0 | 0
2040-07-27 | 11 | 26.12 | -21759 | -120 | -818 | 0 | -1246 | -1859 | 3408 | 0 | 0 | 410 | 52 | 335 | 3220 | 3273 | 1362 | 0 | 53 | 10127 | 215 | 1425 | 0 | 262 | 1200 | 0 | 462 | 0 | 0 | 0 | 0 | 0 | 0 | 0 | 0 | 0
2040-07-27 | 12 | 23.33 | -22997 | -105 | -709 | -181 | -2000 | -1859 | 4285 | 0 | 0 | 410 | 52 | 186 | 3154 | 3273 | 1402 | 0 | 86 | 11409 | 215 | 1446 | 0 | 271 | 1200 | 0 | 462 | 0 | 0 | 0 | 0 | 0 | 0 | 0 | 0 | 0
2040-07-27 | 13 | 24.21 | -23828 | -94 | -927 | 0 | -2000 | -1859 | 4872 | 0 | 0 | 410 | 52 | 259 | 3154 | 3273 | 1364 | 0 | 142 | 11567 | 215 | 1463 | 0 | 276 | 1200 | 0 | 462 | 0 | 0 | 0 | 0 | 0 | 0 | 0 | 0 | 0
2040-07-27 | 14 | 26.12 | -24132 | -89 | -909 | 0 | -1084 | -1859 | 5088 | 0 | 0 | 410 | 52 | 335 | 3220 | 3273 | 970 | 0 | 221 | 10865 | 215 | 1463 | 0 | 299 | 1200 | 0 | 462 | 0 | 0 | 0 | 0 | 0 | 0 | 0 | 0 | 0
2040-07-27 | 15 | 26.12 | -24219 | -89 | -818 | 0 | -444 | -1859 | 5147 | 0 | 0 | 410 | 52 | 335 | 3220 | 3273 | 902 | 0 | 246 | 10185 | 215 | 1475 | 0 | 308 | 1200 | 0 | 462 | 0 | 0 | 0 | 0 | 0 | 0 | 0 | 0 | 0
2040-07-27 | 16 | 27.28 | -24309 | -99 | -1072 | 0 | 0 | -947 | 5210 | 0 | 0 | 410 | 52 | 335 | 3493 | 3273 | 803 | 0 | 269 | 8917 | 215 | 1487 | 0 | 302 | 1200 | 0 | 462 | 0 | 0 | 0 | 0 | 0 | 0 | 0 | 0 | 0
2040-07-27 | 17 | 35.67 | -24412 | -94 | -1381 | 0 | 0 | 0 | 5284 | 0 | 0 | 468 | 52 | 335 | 5066 | 3273 | 623 | 0 | 350 | 6758 | 212 | 1490 | 0 | 315 | 1200 | 0 | 462 | 0 | 0 | 0 | 0 | 0 | 0 | 0 | 0 | 0
2040-07-27 | 18 | 36.86 | -24253 | -94 | -1654 | 0 | 242 | 801 | 5173 | 0 | 0 | 699 | 52 | 335 | 6664 | 3273 | 501 | 0 | 501 | 4057 | 215 | 1475 | 0 | 350 | 1200 | 0 | 462 | 0 | 0 | 0 | 0 | 0 | 0 | 0 | 0 | 0
2040-07-27 | 19 | 36.86 | -23636 | -94 | -1581 | 0 | 966 | 1273 | 4734 | 0 | 0 | 886 | 52 | 335 | 7041 | 3273 | 415 | 0 | 762 | 1828 | 215 | 1484 | 0 | 385 | 1200 | 0 | 462 | 0 | 0 | 0 | 0 | 0 | 0 | 0 | 0 | 0
2040-07-27 | 20 | 36.86 | -22529 | -110 | -1109 | 0 | 1122 | 1441 | 3952 | 0 | 0 | 933 | 52 | 335 | 7041 | 3273 | 337 | 0 | 1006 | 487 | 215 | 1479 | 0 | 412 | 1200 | 0 | 462 | 0 | 0 | 0 | 0 | 0 | 0 | 0 | 0 | 0
2040-07-27 | 21 | 36.86 | -21860 | -131 | -1018 | 151 | 1167 | 1454 | 3482 | 0 | 0 | 934 | 52 | 335 | 6982 | 3273 | 310 | 0 | 1071 | 9 | 215 | 1500 | 0 | 413 | 1200 | 0 | 462 | 0 | 0 | 0 | 0 | 0 | 0 | 0 | 0 | 0
2040-07-27 | 22 | 36.86 | -20980 | -157 | -854 | 1 | 875 | 1518 | 2859 | 0 | 0 | 933 | 52 | 335 | 6972 | 3273 | 209 | 0 | 1125 | 0 | 215 | 1499 | 0 | 463 | 1200 | 0 | 462 | 0 | 0 | 0 | 0 | 0 | 0 | 0 | 0 | 0
2040-07-27 | 23 | 36.86 | -19403 | -167 | -709 | 0 | 872 | 1147 | 1744 | 0 | 0 | 886 | 52 | 335 | 6972 | 3273 | 107 | 0 | 1008 | 0 | 215 | 1491 | 0 | 515 | 1200 | 0 | 462 | 0 | 0 | 0 | 0 | 0 | 0 | 0 | 0 | 0
2040-07-27 | 24 | 36.86 | -17784 | -204 | -582 | 4 | 581 | 1126 | 602 | 0 | 0 | 845 | 52 | 335 | 6972 | 3273 | 63 | 0 | 910 | 0 | 217 | 1469 | 0 | 459 | 1200 | 0 | 462 | 0 | 0 | 0 | 0 | 0 | 0 | 0 | 0 | 0
2040-07-28 | 1 | 37.44 | -16479 | -225 | -672 | 0 | 0 | 0 | 528 | 0 | 0 | 729 | 52 | 335 | 7339 | 3273 | 36 | 0 | 819 | 0 | 215 | 1428 | 0 | 961 | 1200 | 0 | 462 | 0 | 0 | 0 | 0 | 0 | 0 | 0 | 0 | 0
2040-07-28 | 2 | 35.68 | -15504 | -246 | -582 | 0 | 0 | 0 | 528 | 0 | 0 | 558 | 52 | 335 | 6515 | 3273 | 17 | 0 | 810 | 0 | 215 | 1389 | 0 | 977 | 1200 | 0 | 462 | 0 | 0 | 0 | 0 | 0 | 0 | 0 | 0 | 0
2040-07-28 | 3 | 34.83 | -14912 | -246 | -527 | 0 | 0 | 0 | 528 | 0 | 0 | 483 | 52 | 335 | 6058 | 3273 | 35 | 0 | 705 | 0 | 215 | 1353 | 0 | 986 | 1200 | 0 | 462 | 0 | 0 | 0 | 0 | 0 | 0 | 0 | 0 | 0
2040-07-28 | 4 | 35.37 | -14542 | -267 | -472 | 0 | 0 | 0 | 528 | 0 | 0 | 483 | 52 | 335 | 6191 | 3273 | 84 | 0 | 618 | 0 | 211 | 1317 | 0 | 527 | 1200 | 0 | 462 | 0 | 0 | 0 | 0 | 0 | 0 | 0 | 0 | 0
2040-07-28 | 5 | 34.83 | -14357 | -267 | -472 | 0 | 0 | 0 | 528 | 0 | 0 | 483 | 52 | 335 | 6028 | 3273 | 164 | 0 | 541 | 0 | 207 | 1299 | 0 | 525 | 1200 | 0 | 462 | 0 | 0 | 0 | 0 | 0 | 0 | 0 | 0 | 0
2040-07-28 | 6 | 34.83 | -14371 | -267 | -491 | 0 | 0 | 0 | 528 | 0 | 0 | 483 | 52 | 335 | 6030 | 3273 | 240 | 0 | 514 | 26 | 205 | 1290 | 0 | 491 | 1200 | 0 | 462 | 0 | 0 | 0 | 0 | 0 | 0 | 0 | 0 | 0
2040-07-28 | 7 | 35.41 | -14859 | -288 | -545 | 0 | 0 | 0 | 528 | 0 | 0 | 483 | 52 | 335 | 6256 | 3273 | 225 | 0 | 399 | 564 | 207 | 1301 | 0 | 407 | 1200 | 0 | 462 | 0 | 0 | 0 | 0 | 0 | 0 | 0 | 0 | 0
2040-07-28 | 8 | 35.41 | -16162 | -246 | -636 | 0 | 0 | 0 | 528 | 0 | 0 | 483 | 52 | 335 | 6307 | 3273 | 190 | 0 | 290 | 2040 | 216 | 1313 | 0 | 354 | 1200 | 0 | 462 | 0 | 0 | 0 | 0 | 0 | 0 | 0 | 0 | 0
2040-07-28 | 9 | 33.86 | -17984 | -167 | -763 | 0 | 0 | 0 | 528 | 0 | 0 | 468 | 52 | 335 | 5699 | 3273 | 176 | 0 | 212 | 4612 | 215 | 1364 | 0 | 319 | 1200 | 0 | 462 | 0 | 0 | 0 | 0 | 0 | 0 | 0 | 0 | 0
2040-07-28 | 10 | 32.2 | -19967 | -120 | -909 | 0 | 0 | 0 | 528 | 0 | 0 | 411 | 52 | 335 | 4873 | 3273 | 358 | 0 | 177 | 7428 | 215 | 1404 | 0 | 281 | 1200 | 0 | 462 | 0 | 0 | 0 | 0 | 0 | 0 | 0 | 0 | 0
2040-07-28 | 11 | 25.66 | -21960 | -99 | -818 | 0 | 0 | -860 | 1691 | 0 | 0 | 410 | 52 | 335 | 3388 | 3273 | 710 | 0 | 341 | 9974 | 215 | 1425 | 0 | 262 | 1200 | 0 | 462 | 0 | 0 | 0 | 0 | 0 | 0 | 0 | 0 | 0
2040-07-28 | 12 | 24.36 | -23768 | -89 | -909 | 0 | 0 | -1859 | 2816 | 0 | 0 | 410 | 52 | 335 | 3017 | 3273 | 1127 | 0 | 429 | 11572 | 215 | 1446 | 0 | 271 | 1200 | 0 | 462 | 0 | 0 | 0 | 0 | 0 | 0 | 0 | 0 | 0
2040-07-28 | 13 | 24.24 | -25234 | -94 | -981 | 0 | -41 | -1859 | 3731 | 0 | 0 | 410 | 52 | 335 | 2986 | 3273 | 1564 | 0 | 623 | 11622 | 215 | 1463 | 0 | 276 | 1200 | 0 | 462 | 0 | 0 | 0 | 0 | 0 | 0 | 0 | 0 | 0
2040-07-28 | 14 | 25.66 | -26107 | -105 | -1018 | 0 | 0 | -1780 | 4269 | 0 | 0 | 410 | 52 | 335 | 3052 | 3273 | 1975 | 0 | 680 | 11325 | 215 | 1463 | 0 | 299 | 1200 | 0 | 462 | 0 | 0 | 0 | 0 | 0 | 0 | 0 | 0 | 0
2040-07-28 | 15 | 25.66 | -26668 | -120 | -1054 | 0 | 0 | -1687 | 4624 | 0 | 0 | 410 | 52 | 335 | 3052 | 3273 | 2651 | 0 | 724 | 10750 | 215 | 1475 | 0 | 308 | 1200 | 0 | 462 | 0 | 0 | 0 | 0 | 0 | 0 | 0 | 0 | 0
2040-07-28 | 16 | 25.66 | -27138 | -110 | -999 | 0 | 0 | -932 | 4914 | 0 | 0 | 410 | 52 | 335 | 3052 | 3273 | 3861 | 0 | 695 | 8922 | 215 | 1487 | 0 | 302 | 1200 | 0 | 462 | 0 | 0 | 0 | 0 | 0 | 0 | 0 | 0 | 0
2040-07-28 | 17 | 25.66 | -27537 | -110 | -999 | 0 | 0 | -234 | 5162 | 0 | 0 | 410 | 52 | 335 | 3645 | 3273 | 5084 | 0 | 716 | 6525 | 212 | 1490 | 0 | 315 | 1200 | 0 | 462 | 0 | 0 | 0 | 0 | 0 | 0 | 0 | 0 | 0
2040-07-28 | 18 | 34.68 | -27733 | -105 | -1018 | 0 | 0 | 563 | 5284 | 0 | 0 | 482 | 52 | 335 | 5044 | 3273 | 5761 | 0 | 719 | 3641 | 215 | 1475 | 0 | 350 | 1200 | 0 | 462 | 0 | 0 | 0 | 0 | 0 | 0 | 0 | 0 | 0
2040-07-28 | 19 | 34.68 | -27356 | -99 | -1054 | 0 | 0 | 1501 | 5052 | 0 | 0 | 622 | 52 | 335 | 5617 | 3273 | 5974 | 0 | 718 | 1621 | 215 | 1484 | 0 | 385 | 1200 | 0 | 462 | 0 | 0 | 0 | 0 | 0 | 0 | 0 | 0 | 0
2040-07-28 | 20 | 34.68 | -26405 | -94 | -981 | 0 | 0 | 1456 | 4460 | 0 | 0 | 671 | 52 | 335 | 5973 | 3273 | 6199 | 0 | 872 | 423 | 215 | 1479 | 0 | 412 | 1200 | 0 | 462 | 0 | 0 | 0 | 0 | 0 | 0 | 0 | 0 | 0
2040-07-28 | 21 | 34.68 | -25833 | -89 | -927 | 0 | 0 | 1825 | 4100 | 0 | 0 | 731 | 52 | 335 | 5990 | 3273 | 6123 | 0 | 620 | 9 | 215 | 1500 | 0 | 413 | 1200 | 0 | 462 | 0 | 0 | 0 | 0 | 0 | 0 | 0 | 0 | 0
2040-07-28 | 22 | 34.68 | -24754 | -94 | -836 | 0 | 0 | 1395 | 3429 | 0 | 0 | 671 | 52 | 335 | 5973 | 3273 | 6183 | 0 | 533 | 0 | 215 | 1499 | 0 | 463 | 1200 | 0 | 462 | 0 | 0 | 0 | 0 | 0 | 0 | 0 | 0 | 0
2040-07-28 | 23 | 34.68 | -22756 | -99 | -836 | 0 | 36 | 76 | 2188 | 0 | 0 | 483 | 52 | 335 | 5973 | 3273 | 6614 | 0 | 780 | 0 | 215 | 1491 | 0 | 515 | 1200 | 0 | 462 | 0 | 0 | 0 | 0 | 0 | 0 | 0 | 0 | 0
2040-07-28 | 24 | 33.01 | -20805 | -110 | -763 | 0 | 0 | 0 | 972 | 0 | 0 | 482 | 52 | 335 | 5529 | 3273 | 6376 | 0 | 852 | 0 | 217 | 1469 | 0 | 459 | 1200 | 0 | 462 | 0 | 0 | 0 | 0 | 0 | 0 | 0 | 0 | 0
2040-07-29 | 1 | 31.75 | -19306 | -120 | -672 | 0 | -164 | -1033 | 528 | 0 | 0 | 411 | 52 | 335 | 5193 | 3273 | 6363 | 0 | 875 | 0 | 215 | 1428 | 0 | 961 | 1200 | 0 | 462 | 0 | 0 | 0 | 0 | 0 | 0 | 0 | 0 | 0
2040-07-29 | 2 | 31.75 | -18272 | -131 | -582 | 0 | 0 | -1731 | 528 | 0 | 0 | 410 | 52 | 335 | 4855 | 3273 | 6134 | 0 | 886 | 0 | 215 | 1389 | 0 | 977 | 1200 | 0 | 462 | 0 | 0 | 0 | 0 | 0 | 0 | 0 | 0 | 0
2040-07-29 | 3 | 31.75 | -17600 | -141 | -527 | 0 | -433 | -1859 | 528 | 0 | 0 | 410 | 52 | 335 | 4855 | 3273 | 6056 | 0 | 836 | 0 | 215 | 1353 | 0 | 986 | 1200 | 0 | 462 | 0 | 0 | 0 | 0 | 0 | 0 | 0 | 0 | 0
2040-07-29 | 4 | 31.75 | -17255 | -141 | -472 | 0 | 0 | -1740 | 528 | 0 | 0 | 410 | 52 | 335 | 4855 | 3273 | 5570 | 0 | 869 | 0 | 211 | 1317 | 0 | 527 | 1200 | 0 | 462 | 0 | 0 | 0 | 0 | 0 | 0 | 0 | 0 | 0
2040-07-29 | 5 | 31.75 | -17418 | -157 | -472 | 0 | 0 | -1193 | 528 | 0 | 0 | 410 | 52 | 335 | 4855 | 3273 | 5203 | 0 | 892 | 0 | 207 | 1299 | 0 | 525 | 1200 | 0 | 462 | 0 | 0 | 0 | 0 | 0 | 0 | 0 | 0 | 0
2040-07-29 | 6 | 32.2 | -18221 | -167 | -491 | 0 | 0 | 0 | 528 | 0 | 0 | 411 | 52 | 335 | 5032 | 3273 | 4659 | 0 | 923 | 19 | 205 | 1290 | 0 | 491 | 1200 | 0 | 462 | 0 | 0 | 0 | 0 | 0 | 0 | 0 | 0 | 0
2040-07-29 | 7 | 36.55 | -19897 | -167 | -545 | 0 | 0 | 0 | 528 | 0 | 0 | 558 | 52 | 335 | 7035 | 3273 | 4083 | 0 | 647 | 521 | 207 | 1301 | 0 | 407 | 1200 | 0 | 462 | 0 | 0 | 0 | 0 | 0 | 0 | 0 | 0 | 0
2040-07-29 | 8 | 40.12 | -21992 | -141 | -636 | 0 | 0 | 0 | 528 | 0 | 0 | 845 | 52 | 335 | 8930 | 3273 | 2815 | 0 | 491 | 1956 | 216 | 1313 | 0 | 354 | 1200 | 0 | 462 | 0 | 0 | 0 | 0 | 0 | 0 | 0 | 0 | 0
2040-07-29 | 9 | 39.08 | -23856 | -110 | -763 | 0 | 0 | 0 | 1094 | 0 | 0 | 845 | 52 | 335 | 8926 | 3273 | 2010 | 0 | 178 | 4457 | 215 | 1364 | 0 | 319 | 1200 | 0 | 462 | 0 | 0 | 0 | 0 | 0 | 0 | 0 | 0 | 0
2040-07-29 | 10 | 35.74 | -25686 | -99 | -909 | 0 | 0 | 0 | 2098 | 0 | 0 | 558 | 52 | 335 | 7044 | 3273 | 2094 | 0 | 113 | 7565 | 215 | 1404 | 0 | 281 | 1200 | 0 | 462 | 0 | 0 | 0 | 0 | 0 | 0 | 0 | 0 | 0
2040-07-29 | 11 | 32.2 | -27480 | -89 | -818 | 0 | 0 | 0 | 3081 | 0 | 0 | 468 | 52 | 335 | 5501 | 3273 | 2077 | 0 | 89 | 9948 | 215 | 1425 | 0 | 262 | 1200 | 0 | 462 | 0 | 0 | 0 | 0 | 0 | 0 | 0 | 0 | 0
2040-07-29 | 12 | 31.75 | -28971 | -94 | -909 | 0 | 0 | -1391 | 3894 | 0 | 0 | 410 | 52 | 335 | 5466 | 3273 | 2495 | 0 | 99 | 11747 | 215 | 1446 | 0 | 271 | 1200 | 0 | 462 | 0 | 0 | 0 | 0 | 0 | 0 | 0 | 0 | 0
2040-07-29 | 13 | 31.75 | -30075 | -99 | -981 | 0 | 0 | -944 | 4502 | 0 | 0 | 410 | 52 | 335 | 5283 | 3273 | 3026 | 0 | 114 | 11490 | 215 | 1463 | 0 | 276 | 1200 | 0 | 462 | 0 | 0 | 0 | 0 | 0 | 0 | 0 | 0 | 0
2040-07-29 | 14 | 31.75 | -30930 | -105 | -1018 | 0 | 0 | -725 | 4967 | 0 | 0 | 410 | 52 | 335 | 5123 | 3273 | 3622 | 0 | 122 | 11235 | 215 | 1463 | 0 | 299 | 1200 | 0 | 462 | 0 | 0 | 0 | 0 | 0 | 0 | 0 | 0 | 0
2040-07-29 | 15 | 33.6 | -31423 | -110 | -1054 | 0 | 0 | 0 | 5236 | 0 | 0 | 468 | 52 | 335 | 5570 | 3273 | 3831 | 0 | 133 | 10030 | 215 | 1475 | 0 | 308 | 1200 | 0 | 462 | 0 | 0 | 0 | 0 | 0 | 0 | 0 | 0 | 0
2040-07-29 | 16 | 37.56 | -31507 | -110 | -999 | 0 | 0 | 0 | 5284 | 0 | 0 | 558 | 52 | 335 | 6985 | 3273 | 3537 | 0 | 158 | 8768 | 215 | 1487 | 0 | 302 | 1200 | 0 | 462 | 0 | 0 | 0 | 0 | 0 | 0 | 0 | 0 | 0
2040-07-29 | 17 | 40.99 | -31287 | -120 | -999 | 0 | 0 | 0 | 5162 | 0 | 0 | 845 | 52 | 335 | 9015 | 3273 | 3460 | 0 | 191 | 6395 | 212 | 1490 | 0 | 315 | 1200 | 0 | 462 | 0 | 0 | 0 | 0 | 0 | 0 | 0 | 0 | 0
2040-07-29 | 18 | 42.9 | -30998 | -120 | -1018 | 0 | 0 | 1512 | 5004 | 0 | 0 | 1005 | 52 | 335 | 9842 | 3273 | 3463 | 0 | 215 | 3734 | 215 | 1475 | 0 | 350 | 1200 | 0 | 462 | 0 | 0 | 0 | 0 | 0 | 0 | 0 | 0 | 0
2040-07-29 | 19 | 43.4 | -30359 | -110 | -1054 | 0 | 449 | 1859 | 4655 | 0 | 0 | 1269 | 52 | 335 | 10692 | 3273 | 3249 | 0 | 202 | 1742 | 215 | 1484 | 0 | 385 | 1200 | 0 | 462 | 0 | 0 | 0 | 0 | 0 | 0 | 0 | 0 | 0
2040-07-29 | 20 | 43.4 | -29347 | -99 | -981 | 0 | 65 | 1859 | 4100 | 0 | 0 | 1291 | 52 | 335 | 11247 | 3273 | 3667 | 0 | 312 | 458 | 215 | 1479 | 0 | 412 | 1200 | 0 | 462 | 0 | 0 | 0 | 0 | 0 | 0 | 0 | 0 | 0
2040-07-29 | 21 | 42.9 | -28449 | -89 | -927 | 0 | 0 | 1706 | 3609 | 0 | 0 | 1269 | 52 | 335 | 11158 | 3273 | 3807 | 0 | 458 | 9 | 215 | 1500 | 0 | 413 | 1200 | 0 | 462 | 0 | 0 | 0 | 0 | 0 | 0 | 0 | 0 | 0
2040-07-29 | 22 | 42.9 | -26846 | -89 | -836 | 0 | 0 | 881 | 2732 | 0 | 0 | 1269 | 52 | 335 | 11158 | 3273 | 3746 | 0 | 486 | 0 | 215 | 1499 | 0 | 463 | 1200 | 0 | 462 | 0 | 0 | 0 | 0 | 0 | 0 | 0 | 0 | 0
2040-07-29 | 23 | 42.9 | -24384 | -99 | -836 | 0 | 0 | 38 | 1384 | 0 | 0 | 1096 | 52 | 335 | 11158 | 3273 | 3660 | 0 | 442 | 0 | 215 | 1491 | 0 | 515 | 1200 | 0 | 462 | 0 | 0 | 0 | 0 | 0 | 0 | 0 | 0 | 0
2040-07-29 | 24 | 40.12 | -22082 | -110 | -763 | 0 | 0 | 0 | 528 | 0 | 0 | 974 | 52 | 335 | 9842 | 3273 | 3642 | 0 | 502 | 0 | 217 | 1469 | 0 | 459 | 1200 | 0 | 462 | 0 | 0 | 0 | 0 | 0 | 0 | 0 | 0 | 0
2040-07-30 | 1 | 37.36 | -20308 | -110 | -509 | 0 | 0 | 0 | 528 | 0 | 0 | 845 | 52 | 335 | 8075 | 3273 | 3002 | 0 | 550 | 0 | 215 | 1428 | 0 | 961 | 1200 | 0 | 462 | 0 | 0 | 0 | 0 | 0 | 0 | 0 | 0 | 0
2040-07-30 | 2 | 37.12 | -19132 | -131 | -454 | 0 | -743 | -77 | 528 | 0 | 0 | 671 | 52 | 335 | 7777 | 3273 | 3092 | 0 | 567 | 0 | 215 | 1389 | 0 | 977 | 1200 | 0 | 462 | 0 | 0 | 0 | 0 | 0 | 0 | 0 | 0 | 0
2040-07-30 | 3 | 37.12 | -18374 | -141 | -400 | 0 | -1349 | 0 | 528 | 0 | 0 | 558 | 52 | 335 | 7730 | 3273 | 2979 | 0 | 593 | 0 | 215 | 1353 | 0 | 986 | 1200 | 0 | 462 | 0 | 0 | 0 | 0 | 0 | 0 | 0 | 0 | 0
2040-07-30 | 4 | 37.12 | -17947 | -141 | -382 | 0 | -1031 | 0 | 528 | 0 | 0 | 524 | 52 | 335 | 7690 | 3273 | 2795 | 0 | 587 | 0 | 211 | 1317 | 0 | 527 | 1200 | 0 | 462 | 0 | 0 | 0 | 0 | 0 | 0 | 0 | 0 | 0
2040-07-30 | 5 | 37.12 | -18015 | -157 | -363 | 0 | -688 | 0 | 528 | 0 | 0 | 558 | 52 | 335 | 7690 | 3273 | 2559 | 0 | 536 | 0 | 207 | 1299 | 0 | 525 | 1200 | 0 | 462 | 0 | 0 | 0 | 0 | 0 | 0 | 0 | 0 | 0
2040-07-30 | 6 | 37.23 | -18776 | -157 | -382 | 0 | 0 | 0 | 528 | 0 | 0 | 715 | 52 | 335 | 7822 | 3273 | 2533 | 0 | 387 | 21 | 205 | 1290 | 0 | 491 | 1200 | 0 | 462 | 0 | 0 | 0 | 0 | 0 | 0 | 0 | 0 | 0
2040-07-30 | 7 | 39.6 | -20471 | -167 | -491 | 0 | 0 | 0 | 528 | 0 | 0 | 886 | 52 | 335 | 9377 | 3273 | 2295 | 0 | 302 | 504 | 207 | 1301 | 0 | 407 | 1200 | 0 | 462 | 0 | 0 | 0 | 0 | 0 | 0 | 0 | 0 | 0
2040-07-30 | 8 | 40.63 | -22617 | -141 | -600 | 0 | 0 | 0 | 528 | 0 | 0 | 934 | 52 | 335 | 10009 | 3273 | 2436 | 0 | 238 | 2009 | 216 | 1313 | 0 | 354 | 1200 | 0 | 462 | 0 | 0 | 0 | 0 | 0 | 0 | 0 | 0 | 0
2040-07-30 | 9 | 38.8 | -24562 | -105 | -727 | 0 | 0 | 0 | 1089 | 0 | 0 | 845 | 52 | 335 | 9088 | 3273 | 2465 | 0 | 166 | 4521 | 215 | 1364 | 0 | 319 | 1200 | 0 | 462 | 0 | 0 | 0 | 0 | 0 | 0 | 0 | 0 | 0
2040-07-30 | 10 | 37.12 | -26575 | -89 | -854 | 0 | -28 | 0 | 2161 | 0 | 0 | 671 | 52 | 335 | 7737 | 3273 | 2108 | 0 | 117 | 7531 | 215 | 1404 | 0 | 281 | 1200 | 0 | 462 | 0 | 0 | 0 | 0 | 0 | 0 | 0 | 0 | 0
2040-07-30 | 11 | 37.12 | -28586 | -89 | -818 | 0 | -1048 | 0 | 3229 | 0 | 0 | 483 | 52 | 335 | 7724 | 3273 | 1943 | 0 | 147 | 9792 | 215 | 1425 | 0 | 262 | 1200 | 0 | 462 | 0 | 0 | 0 | 0 | 0 | 0 | 0 | 0 | 0
2040-07-30 | 12 | 37.12 | -30307 | -105 | -709 | 0 | -1549 | 0 | 4143 | 0 | 0 | 483 | 52 | 335 | 7720 | 3273 | 1767 | 0 | 325 | 10978 | 215 | 1446 | 0 | 271 | 1200 | 0 | 462 | 0 | 0 | 0 | 0 | 0 | 0 | 0 | 0 | 0
2040-07-30 | 13 | 37.12 | -31508 | -110 | -927 | 0 | -1019 | 0 | 4782 | 0 | 0 | 483 | 52 | 335 | 7720 | 3273 | 1631 | 0 | 407 | 11265 | 215 | 1463 | 0 | 276 | 1200 | 0 | 462 | 0 | 0 | 0 | 0 | 0 | 0 | 0 | 0 | 0
2040-07-30 | 14 | 37.12 | -32317 | -120 | -909 | 0 | -864 | 0 | 5215 | 0 | 0 | 528 | 52 | 335 | 7720 | 3273 | 1611 | 0 | 597 | 11240 | 215 | 1463 | 0 | 299 | 1200 | 0 | 462 | 0 | 0 | 0 | 0 | 0 | 0 | 0 | 0 | 0
2040-07-30 | 15 | 37.12 | -32449 | -157 | -818 | 0 | 0 | 0 | 5284 | 0 | 0 | 699 | 52 | 335 | 7724 | 3273 | 1631 | 0 | 669 | 10098 | 215 | 1475 | 0 | 308 | 1200 | 0 | 462 | 0 | 0 | 0 | 0 | 0 | 0 | 0 | 0 | 0
2040-07-30 | 16 | 38.85 | -32189 | -157 | -1072 | 0 | 0 | 0 | 5147 | 0 | 0 | 886 | 52 | 335 | 9173 | 3273 | 1643 | 0 | 703 | 8541 | 215 | 1487 | 0 | 302 | 1200 | 0 | 462 | 0 | 0 | 0 | 0 | 0 | 0 | 0 | 0 | 0
2040-07-30 | 17 | 44.06 | -31985 | -141 | -1381 | 0 | 0 | 0 | 5036 | 0 | 0 | 1151 | 52 | 335 | 11407 | 3273 | 1807 | 0 | 700 | 6068 | 212 | 1490 | 0 | 315 | 1200 | 0 | 462 | 0 | 0 | 0 | 0 | 0 | 0 | 0 | 0 | 0
2040-07-30 | 18 | 49.65 | -31597 | -120 | -1654 | 0 | 615 | 0 | 4830 | 0 | 0 | 1317 | 52 | 350 | 12753 | 3273 | 2084 | 0 | 708 | 3688 | 215 | 1475 | 0 | 350 | 1200 | 0 | 462 | 0 | 0 | 0 | 0 | 0 | 0 | 0 | 0 | 0
2040-07-30 | 19 | 49.86 | -30909 | -105 | -1581 | 0 | 1833 | 0 | 4465 | 0 | 0 | 1317 | 52 | 359 | 12945 | 3273 | 2406 | 0 | 740 | 1460 | 215 | 1484 | 0 | 385 | 1200 | 0 | 462 | 0 | 0 | 0 | 0 | 0 | 0 | 0 | 0 | 0
2040-07-30 | 20 | 49.96 | -29933 | -94 | -1109 | 0 | 1833 | 0 | 3947 | 0 | 0 | 1317 | 52 | 361 | 12945 | 3273 | 2152 | 0 | 1064 | 425 | 215 | 1479 | 0 | 412 | 1200 | 0 | 462 | 0 | 0 | 0 | 0 | 0 | 0 | 0 | 0 | 0
2040-07-30 | 21 | 49.65 | -29014 | -89 | -1018 | 0 | 1815 | 6 | 3456 | 0 | 0 | 1317 | 52 | 350 | 12896 | 3273 | 2101 | 0 | 1057 | 9 | 215 | 1500 | 0 | 413 | 1200 | 0 | 462 | 0 | 0 | 0 | 0 | 0 | 0 | 0 | 0 | 0
2040-07-30 | 22 | 49.65 | -27380 | -94 | -854 | 0 | 966 | 51 | 2589 | 0 | 0 | 1317 | 52 | 350 | 12895 | 3273 | 2089 | 0 | 907 | 0 | 215 | 1499 | 0 | 463 | 1200 | 0 | 462 | 0 | 0 | 0 | 0 | 0 | 0 | 0 | 0 | 0
2040-07-30 | 23 | 49.48 | -24939 | -99 | -709 | 0 | 94 | 0 | 1289 | 0 | 0 | 1269 | 52 | 343 | 12779 | 3273 | 1976 | 0 | 790 | 0 | 215 | 1491 | 0 | 515 | 1200 | 0 | 462 | 0 | 0 | 0 | 0 | 0 | 0 | 0 | 0 | 0
2040-07-30 | 24 | 43.37 | -22616 | -110 | -582 | 0 | 0 | 0 | 528 | 0 | 0 | 1153 | 52 | 335 | 11302 | 3273 | 2023 | 0 | 835 | 0 | 217 | 1469 | 0 | 459 | 1200 | 0 | 462 | 0 | 0 | 0 | 0 | 0 | 0 | 0 | 0 | 0
2040-07-31 | 1 | 39.36 | -20873 | -110 | -509 | 0 | 0 | 0 | 528 | 0 | 0 | 974 | 52 | 335 | 9467 | 3273 | 2026 | 0 | 571 | 0 | 215 | 1428 | 0 | 961 | 1200 | 0 | 462 | 0 | 0 | 0 | 0 | 0 | 0 | 0 | 0 | 0
2040-07-31 | 2 | 37.86 | -19629 | -120 | -454 | 0 | -124 | 0 | 528 | 0 | 0 | 845 | 52 | 335 | 8391 | 3273 | 2265 | 0 | 397 | 0 | 215 | 1389 | 0 | 977 | 1200 | 0 | 462 | 0 | 0 | 0 | 0 | 0 | 0 | 0 | 0 | 0
2040-07-31 | 3 | 37.86 | -18791 | -141 | -400 | 0 | -853 | 0 | 528 | 0 | 0 | 732 | 52 | 335 | 8351 | 3273 | 2276 | 0 | 422 | 0 | 215 | 1353 | 0 | 986 | 1200 | 0 | 462 | 0 | 0 | 0 | 0 | 0 | 0 | 0 | 0 | 0
2040-07-31 | 4 | 37.86 | -18302 | -157 | -382 | 0 | -778 | 0 | 528 | 0 | 0 | 671 | 52 | 335 | 8312 | 3273 | 2303 | 0 | 427 | 0 | 211 | 1317 | 0 | 527 | 1200 | 0 | 462 | 0 | 0 | 0 | 0 | 0 | 0 | 0 | 0 | 0
2040-07-31 | 5 | 37.86 | -18323 | -167 | -363 | 0 | -643 | 0 | 528 | 0 | 0 | 690 | 52 | 335 | 8309 | 3273 | 2193 | 0 | 424 | 0 | 207 | 1299 | 0 | 525 | 1200 | 0 | 462 | 0 | 0 | 0 | 0 | 0 | 0 | 0 | 0 | 0
2040-07-31 | 6 | 38.48 | -19038 | -167 | -382 | 0 | 0 | 0 | 528 | 0 | 0 | 845 | 52 | 335 | 8870 | 3273 | 1738 | 0 | 280 | 19 | 205 | 1290 | 0 | 491 | 1200 | 0 | 462 | 0 | 0 | 0 | 0 | 0 | 0 | 0 | 0 | 0
2040-07-31 | 7 | 40.99 | -20654 | -188 | -491 | 0 | 0 | 0 | 528 | 0 | 0 | 977 | 52 | 335 | 10353 | 3273 | 1497 | 0 | 202 | 539 | 207 | 1301 | 0 | 407 | 1200 | 0 | 462 | 0 | 0 | 0 | 0 | 0 | 0 | 0 | 0 | 0
2040-07-31 | 8 | 43.75 | -22769 | -157 | -600 | 0 | 0 | 0 | 613 | 0 | 0 | 977 | 52 | 335 | 11387 | 3273 | 1231 | 0 | 139 | 1975 | 216 | 1313 | 0 | 354 | 1200 | 0 | 462 | 0 | 0 | 0 | 0 | 0 | 0 | 0 | 0 | 0
2040-07-31 | 9 | 40.25 | -24644 | -110 | -727 | 0 | 0 | 0 | 1649 | 0 | 0 | 934 | 52 | 335 | 10027 | 3273 | 1167 | 0 | 120 | 4366 | 215 | 1364 | 0 | 319 | 1200 | 0 | 462 | 0 | 0 | 0 | 0 | 0 | 0 | 0 | 0 | 0
2040-07-31 | 10 | 38.04 | -26421 | -94 | -854 | 0 | 0 | 0 | 2631 | 0 | 0 | 796 | 52 | 335 | 8715 | 3273 | 1122 | 0 | 96 | 6789 | 215 | 1404 | 0 | 281 | 1200 | 0 | 462 | 0 | 0 | 0 | 0 | 0 | 0 | 0 | 0 | 0
2040-07-31 | 11 | 37.86 | -28142 | -89 | -818 | 0 | -654 | 0 | 3583 | 0 | 0 | 671 | 52 | 335 | 8349 | 3273 | 1205 | 0 | 100 | 8572 | 215 | 1425 | 0 | 262 | 1200 | 0 | 462 | 0 | 0 | 0 | 0 | 0 | 0 | 0 | 0 | 0
2040-07-31 | 12 | 37.86 | -29532 | -89 | -709 | 0 | -1311 | 0 | 4349 | 0 | 0 | 558 | 52 | 335 | 8317 | 3273 | 1063 | 0 | 131 | 9970 | 215 | 1446 | 0 | 271 | 1200 | 0 | 462 | 0 | 0 | 0 | 0 | 0 | 0 | 0 | 0 | 0
2040-07-31 | 13 | 37.86 | -30591 | -99 | -927 | 0 | -615 | 0 | 4935 | 0 | 0 | 671 | 52 | 335 | 8317 | 3273 | 1072 | 0 | 237 | 9724 | 215 | 1463 | 0 | 276 | 1200 | 0 | 462 | 0 | 0 | 0 | 0 | 0 | 0 | 0 | 0 | 0
2040-07-31 | 14 | 38.3 | -31222 | -110 | -909 | 0 | 0 | 0 | 5284 | 0 | 0 | 816 | 52 | 335 | 8683 | 3273 | 1142 | 0 | 234 | 8782 | 215 | 1463 | 0 | 299 | 1200 | 0 | 462 | 0 | 0 | 0 | 0 | 0 | 0 | 0 | 0 | 0
2040-07-31 | 15 | 40.12 | -30932 | -89 | -818 | 0 | 0 | 0 | 5125 | 0 | 0 | 934 | 52 | 335 | 9876 | 3273 | 1121 | 0 | 250 | 7214 | 215 | 1475 | 0 | 308 | 1200 | 0 | 462 | 0 | 0 | 0 | 0 | 0 | 0 | 0 | 0 | 0
2040-07-31 | 16 | 47.02 | -29832 | -89 | -1072 | 0 | 0 | 0 | 4518 | 0 | 0 | 1221 | 52 | 335 | 11705 | 3273 | 1239 | 0 | 216 | 4769 | 215 | 1487 | 0 | 302 | 1200 | 0 | 462 | 0 | 0 | 0 | 0 | 0 | 0 | 0 | 0 | 0
2040-07-31 | 17 | 47.79 | -28100 | -120 | -1381 | 0 | 0 | 0 | 3561 | 0 | 0 | 1269 | 52 | 335 | 12696 | 3273 | 1345 | 0 | 269 | 3121 | 212 | 1490 | 0 | 315 | 1200 | 0 | 462 | 0 | 0 | 0 | 0 | 0 | 0 | 0 | 0 | 0
2040-07-31 | 18 | 50.52 | -27162 | -110 | -1654 | 0 | 570 | 0 | 3044 | 100 | 0 | 1317 | 52 | 381 | 12871 | 3273 | 1400 | 0 | 443 | 1774 | 215 | 1475 | 0 | 350 | 1200 | 0 | 462 | 0 | 0 | 0 | 0 | 0 | 0 | 0 | 0 | 0
2040-07-31 | 19 | 50.52 | -26272 | -131 | -1581 | 0 | 1378 | 0 | 2547 | 100 | 0 | 1317 | 52 | 381 | 12871 | 3273 | 1153 | 0 | 388 | 778 | 215 | 1484 | 0 | 385 | 1200 | 0 | 462 | 0 | 0 | 0 | 0 | 0 | 0 | 0 | 0 | 0
2040-07-31 | 20 | 50.52 | -25414 | -141 | -1109 | 0 | 1004 | 0 | 2077 | 100 | 0 | 1317 | 52 | 381 | 12871 | 3273 | 1000 | 0 | 503 | 319 | 215 | 1479 | 0 | 412 | 1200 | 0 | 462 | 0 | 0 | 0 | 0 | 0 | 0 | 0 | 0 | 0
2040-07-31 | 21 | 50.52 | -24832 | -157 | -1018 | 0 | 956 | 0 | 1754 | 100 | 0 | 1317 | 52 | 381 | 12871 | 3273 | 1044 | 0 | 469 | 0 | 215 | 1500 | 0 | 413 | 1200 | 0 | 462 | 0 | 0 | 0 | 0 | 0 | 0 | 0 | 0 | 0
2040-07-31 | 22 | 50.52 | -23562 | -157 | -854 | 0 | 373 | 0 | 1052 | 90 | 0 | 1317 | 52 | 354 | 12732 | 3273 | 960 | 0 | 532 | 0 | 215 | 1499 | 0 | 463 | 1200 | 0 | 462 | 0 | 0 | 0 | 0 | 0 | 0 | 0 | 0 | 0
2040-07-31 | 23 | 45.07 | -21632 | -167 | -709 | 0 | 0 | 0 | 528 | 0 | 0 | 1221 | 52 | 335 | 11679 | 3273 | 937 | 0 | 600 | 0 | 215 | 1491 | 0 | 515 | 1200 | 0 | 462 | 0 | 0 | 0 | 0 | 0 | 0 | 0 | 0 | 0
2040-07-31 | 24 | 41.18 | -19739 | -167 | -582 | 0 | 0 | 0 | 528 | 0 | 0 | 977 | 52 | 335 | 10331 | 3273 | 736 | 0 | 449 | 0 | 217 | 1469 | 0 | 459 | 1200 | 0 | 462 | 0 | 0 | 0 | 0 | 0 | 0 | 0 | 0 | 0
2040-08-01 | 1 | 38.06 | -18286 | -167 | -509 | 0 | 0 | 0 | 528 | 0 | 0 | 812 | 52 | 335 | 8622 | 3273 | 699 | 0 | 499 | 0 | 217 | 1263 | 0 | 1000 | 1200 | 0 | 462 | 0 | 0 | 0 | 0 | 0 | 0 | 0 | 0 | 0
2040-08-01 | 2 | 37.27 | -17321 | -188 | -454 | 0 | 0 | 0 | 528 | 0 | 0 | 562 | 52 | 335 | 7913 | 3273 | 629 | 0 | 566 | 0 | 217 | 1227 | 0 | 1000 | 1200 | 0 | 462 | 0 | 0 | 0 | 0 | 0 | 0 | 0 | 0 | 0
2040-08-01 | 3 | 36.51 | -16692 | -204 | -400 | 0 | 0 | 0 | 528 | 0 | 0 | 528 | 52 | 335 | 7287 | 3273 | 604 | 0 | 610 | 0 | 216 | 1211 | 0 | 989 | 1200 | 0 | 462 | 0 | 0 | 0 | 0 | 0 | 0 | 0 | 0 | 0
2040-08-01 | 4 | 36.86 | -16365 | -225 | -382 | 0 | 0 | 0 | 528 | 0 | 0 | 409 | 52 | 335 | 7252 | 3273 | 633 | 0 | 885 | 0 | 210 | 1202 | 0 | 531 | 1200 | 0 | 462 | 0 | 0 | 0 | 0 | 0 | 0 | 0 | 0 | 0
2040-08-01 | 5 | 37.19 | -16480 | -246 | -363 | 0 | 0 | 0 | 528 | 0 | 0 | 409 | 52 | 335 | 7342 | 3273 | 655 | 0 | 904 | 0 | 208 | 1194 | 0 | 527 | 1200 | 0 | 462 | 0 | 0 | 0 | 0 | 0 | 0 | 0 | 0 | 0
2040-08-01 | 6 | 37.96 | -17294 | -246 | -382 | 0 | 0 | 0 | 528 | 0 | 0 | 543 | 52 | 335 | 7939 | 3273 | 724 | 0 | 948 | 6 | 212 | 1193 | 0 | 506 | 1200 | 0 | 462 | 0 | 0 | 0 | 0 | 0 | 0 | 0 | 0 | 0
2040-08-01 | 7 | 39.65 | -18820 | -246 | -491 | 0 | 0 | 0 | 528 | 0 | 0 | 739 | 52 | 335 | 8916 | 3273 | 777 | 0 | 970 | 473 | 217 | 1188 | 0 | 428 | 1200 | 0 | 462 | 0 | 0 | 0 | 0 | 0 | 0 | 0 | 0 | 0
2040-08-01 | 8 | 40.99 | -20654 | -225 | -600 | 0 | 0 | 0 | 824 | 0 | 0 | 815 | 52 | 335 | 9730 | 3273 | 533 | 0 | 715 | 1722 | 220 | 1205 | 0 | 393 | 1200 | 0 | 462 | 0 | 0 | 0 | 0 | 0 | 0 | 0 | 0 | 0
2040-08-01 | 9 | 38.38 | -21995 | -167 | -727 | 0 | 0 | 0 | 1659 | 0 | 0 | 544 | 52 | 335 | 8450 | 3273 | 456 | 0 | 641 | 4013 | 219 | 1235 | 0 | 350 | 1200 | 0 | 462 | 0 | 0 | 0 | 0 | 0 | 0 | 0 | 0 | 0
2040-08-01 | 10 | 34.88 | -23221 | -141 | -854 | 0 | 0 | 0 | 2415 | 0 | 0 | 366 | 52 | 335 | 6453 | 3273 | 320 | 0 | 562 | 6972 | 219 | 1260 | 0 | 328 | 1200 | 0 | 462 | 0 | 0 | 0 | 0 | 0 | 0 | 0 | 0 | 0
2040-08-01 | 11 | 33.01 | -24479 | -110 | -818 | 0 | 0 | -1133 | 3197 | 0 | 0 | 315 | 52 | 335 | 5388 | 3273 | 326 | 0 | 722 | 9471 | 219 | 1272 | 0 | 307 | 1200 | 0 | 462 | 0 | 0 | 0 | 0 | 0 | 0 | 0 | 0 | 0
2040-08-01 | 12 | 32.79 | -25516 | -94 | -709 | 0 | -587 | -1859 | 3836 | 0 | 0 | 315 | 52 | 335 | 5254 | 3273 | 367 | 0 | 851 | 11011 | 220 | 1283 | 0 | 305 | 1200 | 0 | 462 | 0 | 0 | 0 | 0 | 0 | 0 | 0 | 0 | 0
2040-08-01 | 13 | 32.79 | -26361 | -89 | -927 | 0 | -1022 | -1859 | 4365 | 0 | 0 | 315 | 52 | 335 | 5119 | 3273 | 362 | 0 | 822 | 12122 | 220 | 1298 | 0 | 313 | 1200 | 0 | 462 | 0 | 0 | 0 | 0 | 0 | 0 | 0 | 0 | 0
2040-08-01 | 14 | 32.79 | -27119 | -89 | -909 | 0 | -165 | -1859 | 4830 | 0 | 0 | 315 | 52 | 335 | 5119 | 3273 | 296 | 0 | 693 | 11701 | 220 | 1304 | 0 | 341 | 1200 | 0 | 462 | 0 | 0 | 0 | 0 | 0 | 0 | 0 | 0 | 0
2040-08-01 | 15 | 33.01 | -27608 | -89 | -818 | 0 | 0 | -1360 | 5136 | 0 | 0 | 315 | 52 | 335 | 5184 | 3273 | 138 | 0 | 596 | 11309 | 220 | 1305 | 0 | 349 | 1200 | 0 | 462 | 0 | 0 | 0 | 0 | 0 | 0 | 0 | 0 | 0
2040-08-01 | 16 | 35.52 | -27774 | -94 | -1072 | 0 | 0 | 0 | 5236 | 0 | 0 | 366 | 52 | 335 | 5960 | 3273 | 106 | 0 | 638 | 9435 | 220 | 1320 | 0 | 338 | 1200 | 0 | 462 | 0 | 0 | 0 | 0 | 0 | 0 | 0 | 0 | 0
2040-08-01 | 17 | 39.77 | -27850 | -89 | -1381 | 0 | 0 | 0 | 5284 | 0 | 0 | 554 | 52 | 335 | 8444 | 3273 | 64 | 0 | 630 | 7129 | 220 | 1317 | 0 | 357 | 1200 | 0 | 462 | 0 | 0 | 0 | 0 | 0 | 0 | 0 | 0 | 0
2040-08-01 | 18 | 44.62 | -27598 | -94 | -1654 | 0 | 0 | 565 | 5125 | 0 | 0 | 927 | 52 | 335 | 10558 | 3273 | 77 | 0 | 671 | 4187 | 220 | 1301 | 0 | 394 | 1200 | 0 | 462 | 0 | 0 | 0 | 0 | 0 | 0 | 0 | 0 | 0
2040-08-01 | 19 | 44.62 | -26736 | -89 | -1581 | 0 | 654 | 1680 | 4592 | 0 | 0 | 1136 | 52 | 335 | 10578 | 3273 | 63 | 0 | 743 | 1698 | 220 | 1289 | 0 | 431 | 1200 | 0 | 462 | 0 | 0 | 0 | 0 | 0 | 0 | 0 | 0 | 0
2040-08-01 | 20 | 44.62 | -25402 | -89 | -1109 | 0 | 669 | 1679 | 3767 | 0 | 0 | 1136 | 52 | 335 | 10841 | 3273 | 72 | 0 | 727 | 417 | 220 | 1307 | 0 | 444 | 1200 | 0 | 462 | 0 | 0 | 0 | 0 | 0 | 0 | 0 | 0 | 0
2040-08-01 | 21 | 44.62 | -24426 | -110 | -1018 | 0 | 0 | 1468 | 3165 | 0 | 0 | 1136 | 52 | 335 | 11649 | 3273 | 75 | 0 | 741 | 0 | 220 | 1313 | 0 | 466 | 1200 | 0 | 462 | 0 | 0 | 0 | 0 | 0 | 0 | 0 | 0 | 0
2040-08-01 | 22 | 44.62 | -22963 | -141 | -854 | 0 | 203 | 580 | 2256 | 0 | 0 | 1136 | 52 | 335 | 11571 | 3273 | 65 | 0 | 786 | 0 | 220 | 1314 | 0 | 505 | 1200 | 0 | 462 | 0 | 0 | 0 | 0 | 0 | 0 | 0 | 0 | 0
2040-08-01 | 23 | 43.75 | -20748 | -157 | -709 | 0 | 0 | 0 | 882 | 0 | 0 | 997 | 52 | 335 | 11372 | 3273 | 29 | 0 | 925 | 0 | 220 | 1307 | 0 | 560 | 1200 | 0 | 462 | 0 | 0 | 0 | 0 | 0 | 0 | 0 | 0 | 0
2040-08-01 | 24 | 40.12 | -18658 | -204 | -582 | 0 | 0 | 0 | 528 | 0 | 0 | 859 | 52 | 335 | 9887 | 3273 | 16 | 0 | 860 | 0 | 218 | 1277 | 0 | 476 | 1200 | 0 | 462 | 0 | 0 | 0 | 0 | 0 | 0 | 0 | 0 | 0
2040-08-02 | 1 | 37.2 | -17034 | -246 | -509 | 0 | 0 | 0 | 528 | 0 | 0 | 562 | 52 | 335 | 7911 | 3273 | 30 | 0 | 956 | 0 | 217 | 1263 | 0 | 1000 | 1200 | 0 | 462 | 0 | 0 | 0 | 0 | 0 | 0 | 0 | 0 | 0
2040-08-02 | 2 | 35.62 | -15961 | -267 | -454 | 0 | 0 | 0 | 528 | 0 | 0 | 436 | 52 | 335 | 6830 | 3273 | 72 | 0 | 1050 | 0 | 217 | 1227 | 0 | 1000 | 1200 | 0 | 462 | 0 | 0 | 0 | 0 | 0 | 0 | 0 | 0 | 0
2040-08-02 | 3 | 33.5 | -15263 | -288 | -400 | 0 | 0 | 0 | 528 | 0 | 0 | 366 | 52 | 335 | 5958 | 3273 | 164 | 0 | 1196 | 0 | 216 | 1211 | 0 | 989 | 1200 | 0 | 462 | 0 | 0 | 0 | 0 | 0 | 0 | 0 | 0 | 0
2040-08-02 | 4 | 33.01 | -14868 | -314 | -382 | 0 | 0 | 0 | 528 | 0 | 0 | 366 | 52 | 335 | 5845 | 3273 | 253 | 0 | 1306 | 0 | 210 | 1202 | 0 | 531 | 1200 | 0 | 462 | 0 | 0 | 0 | 0 | 0 | 0 | 0 | 0 | 0
2040-08-02 | 5 | 33.08 | -14913 | -340 | -363 | 0 | 0 | 0 | 528 | 0 | 0 | 366 | 52 | 335 | 5777 | 3273 | 440 | 0 | 1255 | 0 | 208 | 1194 | 0 | 527 | 1200 | 0 | 462 | 0 | 0 | 0 | 0 | 0 | 0 | 0 | 0 | 0
2040-08-02 | 6 | 35.52 | -15579 | -340 | -382 | 0 | 0 | 0 | 528 | 0 | 0 | 366 | 52 | 335 | 6413 | 3273 | 639 | 0 | 1113 | 9 | 212 | 1193 | 0 | 506 | 1200 | 0 | 462 | 0 | 0 | 0 | 0 | 0 | 0 | 0 | 0 | 0
2040-08-02 | 7 | 38.02 | -16957 | -366 | -491 | 0 | 0 | 0 | 528 | 0 | 0 | 473 | 52 | 335 | 7653 | 3273 | 699 | 0 | 813 | 493 | 217 | 1188 | 0 | 428 | 1200 | 0 | 462 | 0 | 0 | 0 | 0 | 0 | 0 | 0 | 0 | 0
2040-08-02 | 8 | 38.06 | -18680 | -314 | -600 | 0 | 0 | 0 | 528 | 0 | 0 | 544 | 52 | 335 | 8242 | 3273 | 539 | 0 | 671 | 1929 | 220 | 1205 | 0 | 393 | 1200 | 0 | 462 | 0 | 0 | 0 | 0 | 0 | 0 | 0 | 0 | 0
2040-08-02 | 9 | 36.23 | -20082 | -246 | -727 | 0 | 0 | 0 | 1263 | 0 | 0 | 393 | 52 | 335 | 6972 | 3273 | 391 | 0 | 356 | 4554 | 219 | 1235 | 0 | 350 | 1200 | 0 | 462 | 0 | 0 | 0 | 0 | 0 | 0 | 0 | 0 | 0
2040-08-02 | 10 | 29.3 | -21409 | -167 | -854 | 0 | 0 | -98 | 2140 | 0 | 0 | 315 | 52 | 335 | 4766 | 3273 | 256 | 0 | 221 | 7702 | 219 | 1260 | 0 | 328 | 1200 | 0 | 462 | 0 | 0 | 0 | 0 | 0 | 0 | 0 | 0 | 0
2040-08-02 | 11 | 29.3 | -22693 | -131 | -818 | 0 | 0 | -1706 | 2985 | 0 | 0 | 315 | 52 | 335 | 4141 | 3273 | 187 | 0 | 259 | 10341 | 219 | 1272 | 0 | 307 | 1200 | 0 | 462 | 0 | 0 | 0 | 0 | 0 | 0 | 0 | 0 | 0
2040-08-02 | 12 | 28.48 | -23717 | -105 | -709 | 0 | -1251 | -1859 | 3657 | 0 | 0 | 314 | 52 | 335 | 4109 | 3273 | 97 | 0 | 375 | 11959 | 220 | 1283 | 0 | 305 | 1200 | 0 | 462 | 0 | 0 | 0 | 0 | 0 | 0 | 0 | 0 | 0
2040-08-02 | 13 | 28.48 | -24450 | -99 | -927 | 0 | -1351 | -1859 | 4143 | 0 | 0 | 314 | 52 | 335 | 4109 | 3273 | 62 | 0 | 455 | 12451 | 220 | 1298 | 0 | 313 | 1200 | 0 | 462 | 0 | 0 | 0 | 0 | 0 | 0 | 0 | 0 | 0
2040-08-02 | 14 | 28.48 | -25215 | -89 | -909 | 0 | -914 | -1859 | 4645 | 0 | 0 | 314 | 52 | 335 | 4109 | 3273 | 34 | 0 | 549 | 12149 | 220 | 1304 | 0 | 341 | 1200 | 0 | 462 | 0 | 0 | 0 | 0 | 0 | 0 | 0 | 0 | 0
2040-08-02 | 15 | 28.48 | -25730 | -89 | -818 | 0 | -118 | -1859 | 4983 | 0 | 0 | 315 | 52 | 335 | 4109 | 3273 | 19 | 0 | 506 | 11485 | 220 | 1305 | 0 | 349 | 1200 | 0 | 462 | 0 | 0 | 0 | 0 | 0 | 0 | 0 | 0 | 0
2040-08-02 | 16 | 33.08 | -26043 | -89 | -1072 | 0 | 0 | 0 | 5189 | 0 | 0 | 315 | 52 | 335 | 4368 | 3273 | 70 | 0 | 525 | 9538 | 220 | 1320 | 0 | 338 | 1200 | 0 | 462 | 0 | 0 | 0 | 0 | 0 | 0 | 0 | 0 | 0
2040-08-02 | 17 | 38.64 | -26184 | -89 | -1381 | 0 | 0 | 0 | 5284 | 0 | 0 | 402 | 52 | 335 | 7034 | 3273 | 173 | 0 | 523 | 7022 | 220 | 1317 | 0 | 357 | 1200 | 0 | 462 | 0 | 0 | 0 | 0 | 0 | 0 | 0 | 0 | 0
2040-08-02 | 18 | 39.6 | -25876 | -89 | -1654 | 0 | 424 | 1410 | 5083 | 0 | 0 | 812 | 52 | 335 | 7714 | 3273 | 398 | 0 | 544 | 3997 | 220 | 1301 | 0 | 394 | 1200 | 0 | 462 | 0 | 0 | 0 | 0 | 0 | 0 | 0 | 0 | 0
2040-08-02 | 19 | 39.6 | -24934 | -94 | -1581 | 0 | 908 | 1549 | 4460 | 0 | 0 | 935 | 52 | 335 | 8851 | 3273 | 567 | 0 | 502 | 1576 | 220 | 1289 | 0 | 431 | 1200 | 0 | 462 | 0 | 0 | 0 | 0 | 0 | 0 | 0 | 0 | 0
2040-08-02 | 20 | 39.6 | -23738 | -99 | -1109 | 0 | 958 | 1549 | 3672 | 0 | 0 | 957 | 52 | 335 | 8851 | 3273 | 591 | 0 | 686 | 390 | 220 | 1307 | 0 | 444 | 1200 | 0 | 462 | 0 | 0 | 0 | 0 | 0 | 0 | 0 | 0 | 0
2040-08-02 | 21 | 39.6 | -23057 | -120 | -1018 | 0 | 509 | 1549 | 3223 | 0 | 0 | 927 | 52 | 335 | 9032 | 3273 | 788 | 0 | 845 | 0 | 220 | 1313 | 0 | 466 | 1200 | 0 | 462 | 0 | 0 | 0 | 0 | 0 | 0 | 0 | 0 | 0
2040-08-02 | 22 | 39.6 | -21896 | -157 | -854 | 0 | 221 | 777 | 2457 | 0 | 0 | 881 | 52 | 335 | 9505 | 3273 | 1005 | 0 | 701 | 0 | 220 | 1314 | 0 | 505 | 1200 | 0 | 462 | 0 | 0 | 0 | 0 | 0 | 0 | 0 | 0 | 0
2040-08-02 | 23 | 39.6 | -20104 | -167 | -709 | 0 | 105 | 3 | 1279 | 0 | 0 | 815 | 52 | 335 | 9505 | 3273 | 1192 | 0 | 673 | 0 | 220 | 1307 | 0 | 560 | 1200 | 0 | 462 | 0 | 0 | 0 | 0 | 0 | 0 | 0 | 0 | 0
2040-08-02 | 24 | 38.39 | -18322 | -204 | -582 | 0 | 0 | 0 | 528 | 0 | 0 | 629 | 52 | 335 | 8753 | 3273 | 1222 | 0 | 683 | 0 | 218 | 1277 | 0 | 476 | 1200 | 0 | 462 | 0 | 0 | 0 | 0 | 0 | 0 | 0 | 0 | 0
2040-08-03 | 1 | 36.03 | -16929 | -204 | -509 | 0 | 0 | 0 | 528 | 0 | 0 | 454 | 52 | 335 | 7003 | 3273 | 1112 | 0 | 743 | 0 | 217 | 1263 | 0 | 1000 | 1200 | 0 | 462 | 0 | 0 | 0 | 0 | 0 | 0 | 0 | 0 | 0
2040-08-03 | 2 | 35.37 | -15970 | -246 | -454 | 0 | 0 | 0 | 528 | 0 | 0 | 393 | 52 | 335 | 6388 | 3273 | 865 | 0 | 730 | 0 | 217 | 1227 | 0 | 1000 | 1200 | 0 | 462 | 0 | 0 | 0 | 0 | 0 | 0 | 0 | 0 | 0
2040-08-03 | 3 | 32.92 | -15331 | -267 | -400 | 0 | 0 | 0 | 528 | 0 | 0 | 366 | 52 | 335 | 5663 | 3273 | 837 | 0 | 866 | 0 | 216 | 1211 | 0 | 989 | 1200 | 0 | 462 | 0 | 0 | 0 | 0 | 0 | 0 | 0 | 0 | 0
2040-08-03 | 4 | 33.6 | -14949 | -267 | -382 | 0 | 0 | 0 | 528 | 0 | 0 | 366 | 52 | 335 | 5826 | 3273 | 800 | 0 | 813 | 0 | 210 | 1202 | 0 | 531 | 1200 | 0 | 462 | 0 | 0 | 0 | 0 | 0 | 0 | 0 | 0 | 0
2040-08-03 | 5 | 32.2 | -14877 | -288 | -363 | 0 | 0 | 0 | 528 | 0 | 0 | 366 | 52 | 335 | 5394 | 3273 | 985 | 0 | 1004 | 0 | 208 | 1194 | 0 | 527 | 1200 | 0 | 462 | 0 | 0 | 0 | 0 | 0 | 0 | 0 | 0 | 0
2040-08-03 | 6 | 32.2 | -15068 | -267 | -382 | 0 | 0 | 0 | 528 | 0 | 0 | 366 | 52 | 335 | 5418 | 3273 | 1191 | 0 | 976 | 4 | 212 | 1193 | 0 | 506 | 1200 | 0 | 462 | 0 | 0 | 0 | 0 | 0 | 0 | 0 | 0 | 0
2040-08-03 | 7 | 34.83 | -15728 | -288 | -491 | 0 | 0 | 0 | 528 | 0 | 0 | 366 | 52 | 335 | 5942 | 3273 | 1234 | 0 | 853 | 428 | 217 | 1188 | 0 | 428 | 1200 | 0 | 462 | 0 | 0 | 0 | 0 | 0 | 0 | 0 | 0 | 0
2040-08-03 | 8 | 36.41 | -17148 | -246 | -600 | 0 | 0 | 0 | 528 | 0 | 0 | 366 | 52 | 335 | 6580 | 3273 | 1210 | 0 | 633 | 1535 | 220 | 1205 | 0 | 393 | 1200 | 0 | 462 | 0 | 0 | 0 | 0 | 0 | 0 | 0 | 0 | 0
2040-08-03 | 9 | 36.41 | -18810 | -204 | -727 | 0 | 0 | 0 | 1015 | 0 | 0 | 366 | 52 | 335 | 6563 | 3273 | 1045 | 0 | 307 | 3319 | 219 | 1235 | 0 | 350 | 1200 | 0 | 462 | 0 | 0 | 0 | 0 | 0 | 0 | 0 | 0 | 0
2040-08-03 | 10 | 32.2 | -20356 | -141 | -854 | 0 | 0 | 0 | 2082 | 0 | 0 | 366 | 52 | 335 | 5398 | 3273 | 998 | 0 | 197 | 5183 | 219 | 1260 | 0 | 328 | 1200 | 0 | 462 | 0 | 0 | 0 | 0 | 0 | 0 | 0 | 0 | 0
2040-08-03 | 11 | 28.05 | -21517 | -120 | -818 | 0 | 0 | -257 | 2885 | 0 | 0 | 315 | 52 | 335 | 4599 | 3273 | 909 | 0 | 260 | 6624 | 219 | 1272 | 0 | 307 | 1200 | 0 | 462 | 0 | 0 | 0 | 0 | 0 | 0 | 0 | 0 | 0
2040-08-03 | 12 | 28.05 | -22509 | -110 | -709 | 0 | 0 | -1700 | 3567 | 0 | 0 | 315 | 52 | 335 | 4109 | 3273 | 928 | 0 | 348 | 8631 | 220 | 1283 | 0 | 305 | 1200 | 0 | 462 | 0 | 0 | 0 | 0 | 0 | 0 | 0 | 0 | 0
2040-08-03 | 13 | 27.02 | -23484 | -94 | -927 | 0 | -902 | -1859 | 4243 | 0 | 0 | 314 | 52 | 335 | 4026 | 3273 | 950 | 0 | 345 | 10235 | 220 | 1298 | 0 | 313 | 1200 | 0 | 462 | 0 | 0 | 0 | 0 | 0 | 0 | 0 | 0 | 0
2040-08-03 | 14 | 27.02 | -24128 | -89 | -909 | 0 | -1011 | -1859 | 4687 | 0 | 0 | 314 | 52 | 335 | 3870 | 3273 | 1010 | 0 | 393 | 10535 | 220 | 1304 | 0 | 341 | 1200 | 0 | 462 | 0 | 0 | 0 | 0 | 0 | 0 | 0 | 0 | 0
2040-08-03 | 15 | 28.05 | -24650 | -89 | -818 | 0 | 0 | -1820 | 5046 | 0 | 0 | 315 | 52 | 335 | 3921 | 3273 | 1224 | 0 | 429 | 9246 | 220 | 1305 | 0 | 349 | 1200 | 0 | 462 | 0 | 0 | 0 | 0 | 0 | 0 | 0 | 0 | 0
2040-08-03 | 16 | 28.05 | -24818 | -89 | -1072 | 0 | 0 | -287 | 5162 | 0 | 0 | 315 | 52 | 335 | 3921 | 3273 | 1370 | 0 | 523 | 7776 | 220 | 1320 | 0 | 338 | 1200 | 0 | 462 | 0 | 0 | 0 | 0 | 0 | 0 | 0 | 0 | 0
2040-08-03 | 17 | 37.91 | -24995 | -89 | -1381 | 0 | 182 | 253 | 5284 | 0 | 0 | 366 | 52 | 335 | 5233 | 3273 | 1596 | 0 | 622 | 5713 | 220 | 1317 | 0 | 357 | 1200 | 0 | 462 | 0 | 0 | 0 | 0 | 0 | 0 | 0 | 0 | 0
2040-08-03 | 18 | 37.91 | -24792 | -94 | -1654 | 0 | 250 | 1499 | 5147 | 0 | 0 | 544 | 52 | 335 | 6438 | 3273 | 1770 | 0 | 651 | 3005 | 220 | 1301 | 0 | 394 | 1200 | 0 | 462 | 0 | 0 | 0 | 0 | 0 | 0 | 0 | 0 | 0
2040-08-03 | 19 | 37.91 | -24165 | -105 | -1581 | 0 | 456 | 1505 | 4713 | 0 | 0 | 770 | 52 | 335 | 7129 | 3273 | 1907 | 0 | 746 | 1362 | 220 | 1289 | 0 | 431 | 1200 | 0 | 462 | 0 | 0 | 0 | 0 | 0 | 0 | 0 | 0 | 0
2040-08-03 | 20 | 37.91 | -23296 | -110 | -1109 | 0 | 250 | 1168 | 4111 | 0 | 0 | 806 | 52 | 335 | 7696 | 3273 | 2078 | 0 | 786 | 327 | 220 | 1307 | 0 | 444 | 1200 | 0 | 462 | 0 | 0 | 0 | 0 | 0 | 0 | 0 | 0 | 0
2040-08-03 | 21 | 37.91 | -22946 | -120 | -1018 | 0 | 122 | 1024 | 3868 | 0 | 0 | 739 | 52 | 335 | 7696 | 3273 | 2280 | 0 | 1036 | 0 | 220 | 1313 | 0 | 466 | 1200 | 0 | 462 | 0 | 0 | 0 | 0 | 0 | 0 | 0 | 0 | 0
2040-08-03 | 22 | 37.91 | -22113 | -131 | -854 | 0 | 313 | 310 | 3297 | 0 | 0 | 610 | 52 | 335 | 7893 | 3273 | 2385 | 0 | 930 | 0 | 220 | 1314 | 0 | 505 | 1200 | 0 | 462 | 0 | 0 | 0 | 0 | 0 | 0 | 0 | 0 | 0
2040-08-03 | 23 | 37.91 | -20624 | -157 | -709 | 0 | 73 | 0 | 2267 | 0 | 0 | 544 | 52 | 335 | 7893 | 3273 | 2441 | 0 | 863 | 0 | 220 | 1307 | 0 | 560 | 1200 | 0 | 462 | 0 | 0 | 0 | 0 | 0 | 0 | 0 | 0 | 0
2040-08-03 | 24 | 35.62 | -19080 | -167 | -582 | 0 | 0 | 0 | 1199 | 0 | 0 | 366 | 52 | 335 | 6572 | 3273 | 3136 | 0 | 1263 | 0 | 218 | 1277 | 0 | 476 | 1200 | 0 | 462 | 0 | 0 | 0 | 0 | 0 | 0 | 0 | 0 | 0
2040-08-04 | 1 | 32.3 | -17794 | -167 | -672 | 0 | 0 | 0 | 528 | 0 | 0 | 366 | 52 | 335 | 5531 | 3273 | 3221 | 0 | 1185 | 0 | 217 | 1263 | 0 | 1000 | 1200 | 0 | 462 | 0 | 0 | 0 | 0 | 0 | 0 | 0 | 0 | 0
2040-08-04 | 2 | 27.01 | -16858 | -204 | -582 | 0 | 0 | -530 | 528 | 0 | 0 | 353 | 52 | 335 | 4699 | 3273 | 3723 | 0 | 1104 | 0 | 217 | 1227 | 0 | 1000 | 1200 | 0 | 462 | 0 | 0 | 0 | 0 | 0 | 0 | 0 | 0 | 0
2040-08-04 | 3 | 27.01 | -16203 | -204 | -527 | 0 | 0 | -869 | 528 | 0 | 0 | 315 | 52 | 335 | 4272 | 3273 | 4009 | 0 | 940 | 0 | 216 | 1211 | 0 | 989 | 1200 | 0 | 462 | 0 | 0 | 0 | 0 | 0 | 0 | 0 | 0 | 0
2040-08-04 | 4 | 27.01 | -15733 | -225 | -472 | 0 | 0 | -595 | 528 | 0 | 0 | 315 | 52 | 335 | 4240 | 3273 | 3795 | 0 | 882 | 0 | 210 | 1202 | 0 | 531 | 1200 | 0 | 462 | 0 | 0 | 0 | 0 | 0 | 0 | 0 | 0 | 0
2040-08-04 | 5 | 27.01 | -15478 | -225 | -472 | 0 | 0 | -462 | 528 | 0 | 0 | 315 | 52 | 335 | 4240 | 3273 | 3499 | 0 | 804 | 0 | 208 | 1194 | 0 | 527 | 1200 | 0 | 462 | 0 | 0 | 0 | 0 | 0 | 0 | 0 | 0 | 0
2040-08-04 | 6 | 27.14 | -15437 | -246 | -491 | 0 | 0 | 0 | 528 | 0 | 0 | 315 | 52 | 335 | 4268 | 3273 | 3137 | 0 | 690 | 3 | 212 | 1193 | 0 | 506 | 1200 | 0 | 462 | 0 | 0 | 0 | 0 | 0 | 0 | 0 | 0 | 0
2040-08-04 | 7 | 32.2 | -15747 | -288 | -545 | 0 | 0 | 0 | 528 | 0 | 0 | 315 | 52 | 335 | 4641 | 3273 | 2785 | 0 | 683 | 473 | 217 | 1188 | 0 | 428 | 1200 | 0 | 462 | 0 | 0 | 0 | 0 | 0 | 0 | 0 | 0 | 0
2040-08-04 | 8 | 34.68 | -16889 | -246 | -636 | 0 | 0 | 0 | 528 | 0 | 0 | 366 | 52 | 335 | 5044 | 3273 | 2184 | 0 | 705 | 1804 | 220 | 1205 | 0 | 393 | 1200 | 0 | 462 | 0 | 0 | 0 | 0 | 0 | 0 | 0 | 0 | 0
2040-08-04 | 9 | 32.3 | -18567 | -188 | -763 | 0 | 0 | 0 | 840 | 0 | 0 | 366 | 52 | 335 | 5045 | 3273 | 1601 | 0 | 446 | 4095 | 219 | 1235 | 0 | 350 | 1200 | 0 | 462 | 0 | 0 | 0 | 0 | 0 | 0 | 0 | 0 | 0
2040-08-04 | 10 | 27.01 | -20177 | -141 | -909 | 0 | 0 | -1317 | 1955 | 0 | 0 | 315 | 52 | 335 | 4317 | 3273 | 1198 | 0 | 639 | 6990 | 219 | 1260 | 0 | 328 | 1200 | 0 | 462 | 0 | 0 | 0 | 0 | 0 | 0 | 0 | 0 | 0
2040-08-04 | 11 | 25.81 | -21666 | -110 | -818 | 0 | -1234 | -1859 | 2980 | 0 | 0 | 314 | 52 | 335 | 4047 | 3273 | 875 | 0 | 845 | 9505 | 219 | 1272 | 0 | 307 | 1200 | 0 | 462 | 0 | 0 | 0 | 0 | 0 | 0 | 0 | 0 | 0
2040-08-04 | 12 | 24.36 | -22913 | -99 | -909 | 0 | -2000 | -1859 | 3841 | 0 | 0 | 314 | 52 | 335 | 3961 | 3273 | 702 | 0 | 950 | 10881 | 220 | 1283 | 0 | 305 | 1200 | 0 | 462 | 0 | 0 | 0 | 0 | 0 | 0 | 0 | 0 | 0
2040-08-04 | 13 | 25.81 | -23761 | -94 | -981 | 0 | -1655 | -1859 | 4428 | 0 | 0 | 314 | 52 | 335 | 4020 | 3273 | 591 | 0 | 947 | 10898 | 220 | 1298 | 0 | 313 | 1200 | 0 | 462 | 0 | 0 | 0 | 0 | 0 | 0 | 0 | 0 | 0
2040-08-04 | 14 | 25.81 | -24313 | -94 | -1018 | 0 | -1470 | -1859 | 4808 | 0 | 0 | 314 | 52 | 335 | 4020 | 3273 | 577 | 0 | 1007 | 10840 | 220 | 1304 | 0 | 341 | 1200 | 0 | 462 | 0 | 0 | 0 | 0 | 0 | 0 | 0 | 0 | 0
2040-08-04 | 15 | 25.81 | -24652 | -89 | -1054 | 0 | -532 | -1859 | 5041 | 0 | 0 | 314 | 52 | 335 | 3920 | 3273 | 599 | 0 | 1006 | 10110 | 220 | 1305 | 0 | 349 | 1200 | 0 | 462 | 0 | 0 | 0 | 0 | 0 | 0 | 0 | 0 | 0
2040-08-04 | 16 | 27.01 | -24874 | -89 | -999 | 0 | 0 | -960 | 5194 | 0 | 0 | 315 | 52 | 335 | 4034 | 3273 | 601 | 0 | 1141 | 8437 | 220 | 1320 | 0 | 338 | 1200 | 0 | 462 | 0 | 0 | 0 | 0 | 0 | 0 | 0 | 0 | 0
2040-08-04 | 17 | 36.23 | -24989 | -89 | -999 | 0 | 0 | 0 | 5273 | 0 | 0 | 366 | 52 | 335 | 5656 | 3273 | 493 | 0 | 1153 | 5921 | 220 | 1317 | 0 | 357 | 1200 | 0 | 462 | 0 | 0 | 0 | 0 | 0 | 0 | 0 | 0 | 0
2040-08-04 | 18 | 36.51 | -25005 | -94 | -1018 | 0 | 0 | 940 | 5284 | 0 | 0 | 536 | 52 | 335 | 6883 | 3273 | 388 | 0 | 1178 | 3672 | 220 | 1301 | 0 | 394 | 1200 | 0 | 462 | 0 | 0 | 0 | 0 | 0 | 0 | 0 | 0 | 0
2040-08-04 | 19 | 36.51 | -24590 | -94 | -1054 | 0 | 723 | 1581 | 4999 | 0 | 0 | 812 | 52 | 335 | 7099 | 3273 | 448 | 0 | 1216 | 1599 | 220 | 1289 | 0 | 431 | 1200 | 0 | 462 | 0 | 0 | 0 | 0 | 0 | 0 | 0 | 0 | 0
2040-08-04 | 20 | 36.51 | -23671 | -105 | -981 | 0 | 1667 | 1732 | 4365 | 0 | 0 | 881 | 52 | 335 | 7146 | 3273 | 265 | 0 | 1036 | 373 | 220 | 1307 | 0 | 444 | 1200 | 0 | 462 | 0 | 0 | 0 | 0 | 0 | 0 | 0 | 0 | 0
2040-08-04 | 21 | 36.51 | -23154 | -131 | -927 | 0 | 1421 | 1572 | 4005 | 0 | 0 | 859 | 52 | 335 | 7199 | 3273 | 530 | 0 | 1305 | 0 | 220 | 1313 | 0 | 466 | 1200 | 0 | 462 | 0 | 0 | 0 | 0 | 0 | 0 | 0 | 0 | 0
2040-08-04 | 22 | 36.51 | -21917 | -157 | -836 | 0 | 1085 | 1500 | 3155 | 0 | 0 | 859 | 52 | 335 | 7199 | 3273 | 532 | 0 | 1220 | 0 | 220 | 1314 | 0 | 505 | 1200 | 0 | 462 | 0 | 0 | 0 | 0 | 0 | 0 | 0 | 0 | 0
2040-08-04 | 23 | 36.51 | -19962 | -188 | -836 | 0 | 683 | 1576 | 1807 | 0 | 0 | 815 | 52 | 335 | 7199 | 3273 | 272 | 0 | 1226 | 0 | 220 | 1307 | 0 | 560 | 1200 | 0 | 462 | 0 | 0 | 0 | 0 | 0 | 0 | 0 | 0 | 0
2040-08-04 | 24 | 36.51 | -18021 | -204 | -763 | 0 | 347 | 1481 | 528 | 0 | 0 | 747 | 52 | 335 | 7199 | 3273 | 179 | 0 | 1214 | 0 | 218 | 1277 | 0 | 476 | 1200 | 0 | 462 | 0 | 0 | 0 | 0 | 0 | 0 | 0 | 0 | 0
2040-08-05 | 1 | 36.35 | -16547 | -204 | -672 | 0 | 0 | 0 | 528 | 0 | 0 | 543 | 52 | 335 | 7288 | 3273 | 114 | 0 | 1149 | 0 | 217 | 1263 | 0 | 1000 | 1200 | 0 | 462 | 0 | 0 | 0 | 0 | 0 | 0 | 0 | 0 | 0
2040-08-05 | 2 | 35.41 | -15537 | -267 | -582 | 0 | 0 | 0 | 528 | 0 | 0 | 409 | 52 | 335 | 6523 | 3273 | 67 | 0 | 1093 | 0 | 217 | 1227 | 0 | 1000 | 1200 | 0 | 462 | 0 | 0 | 0 | 0 | 0 | 0 | 0 | 0 | 0
2040-08-05 | 3 | 33.97 | -14867 | -314 | -527 | 0 | 0 | 0 | 528 | 0 | 0 | 366 | 52 | 335 | 6051 | 3273 | 28 | 0 | 997 | 0 | 216 | 1211 | 0 | 989 | 1200 | 0 | 462 | 0 | 0 | 0 | 0 | 0 | 0 | 0 | 0 | 0
2040-08-05 | 4 | 34.83 | -14487 | -366 | -472 | 0 | 0 | 0 | 528 | 0 | 0 | 366 | 52 | 335 | 6232 | 3273 | 30 | 0 | 905 | 0 | 210 | 1202 | 0 | 531 | 1200 | 0 | 462 | 0 | 0 | 0 | 0 | 0 | 0 | 0 | 0 | 0
2040-08-05 | 5 | 35.49 | -14597 | -366 | -472 | 0 | 0 | 0 | 528 | 0 | 0 | 366 | 52 | 335 | 6520 | 3273 | 70 | 0 | 701 | 0 | 208 | 1194 | 0 | 527 | 1200 | 0 | 462 | 0 | 0 | 0 | 0 | 0 | 0 | 0 | 0 | 0
2040-08-05 | 6 | 37.19 | -15317 | -429 | -491 | 0 | 0 | 0 | 528 | 0 | 0 | 409 | 52 | 335 | 7278 | 3273 | 104 | 0 | 681 | 4 | 212 | 1193 | 0 | 506 | 1200 | 0 | 462 | 0 | 0 | 0 | 0 | 0 | 0 | 0 | 0 | 0
2040-08-05 | 7 | 38.84 | -16686 | -460 | -545 | 0 | 0 | 0 | 528 | 0 | 0 | 544 | 52 | 335 | 8192 | 3273 | 184 | 0 | 625 | 463 | 217 | 1188 | 0 | 428 | 1200 | 0 | 462 | 0 | 0 | 0 | 0 | 0 | 0 | 0 | 0 | 0
2040-08-05 | 8 | 37.96 | -18320 | -397 | -636 | 0 | 0 | 0 | 528 | 0 | 0 | 544 | 52 | 335 | 8373 | 3273 | 249 | 0 | 601 | 1919 | 220 | 1205 | 0 | 393 | 1200 | 0 | 462 | 0 | 0 | 0 | 0 | 0 | 0 | 0 | 0 | 0
2040-08-05 | 9 | 34.98 | -19632 | -288 | -763 | 0 | 0 | 0 | 1379 | 0 | 0 | 366 | 52 | 335 | 6558 | 3273 | 263 | 0 | 302 | 4690 | 219 | 1235 | 0 | 350 | 1200 | 0 | 462 | 0 | 0 | 0 | 0 | 0 | 0 | 0 | 0 | 0
2040-08-05 | 10 | 28.75 | -20841 | -225 | -909 | 0 | 0 | -674 | 2203 | 0 | 0 | 315 | 52 | 335 | 4643 | 3273 | 211 | 0 | 194 | 7953 | 219 | 1260 | 0 | 328 | 1200 | 0 | 462 | 0 | 0 | 0 | 0 | 0 | 0 | 0 | 0 | 0
2040-08-05 | 11 | 27.83 | -21981 | -167 | -818 | 0 | -549 | -1859 | 2980 | 0 | 0 | 314 | 52 | 335 | 4113 | 3273 | 101 | 0 | 339 | 10408 | 219 | 1272 | 0 | 307 | 1200 | 0 | 462 | 0 | 0 | 0 | 0 | 0 | 0 | 0 | 0 | 0
2040-08-05 | 12 | 27.83 | -22930 | -141 | -909 | 0 | -1610 | -1859 | 3625 | 0 | 0 | 314 | 52 | 335 | 4113 | 3273 | 31 | 0 | 345 | 11892 | 220 | 1283 | 0 | 305 | 1200 | 0 | 462 | 0 | 0 | 0 | 0 | 0 | 0 | 0 | 0 | 0
2040-08-05 | 13 | 27.83 | -23646 | -120 | -981 | 0 | -1994 | -1859 | 4111 | 0 | 0 | 314 | 52 | 335 | 4113 | 3273 | 16 | 0 | 375 | 12519 | 220 | 1298 | 0 | 313 | 1200 | 0 | 462 | 0 | 0 | 0 | 0 | 0 | 0 | 0 | 0 | 0
2040-08-05 | 14 | 27.83 | -24360 | -110 | -1018 | 0 | -1786 | -1859 | 4597 | 0 | 0 | 314 | 52 | 335 | 4113 | 3273 | 17 | 0 | 399 | 12506 | 220 | 1304 | 0 | 341 | 1200 | 0 | 462 | 0 | 0 | 0 | 0 | 0 | 0 | 0 | 0 | 0
2040-08-05 | 15 | 27.83 | -24829 | -105 | -1054 | 0 | -188 | -1859 | 4914 | 0 | 0 | 315 | 52 | 335 | 4113 | 3273 | 11 | 0 | 354 | 11132 | 220 | 1305 | 0 | 349 | 1200 | 0 | 462 | 0 | 0 | 0 | 0 | 0 | 0 | 0 | 0 | 0
2040-08-05 | 16 | 28.75 | -25153 | -105 | -999 | 0 | 0 | -107 | 5136 | 0 | 0 | 315 | 52 | 335 | 4077 | 3273 | 18 | 0 | 369 | 9249 | 220 | 1320 | 0 | 338 | 1200 | 0 | 462 | 0 | 0 | 0 | 0 | 0 | 0 | 0 | 0 | 0
2040-08-05 | 17 | 37.12 | -25372 | -99 | -999 | 0 | 0 | 0 | 5284 | 0 | 0 | 366 | 52 | 335 | 6365 | 3273 | 55 | 0 | 385 | 6800 | 220 | 1317 | 0 | 357 | 1200 | 0 | 462 | 0 | 0 | 0 | 0 | 0 | 0 | 0 | 0 | 0
2040-08-05 | 18 | 38.85 | -25369 | -99 | -1018 | 0 | 558 | 1128 | 5284 | 0 | 0 | 642 | 52 | 335 | 7142 | 3273 | 116 | 0 | 335 | 4044 | 220 | 1301 | 0 | 394 | 1200 | 0 | 462 | 0 | 0 | 0 | 0 | 0 | 0 | 0 | 0 | 0
2040-08-05 | 19 | 38.85 | -24789 | -105 | -1054 | 0 | 1205 | 1250 | 4888 | 0 | 0 | 886 | 52 | 335 | 8289 | 3273 | 232 | 0 | 290 | 1647 | 220 | 1289 | 0 | 431 | 1200 | 0 | 462 | 0 | 0 | 0 | 0 | 0 | 0 | 0 | 0 | 0
2040-08-05 | 20 | 38.85 | -23723 | -110 | -981 | 0 | 1349 | 1549 | 4164 | 0 | 0 | 927 | 52 | 335 | 8289 | 3273 | 427 | 0 | 453 | 363 | 220 | 1307 | 0 | 444 | 1200 | 0 | 462 | 0 | 0 | 0 | 0 | 0 | 0 | 0 | 0 | 0
2040-08-05 | 21 | 38.85 | -23066 | -141 | -927 | 0 | 868 | 1549 | 3715 | 0 | 0 | 886 | 52 | 335 | 8533 | 3273 | 598 | 0 | 665 | 0 | 220 | 1313 | 0 | 466 | 1200 | 0 | 462 | 0 | 0 | 0 | 0 | 0 | 0 | 0 | 0 | 0
2040-08-05 | 22 | 38.85 | -21678 | -188 | -836 | 0 | 196 | 1486 | 2774 | 0 | 0 | 886 | 52 | 335 | 9009 | 3273 | 525 | 0 | 466 | 0 | 220 | 1314 | 0 | 505 | 1200 | 0 | 462 | 0 | 0 | 0 | 0 | 0 | 0 | 0 | 0 | 0
2040-08-05 | 23 | 38.85 | -19665 | -225 | -836 | 0 | 943 | 320 | 1406 | 0 | 0 | 881 | 52 | 335 | 9009 | 3273 | 361 | 0 | 398 | 0 | 220 | 1307 | 0 | 560 | 1200 | 0 | 462 | 0 | 0 | 0 | 0 | 0 | 0 | 0 | 0 | 0
2040-08-05 | 24 | 38.85 | -17782 | -246 | -763 | 0 | 150 | 174 | 528 | 0 | 0 | 812 | 52 | 335 | 9009 | 3273 | 427 | 0 | 398 | 0 | 218 | 1277 | 0 | 476 | 1200 | 0 | 462 | 0 | 0 | 0 | 0 | 0 | 0 | 0 | 0 | 0
2040-08-06 | 1 | 36.63 | -16420 | -288 | -509 | 0 | 0 | 0 | 528 | 0 | 0 | 544 | 52 | 335 | 7555 | 3273 | 441 | 0 | 346 | 0 | 217 | 1263 | 0 | 1000 | 1200 | 0 | 462 | 0 | 0 | 0 | 0 | 0 | 0 | 0 | 0 | 0
2040-08-06 | 2 | 35.52 | -15485 | -314 | -454 | 0 | 0 | 0 | 528 | 0 | 0 | 409 | 52 | 335 | 6800 | 3273 | 412 | 0 | 339 | 0 | 217 | 1227 | 0 | 1000 | 1200 | 0 | 462 | 0 | 0 | 0 | 0 | 0 | 0 | 0 | 0 | 0
2040-08-06 | 3 | 34.68 | -14931 | -340 | -400 | 0 | 0 | 0 | 528 | 0 | 0 | 366 | 52 | 335 | 6298 | 3273 | 340 | 0 | 400 | 0 | 216 | 1211 | 0 | 989 | 1200 | 0 | 462 | 0 | 0 | 0 | 0 | 0 | 0 | 0 | 0 | 0
2040-08-06 | 4 | 34.98 | -14686 | -366 | -382 | 0 | 0 | 0 | 528 | 0 | 0 | 366 | 52 | 335 | 6626 | 3273 | 292 | 0 | 356 | 0 | 210 | 1202 | 0 | 531 | 1200 | 0 | 462 | 0 | 0 | 0 | 0 | 0 | 0 | 0 | 0 | 0
2040-08-06 | 5 | 35.68 | -14877 | -366 | -363 | 0 | 0 | 0 | 528 | 0 | 0 | 393 | 52 | 335 | 6890 | 3273 | 219 | 0 | 326 | 0 | 208 | 1194 | 0 | 527 | 1200 | 0 | 462 | 0 | 0 | 0 | 0 | 0 | 0 | 0 | 0 | 0
2040-08-06 | 6 | 37.19 | -15770 | -397 | -382 | 0 | 0 | 0 | 528 | 0 | 0 | 473 | 52 | 335 | 7665 | 3273 | 260 | 0 | 388 | 3 | 212 | 1193 | 0 | 506 | 1200 | 0 | 462 | 0 | 0 | 0 | 0 | 0 | 0 | 0 | 0 | 0
2040-08-06 | 7 | 38.85 | -17363 | -366 | -491 | 0 | 0 | 0 | 528 | 0 | 0 | 691 | 52 | 335 | 8910 | 3273 | 267 | 0 | 265 | 404 | 217 | 1188 | 0 | 428 | 1200 | 0 | 462 | 0 | 0 | 0 | 0 | 0 | 0 | 0 | 0 | 0
2040-08-06 | 8 | 38.8 | -19116 | -340 | -600 | 0 | 0 | 0 | 1326 | 0 | 0 | 613 | 52 | 335 | 8755 | 3273 | 458 | 0 | 271 | 1493 | 220 | 1205 | 0 | 393 | 1200 | 0 | 462 | 0 | 0 | 0 | 0 | 0 | 0 | 0 | 0 | 0
2040-08-06 | 9 | 36.05 | -20502 | -267 | -727 | 0 | 0 | 0 | 2288 | 0 | 0 | 393 | 52 | 335 | 7118 | 3273 | 585 | 0 | 261 | 3725 | 219 | 1235 | 0 | 350 | 1200 | 0 | 462 | 0 | 0 | 0 | 0 | 0 | 0 | 0 | 0 | 0
2040-08-06 | 10 | 30.53 | -21788 | -188 | -854 | 0 | 0 | 0 | 3186 | 0 | 0 | 366 | 52 | 335 | 5098 | 3273 | 579 | 0 | 253 | 6220 | 219 | 1260 | 0 | 328 | 1200 | 0 | 462 | 0 | 0 | 0 | 0 | 0 | 0 | 0 | 0 | 0
2040-08-06 | 11 | 29.09 | -22983 | -157 | -818 | 0 | 0 | -580 | 4016 | 0 | 0 | 315 | 52 | 335 | 4599 | 3273 | 511 | 0 | 271 | 7705 | 219 | 1272 | 0 | 307 | 1200 | 0 | 462 | 0 | 0 | 0 | 0 | 0 | 0 | 0 | 0 | 0
2040-08-06 | 12 | 29.09 | -23887 | -120 | -709 | 0 | 0 | -852 | 4645 | 0 | 0 | 315 | 52 | 335 | 4472 | 3273 | 533 | 0 | 391 | 8083 | 220 | 1283 | 0 | 305 | 1200 | 0 | 462 | 0 | 0 | 0 | 0 | 0 | 0 | 0 | 0 | 0
2040-08-06 | 13 | 29.09 | -24284 | -110 | -927 | 0 | 0 | -44 | 4919 | 0 | 0 | 315 | 52 | 335 | 4472 | 3273 | 657 | 0 | 519 | 7329 | 220 | 1298 | 0 | 313 | 1200 | 0 | 462 | 0 | 0 | 0 | 0 | 0 | 0 | 0 | 0 | 0
2040-08-06 | 14 | 33.01 | -24495 | -120 | -909 | 0 | 0 | 0 | 5067 | 0 | 0 | 353 | 52 | 335 | 4938 | 3273 | 839 | 0 | 549 | 6591 | 220 | 1304 | 0 | 341 | 1200 | 0 | 462 | 0 | 0 | 0 | 0 | 0 | 0 | 0 | 0 | 0
2040-08-06 | 15 | 29.09 | -24511 | -110 | -818 | 0 | 0 | -28 | 5078 | 0 | 0 | 315 | 52 | 335 | 4472 | 3273 | 1087 | 0 | 620 | 6698 | 220 | 1305 | 0 | 349 | 1200 | 0 | 462 | 0 | 0 | 0 | 0 | 0 | 0 | 0 | 0 | 0
2040-08-06 | 16 | 32.3 | -24730 | -105 | -1072 | 0 | 0 | 0 | 5231 | 0 | 0 | 366 | 52 | 335 | 4981 | 3273 | 1415 | 0 | 677 | 6037 | 220 | 1320 | 0 | 338 | 1200 | 0 | 462 | 0 | 0 | 0 | 0 | 0 | 0 | 0 | 0 | 0
2040-08-06 | 17 | 37.24 | -24808 | -110 | -1381 | 0 | 0 | 0 | 5284 | 0 | 0 | 366 | 52 | 335 | 6805 | 3273 | 1509 | 0 | 667 | 4453 | 220 | 1317 | 0 | 357 | 1200 | 0 | 462 | 0 | 0 | 0 | 0 | 0 | 0 | 0 | 0 | 0
2040-08-06 | 18 | 38.85 | -24689 | -120 | -1654 | 0 | 0 | 0 | 5199 | 0 | 0 | 625 | 52 | 335 | 8661 | 3273 | 1407 | 0 | 680 | 2654 | 220 | 1301 | 0 | 394 | 1200 | 0 | 462 | 0 | 0 | 0 | 0 | 0 | 0 | 0 | 0 | 0
2040-08-06 | 19 | 39.08 | -24338 | -131 | -1581 | 0 | 0 | 0 | 4956 | 0 | 0 | 812 | 52 | 335 | 9342 | 3273 | 1436 | 0 | 891 | 1351 | 220 | 1289 | 0 | 431 | 1200 | 0 | 462 | 0 | 0 | 0 | 0 | 0 | 0 | 0 | 0 | 0
2040-08-06 | 20 | 39.31 | -23754 | -131 | -1109 | 0 | 0 | 205 | 4550 | 0 | 0 | 815 | 52 | 335 | 9381 | 3273 | 1420 | 0 | 1030 | 301 | 220 | 1307 | 0 | 444 | 1200 | 0 | 462 | 0 | 0 | 0 | 0 | 0 | 0 | 0 | 0 | 0
2040-08-06 | 21 | 39.31 | -23456 | -157 | -1018 | 0 | 0 | 608 | 4343 | 0 | 0 | 859 | 52 | 335 | 9370 | 3273 | 1190 | 0 | 940 | 0 | 220 | 1313 | 0 | 466 | 1200 | 0 | 462 | 0 | 0 | 0 | 0 | 0 | 0 | 0 | 0 | 0
2040-08-06 | 22 | 39.31 | -22249 | -167 | -854 | 0 | 0 | 299 | 3503 | 0 | 0 | 815 | 52 | 335 | 9370 | 3273 | 1100 | 0 | 822 | 0 | 220 | 1314 | 0 | 505 | 1200 | 0 | 462 | 0 | 0 | 0 | 0 | 0 | 0 | 0 | 0 | 0
2040-08-06 | 23 | 39.04 | -20380 | -188 | -709 | 0 | 0 | 0 | 2203 | 0 | 0 | 812 | 52 | 335 | 9273 | 3273 | 839 | 0 | 740 | 0 | 220 | 1307 | 0 | 560 | 1200 | 0 | 462 | 0 | 0 | 0 | 0 | 0 | 0 | 0 | 0 | 0
2040-08-06 | 24 | 38.77 | -18551 | -225 | -582 | 0 | 0 | 0 | 935 | 0 | 0 | 739 | 52 | 335 | 9015 | 3273 | 727 | 0 | 649 | 0 | 218 | 1277 | 0 | 476 | 1200 | 0 | 462 | 0 | 0 | 0 | 0 | 0 | 0 | 0 | 0 | 0
2040-08-07 | 1 | 37.19 | -17233 | -225 | -509 | 0 | 0 | 0 | 528 | 0 | 0 | 544 | 52 | 335 | 7767 | 3273 | 652 | 0 | 673 | 0 | 217 | 1263 | 0 | 1000 | 1200 | 0 | 462 | 0 | 0 | 0 | 0 | 0 | 0 | 0 | 0 | 0
2040-08-07 | 2 | 36.05 | -16368 | -225 | -454 | 0 | 0 | 0 | 528 | 0 | 0 | 439 | 52 | 335 | 6959 | 3273 | 680 | 0 | 675 | 0 | 217 | 1227 | 0 | 1000 | 1200 | 0 | 462 | 0 | 0 | 0 | 0 | 0 | 0 | 0 | 0 | 0
2040-08-07 | 3 | 35.62 | -15849 | -225 | -400 | 0 | 0 | 0 | 528 | 0 | 0 | 409 | 52 | 335 | 6739 | 3273 | 493 | 0 | 567 | 0 | 216 | 1211 | 0 | 989 | 1200 | 0 | 462 | 0 | 0 | 0 | 0 | 0 | 0 | 0 | 0 | 0
2040-08-07 | 4 | 36.86 | -15644 | -246 | -382 | 0 | 0 | 0 | 528 | 0 | 0 | 409 | 52 | 335 | 7298 | 3273 | 320 | 0 | 451 | 0 | 210 | 1202 | 0 | 531 | 1200 | 0 | 462 | 0 | 0 | 0 | 0 | 0 | 0 | 0 | 0 | 0
2040-08-07 | 5 | 37.79 | -15894 | -246 | -363 | 0 | 0 | 0 | 528 | 0 | 0 | 473 | 52 | 335 | 7682 | 3273 | 114 | 0 | 456 | 0 | 208 | 1194 | 0 | 527 | 1200 | 0 | 462 | 0 | 0 | 0 | 0 | 0 | 0 | 0 | 0 | 0
2040-08-07 | 6 | 39.04 | -16883 | -225 | -382 | 0 | 0 | 0 | 528 | 0 | 0 | 562 | 52 | 335 | 8534 | 3273 | 161 | 0 | 472 | 0 | 212 | 1193 | 0 | 506 | 1200 | 0 | 462 | 0 | 0 | 0 | 0 | 0 | 0 | 0 | 0 | 0
2040-08-07 | 7 | 41.76 | -18549 | -246 | -491 | 0 | 0 | 0 | 528 | 0 | 0 | 815 | 52 | 335 | 9907 | 3273 | 141 | 0 | 438 | 303 | 217 | 1188 | 0 | 428 | 1200 | 0 | 462 | 0 | 0 | 0 | 0 | 0 | 0 | 0 | 0 | 0
2040-08-07 | 8 | 41.76 | -20486 | -204 | -600 | 0 | 0 | 0 | 867 | 0 | 0 | 881 | 52 | 335 | 10635 | 3273 | 255 | 0 | 268 | 1244 | 220 | 1205 | 0 | 393 | 1200 | 0 | 462 | 0 | 0 | 0 | 0 | 0 | 0 | 0 | 0 | 0
2040-08-07 | 9 | 40.12 | -22034 | -167 | -727 | 0 | 0 | 0 | 1834 | 0 | 0 | 815 | 52 | 335 | 9851 | 3273 | 447 | 0 | 228 | 2627 | 219 | 1235 | 0 | 350 | 1200 | 0 | 462 | 0 | 0 | 0 | 0 | 0 | 0 | 0 | 0 | 0
2040-08-07 | 10 | 38.85 | -23279 | -141 | -854 | 0 | 0 | 0 | 2616 | 0 | 0 | 747 | 52 | 335 | 9191 | 3273 | 617 | 0 | 245 | 3731 | 219 | 1260 | 0 | 328 | 1200 | 0 | 462 | 0 | 0 | 0 | 0 | 0 | 0 | 0 | 0 | 0
2040-08-07 | 11 | 37.79 | -24511 | -131 | -818 | 0 | 0 | 0 | 3387 | 0 | 0 | 544 | 52 | 335 | 8270 | 3273 | 738 | 0 | 180 | 5221 | 219 | 1272 | 0 | 307 | 1200 | 0 | 462 | 0 | 0 | 0 | 0 | 0 | 0 | 0 | 0 | 0
2040-08-07 | 12 | 34.97 | -25679 | -110 | -709 | 0 | 0 | 0 | 4122 | 0 | 0 | 366 | 52 | 335 | 6537 | 3273 | 942 | 0 | 241 | 7160 | 220 | 1283 | 0 | 305 | 1200 | 0 | 462 | 0 | 0 | 0 | 0 | 0 | 0 | 0 | 0 | 0
2040-08-07 | 13 | 33.08 | -26630 | -94 | -927 | 0 | 0 | -315 | 4719 | 0 | 0 | 366 | 52 | 335 | 5464 | 3273 | 1233 | 0 | 278 | 8754 | 220 | 1298 | 0 | 313 | 1200 | 0 | 462 | 0 | 0 | 0 | 0 | 0 | 0 | 0 | 0 | 0
2040-08-07 | 14 | 34.68 | -27437 | -89 | -909 | 0 | 0 | 0 | 5221 | 0 | 0 | 366 | 52 | 335 | 5763 | 3273 | 1795 | 0 | 355 | 7748 | 220 | 1304 | 0 | 341 | 1200 | 0 | 462 | 0 | 0 | 0 | 0 | 0 | 0 | 0 | 0 | 0
2040-08-07 | 15 | 34.97 | -27537 | -89 | -818 | 0 | 0 | 0 | 5284 | 0 | 0 | 366 | 52 | 335 | 5809 | 3273 | 2425 | 0 | 281 | 7083 | 220 | 1305 | 0 | 349 | 1200 | 0 | 462 | 0 | 0 | 0 | 0 | 0 | 0 | 0 | 0 | 0
2040-08-07 | 16 | 36.05 | -27447 | -89 | -1072 | 0 | 0 | 0 | 5226 | 0 | 0 | 366 | 52 | 335 | 6179 | 3273 | 2914 | 0 | 396 | 6327 | 220 | 1320 | 0 | 338 | 1200 | 0 | 462 | 0 | 0 | 0 | 0 | 0 | 0 | 0 | 0 | 0
2040-08-07 | 17 | 40.25 | -27480 | -89 | -1381 | 0 | 0 | 0 | 5247 | 0 | 0 | 544 | 52 | 335 | 8087 | 3273 | 3479 | 0 | 433 | 3944 | 220 | 1317 | 0 | 357 | 1200 | 0 | 462 | 0 | 0 | 0 | 0 | 0 | 0 | 0 | 0 | 0
2040-08-07 | 18 | 44.71 | -27180 | -89 | -1654 | 0 | 0 | 233 | 5062 | 0 | 0 | 815 | 52 | 335 | 9406 | 3273 | 3643 | 0 | 543 | 1985 | 220 | 1301 | 0 | 394 | 1200 | 0 | 462 | 0 | 0 | 0 | 0 | 0 | 0 | 0 | 0 | 0
2040-08-07 | 19 | 43.37 | -26393 | -99 | -1581 | 0 | 0 | 0 | 4565 | 0 | 0 | 815 | 52 | 335 | 9581 | 3273 | 4323 | 0 | 690 | 838 | 220 | 1289 | 0 | 431 | 1200 | 0 | 462 | 0 | 0 | 0 | 0 | 0 | 0 | 0 | 0 | 0
2040-08-07 | 20 | 40.12 | -25692 | -110 | -1109 | 0 | 0 | 0 | 4127 | 0 | 0 | 812 | 52 | 335 | 9159 | 3273 | 4527 | 0 | 797 | 195 | 220 | 1307 | 0 | 444 | 1200 | 0 | 462 | 0 | 0 | 0 | 0 | 0 | 0 | 0 | 0 | 0
2040-08-07 | 21 | 40.62 | -25014 | -141 | -1018 | 0 | 0 | 0 | 3704 | 0 | 0 | 815 | 52 | 335 | 9481 | 3273 | 4059 | 0 | 794 | 0 | 220 | 1313 | 0 | 466 | 1200 | 0 | 462 | 0 | 0 | 0 | 0 | 0 | 0 | 0 | 0 | 0
2040-08-07 | 22 | 39.44 | -23560 | -167 | -854 | 0 | 0 | 0 | 2790 | 0 | 0 | 815 | 52 | 335 | 9455 | 3273 | 3429 | 0 | 732 | 0 | 220 | 1314 | 0 | 505 | 1200 | 0 | 462 | 0 | 0 | 0 | 0 | 0 | 0 | 0 | 0 | 0
2040-08-07 | 23 | 39.04 | -21576 | -188 | -709 | 0 | 0 | 0 | 1548 | 0 | 0 | 812 | 52 | 335 | 9282 | 3273 | 2769 | 0 | 653 | 0 | 220 | 1307 | 0 | 560 | 1200 | 0 | 462 | 0 | 0 | 0 | 0 | 0 | 0 | 0 | 0 | 0
2040-08-07 | 24 | 38.02 | -19534 | -204 | -582 | 0 | 0 | 0 | 528 | 0 | 0 | 562 | 52 | 335 | 8512 | 3273 | 2732 | 0 | 694 | 0 | 218 | 1277 | 0 | 476 | 1200 | 0 | 462 | 0 | 0 | 0 | 0 | 0 | 0 | 0 | 0 | 0
2040-08-08 | 1 | 35.67 | -18132 | -204 | -509 | 0 | 0 | 0 | 528 | 0 | 0 | 409 | 52 | 335 | 6778 | 3273 | 2591 | 0 | 737 | 0 | 217 | 1263 | 0 | 1000 | 1200 | 0 | 462 | 0 | 0 | 0 | 0 | 0 | 0 | 0 | 0 | 0
2040-08-08 | 2 | 34.23 | -17230 | -225 | -454 | 0 | 0 | 0 | 528 | 0 | 0 | 366 | 52 | 335 | 5920 | 3273 | 2528 | 0 | 802 | 0 | 217 | 1227 | 0 | 1000 | 1200 | 0 | 462 | 0 | 0 | 0 | 0 | 0 | 0 | 0 | 0 | 0
2040-08-08 | 3 | 31.75 | -16662 | -225 | -400 | 0 | 0 | 0 | 528 | 0 | 0 | 366 | 52 | 335 | 5262 | 3273 | 2646 | 0 | 746 | 0 | 216 | 1211 | 0 | 989 | 1200 | 0 | 462 | 0 | 0 | 0 | 0 | 0 | 0 | 0 | 0 | 0
2040-08-08 | 4 | 28.02 | -16394 | -225 | -382 | 0 | 0 | -200 | 528 | 0 | 0 | 315 | 52 | 335 | 4646 | 3273 | 3708 | 0 | 738 | 0 | 210 | 1202 | 0 | 531 | 1200 | 0 | 462 | 0 | 0 | 0 | 0 | 0 | 0 | 0 | 0 | 0
2040-08-08 | 5 | 28.02 | -16597 | -246 | -363 | 0 | 0 | -999 | 528 | 0 | 0 | 315 | 52 | 335 | 4152 | 3273 | 5147 | 0 | 812 | 0 | 208 | 1194 | 0 | 527 | 1200 | 0 | 462 | 0 | 0 | 0 | 0 | 0 | 0 | 0 | 0 | 0
2040-08-08 | 6 | 28.02 | -17533 | -225 | -382 | 0 | 0 | -1034 | 528 | 0 | 0 | 315 | 52 | 335 | 4124 | 3273 | 6033 | 0 | 940 | 0 | 212 | 1193 | 0 | 506 | 1200 | 0 | 462 | 0 | 0 | 0 | 0 | 0 | 0 | 0 | 0 | 0
2040-08-08 | 7 | 36.47 | -19122 | -225 | -491 | 0 | 0 | 0 | 528 | 0 | 0 | 353 | 52 | 335 | 4970 | 3273 | 5604 | 0 | 930 | 297 | 217 | 1188 | 0 | 428 | 1200 | 0 | 462 | 0 | 0 | 0 | 0 | 0 | 0 | 0 | 0 | 0
2040-08-08 | 8 | 37.86 | -20939 | -225 | -600 | 0 | 0 | 855 | 629 | 0 | 0 | 366 | 52 | 335 | 5350 | 3273 | 5267 | 0 | 877 | 1281 | 220 | 1205 | 0 | 393 | 1200 | 0 | 462 | 0 | 0 | 0 | 0 | 0 | 0 | 0 | 0 | 0
2040-08-08 | 9 | 37.86 | -22313 | -204 | -727 | 0 | 0 | 286 | 1458 | 0 | 0 | 366 | 52 | 335 | 5377 | 3273 | 4845 | 0 | 899 | 2887 | 219 | 1235 | 0 | 350 | 1200 | 0 | 462 | 0 | 0 | 0 | 0 | 0 | 0 | 0 | 0 | 0
2040-08-08 | 10 | 28.02 | -23370 | -167 | -854 | 0 | 0 | -2 | 2092 | 0 | 0 | 315 | 52 | 335 | 4136 | 3273 | 4841 | 0 | 1043 | 4838 | 219 | 1260 | 0 | 328 | 1200 | 0 | 462 | 0 | 0 | 0 | 0 | 0 | 0 | 0 | 0 | 0
2040-08-08 | 11 | 28.02 | -24528 | -141 | -818 | 0 | 0 | -1537 | 2790 | 0 | 0 | 315 | 52 | 335 | 4104 | 3273 | 4495 | 0 | 953 | 7248 | 219 | 1272 | 0 | 307 | 1200 | 0 | 462 | 0 | 0 | 0 | 0 | 0 | 0 | 0 | 0 | 0
2040-08-08 | 12 | 26.98 | -25756 | -110 | -709 | 0 | -441 | -1859 | 3524 | 0 | 0 | 314 | 52 | 335 | 4053 | 3273 | 3384 | 0 | 942 | 9527 | 220 | 1283 | 0 | 305 | 1200 | 0 | 462 | 0 | 0 | 0 | 0 | 0 | 0 | 0 | 0 | 0
2040-08-08 | 13 | 26.98 | -26756 | -99 | -927 | 0 | -1025 | -1859 | 4127 | 0 | 0 | 314 | 52 | 335 | 4053 | 3273 | 2962 | 0 | 880 | 11177 | 220 | 1298 | 0 | 313 | 1200 | 0 | 462 | 0 | 0 | 0 | 0 | 0 | 0 | 0 | 0 | 0
2040-08-08 | 14 | 26.98 | -27726 | -89 | -909 | 0 | -626 | -1859 | 4713 | 0 | 0 | 314 | 52 | 335 | 4053 | 3273 | 2844 | 0 | 833 | 11263 | 220 | 1304 | 0 | 341 | 1200 | 0 | 462 | 0 | 0 | 0 | 0 | 0 | 0 | 0 | 0 | 0
2040-08-08 | 15 | 28.02 | -28323 | -89 | -818 | 0 | 0 | -1725 | 5073 | 0 | 0 | 315 | 52 | 335 | 4077 | 3273 | 3163 | 0 | 918 | 10214 | 220 | 1305 | 0 | 349 | 1200 | 0 | 462 | 0 | 0 | 0 | 0 | 0 | 0 | 0 | 0 | 0
2040-08-08 | 16 | 28.02 | -28669 | -89 | -1072 | 0 | 0 | -138 | 5279 | 0 | 0 | 315 | 52 | 335 | 4540 | 3273 | 3454 | 0 | 629 | 8552 | 220 | 1320 | 0 | 338 | 1200 | 0 | 462 | 0 | 0 | 0 | 0 | 0 | 0 | 0 | 0 | 0
2040-08-08 | 17 | 36.86 | -28676 | -89 | -1381 | 0 | 0 | 0 | 5284 | 0 | 0 | 393 | 52 | 335 | 6909 | 3273 | 3587 | 0 | 537 | 6221 | 220 | 1317 | 0 | 357 | 1200 | 0 | 462 | 0 | 0 | 0 | 0 | 0 | 0 | 0 | 0 | 0
2040-08-08 | 18 | 37.86 | -28472 | -89 | -1654 | 0 | 0 | 1235 | 5162 | 0 | 0 | 739 | 52 | 335 | 7846 | 3273 | 3826 | 0 | 529 | 3642 | 220 | 1301 | 0 | 394 | 1200 | 0 | 462 | 0 | 0 | 0 | 0 | 0 | 0 | 0 | 0 | 0
2040-08-08 | 19 | 37.86 | -27643 | -89 | -1581 | 0 | 727 | 1797 | 4660 | 0 | 0 | 886 | 52 | 335 | 8134 | 3273 | 4100 | 0 | 372 | 1375 | 220 | 1289 | 0 | 431 | 1200 | 0 | 462 | 0 | 0 | 0 | 0 | 0 | 0 | 0 | 0 | 0
2040-08-08 | 20 | 37.86 | -26470 | -89 | -1109 | 0 | 868 | 1800 | 3958 | 0 | 0 | 886 | 52 | 335 | 8134 | 3273 | 4112 | 0 | 341 | 276 | 220 | 1307 | 0 | 444 | 1200 | 0 | 462 | 0 | 0 | 0 | 0 | 0 | 0 | 0 | 0 | 0
2040-08-08 | 21 | 37.86 | -25552 | -120 | -1018 | 0 | 53 | 1628 | 3403 | 0 | 0 | 830 | 52 | 335 | 8134 | 3273 | 4867 | 0 | 453 | 0 | 220 | 1313 | 0 | 466 | 1200 | 0 | 462 | 0 | 0 | 0 | 0 | 0 | 0 | 0 | 0 | 0
2040-08-08 | 22 | 37.86 | -23922 | -157 | -854 | 0 | 150 | 696 | 2425 | 0 | 0 | 769 | 52 | 335 | 8112 | 3273 | 5013 | 0 | 406 | 0 | 220 | 1314 | 0 | 505 | 1200 | 0 | 462 | 0 | 0 | 0 | 0 | 0 | 0 | 0 | 0 | 0
2040-08-08 | 23 | 37.79 | -21611 | -188 | -709 | 0 | 0 | 0 | 1030 | 0 | 0 | 544 | 52 | 335 | 8048 | 3273 | 5029 | 0 | 448 | 0 | 220 | 1307 | 0 | 560 | 1200 | 0 | 462 | 0 | 0 | 0 | 0 | 0 | 0 | 0 | 0 | 0
2040-08-08 | 24 | 33.86 | -19415 | -204 | -582 | 0 | 0 | 0 | 528 | 0 | 0 | 366 | 52 | 335 | 6101 | 3273 | 5281 | 0 | 631 | 0 | 218 | 1277 | 0 | 476 | 1200 | 0 | 462 | 0 | 0 | 0 | 0 | 0 | 0 | 0 | 0 | 0
2040-08-09 | 1 | 26.81 | -17829 | -225 | -509 | 0 | 0 | -701 | 528 | 0 | 0 | 315 | 52 | 335 | 4526 | 3273 | 5426 | 0 | 666 | 0 | 217 | 1263 | 0 | 1000 | 1200 | 0 | 462 | 0 | 0 | 0 | 0 | 0 | 0 | 0 | 0 | 0
2040-08-09 | 2 | 26.81 | -16780 | -246 | -454 | 0 | 0 | -1622 | 528 | 0 | 0 | 315 | 52 | 335 | 4240 | 3273 | 5660 | 0 | 593 | 0 | 217 | 1227 | 0 | 1000 | 1200 | 0 | 462 | 0 | 0 | 0 | 0 | 0 | 0 | 0 | 0 | 0
2040-08-09 | 3 | 26.81 | -16075 | -267 | -400 | 0 | 0 | -1724 | 528 | 0 | 0 | 315 | 52 | 335 | 4084 | 3273 | 5149 | 0 | 651 | 0 | 216 | 1211 | 0 | 989 | 1200 | 0 | 462 | 0 | 0 | 0 | 0 | 0 | 0 | 0 | 0 | 0
2040-08-09 | 4 | 26.81 | -15719 | -267 | -382 | 0 | 0 | -825 | 528 | 0 | 0 | 315 | 52 | 335 | 3885 | 3273 | 4457 | 0 | 742 | 0 | 210 | 1202 | 0 | 531 | 1200 | 0 | 462 | 0 | 0 | 0 | 0 | 0 | 0 | 0 | 0 | 0
2040-08-09 | 5 | 26.81 | -15794 | -288 | -363 | 0 | 0 | -598 | 528 | 0 | 0 | 315 | 52 | 335 | 3870 | 3273 | 4209 | 0 | 870 | 0 | 208 | 1194 | 0 | 527 | 1200 | 0 | 462 | 0 | 0 | 0 | 0 | 0 | 0 | 0 | 0 | 0
2040-08-09 | 6 | 26.81 | -16549 | -314 | -382 | 0 | 0 | -238 | 528 | 0 | 0 | 315 | 52 | 335 | 3787 | 3273 | 4507 | 0 | 1110 | 2 | 212 | 1193 | 0 | 506 | 1200 | 0 | 462 | 0 | 0 | 0 | 0 | 0 | 0 | 0 | 0 | 0
2040-08-09 | 7 | 36.23 | -18005 | -314 | -491 | 0 | 0 | 588 | 528 | 0 | 0 | 366 | 52 | 335 | 4646 | 3273 | 3963 | 0 | 1158 | 405 | 217 | 1188 | 0 | 428 | 1200 | 0 | 462 | 0 | 0 | 0 | 0 | 0 | 0 | 0 | 0 | 0
2040-08-09 | 8 | 36.23 | -19867 | -267 | -600 | 0 | 0 | 943 | 1004 | 0 | 0 | 366 | 52 | 335 | 5452 | 3273 | 2967 | 0 | 1041 | 1821 | 220 | 1205 | 0 | 393 | 1200 | 0 | 462 | 0 | 0 | 0 | 0 | 0 | 0 | 0 | 0 | 0
2040-08-09 | 9 | 36.23 | -21424 | -204 | -727 | 0 | 0 | 263 | 2024 | 0 | 0 | 366 | 52 | 335 | 5656 | 3273 | 1576 | 0 | 881 | 4464 | 219 | 1235 | 0 | 350 | 1200 | 0 | 462 | 0 | 0 | 0 | 0 | 0 | 0 | 0 | 0 | 0
2040-08-09 | 10 | 26.81 | -22784 | -141 | -854 | 0 | 0 | -634 | 2911 | 0 | 0 | 315 | 52 | 335 | 4109 | 3273 | 1293 | 0 | 961 | 7696 | 219 | 1260 | 0 | 328 | 1200 | 0 | 462 | 0 | 0 | 0 | 0 | 0 | 0 | 0 | 0 | 0
2040-08-09 | 11 | 25.58 | -23934 | -120 | -818 | 0 | -705 | -1859 | 3662 | 0 | 0 | 314 | 52 | 335 | 3953 | 3273 | 1092 | 0 | 1008 | 10286 | 219 | 1272 | 0 | 307 | 1200 | 0 | 462 | 0 | 0 | 0 | 0 | 0 | 0 | 0 | 0 | 0
2040-08-09 | 12 | 25.58 | -24871 | -105 | -709 | 0 | -1653 | -1859 | 4275 | 0 | 0 | 314 | 52 | 335 | 3651 | 3273 | 972 | 0 | 1024 | 11830 | 220 | 1283 | 0 | 305 | 1200 | 0 | 462 | 0 | 0 | 0 | 0 | 0 | 0 | 0 | 0 | 0
2040-08-09 | 13 | 25.58 | -25497 | -94 | -927 | 0 | -588 | -1859 | 4682 | 0 | 0 | 314 | 52 | 335 | 3586 | 3273 | 787 | 0 | 678 | 11765 | 220 | 1298 | 0 | 313 | 1200 | 0 | 462 | 0 | 0 | 0 | 0 | 0 | 0 | 0 | 0 | 0
2040-08-09 | 14 | 25.58 | -26058 | -89 | -909 | 0 | -423 | -1859 | 5046 | 0 | 0 | 314 | 52 | 335 | 3454 | 3273 | 1003 | 0 | 626 | 11707 | 220 | 1304 | 0 | 341 | 1200 | 0 | 462 | 0 | 0 | 0 | 0 | 0 | 0 | 0 | 0 | 0
2040-08-09 | 15 | 26.81 | -26342 | -89 | -818 | 0 | 0 | -478 | 5236 | 0 | 0 | 315 | 52 | 335 | 3499 | 3273 | 1275 | 0 | 525 | 9679 | 220 | 1305 | 0 | 349 | 1200 | 0 | 462 | 0 | 0 | 0 | 0 | 0 | 0 | 0 | 0 | 0
2040-08-09 | 16 | 26.93 | -26419 | -89 | -1072 | 0 | 0 | 0 | 5284 | 0 | 0 | 315 | 52 | 335 | 3891 | 3273 | 1565 | 0 | 641 | 8684 | 220 | 1320 | 0 | 338 | 1200 | 0 | 462 | 0 | 0 | 0 | 0 | 0 | 0 | 0 | 0 | 0
2040-08-09 | 17 | 36.23 | -26402 | -89 | -1381 | 0 | 0 | 111 | 5273 | 0 | 0 | 366 | 52 | 335 | 5841 | 3273 | 2019 | 0 | 665 | 6382 | 220 | 1317 | 0 | 357 | 1200 | 0 | 462 | 0 | 0 | 0 | 0 | 0 | 0 | 0 | 0 | 0
2040-08-09 | 18 | 36.23 | -26034 | -89 | -1654 | 0 | 545 | 1749 | 5030 | 0 | 0 | 544 | 52 | 335 | 6036 | 3273 | 2559 | 0 | 722 | 3355 | 220 | 1301 | 0 | 394 | 1200 | 0 | 462 | 0 | 0 | 0 | 0 | 0 | 0 | 0 | 0 | 0
2040-08-09 | 19 | 36.23 | -25091 | -89 | -1581 | 0 | 1232 | 1749 | 4417 | 0 | 0 | 812 | 52 | 335 | 6193 | 3273 | 3047 | 0 | 620 | 1429 | 220 | 1289 | 0 | 431 | 1200 | 0 | 462 | 0 | 0 | 0 | 0 | 0 | 0 | 0 | 0 | 0
2040-08-09 | 20 | 36.23 | -23860 | -105 | -1109 | 0 | 649 | 1749 | 3614 | 0 | 0 | 739 | 52 | 335 | 6505 | 3273 | 3518 | 0 | 740 | 267 | 220 | 1307 | 0 | 444 | 1200 | 0 | 462 | 0 | 0 | 0 | 0 | 0 | 0 | 0 | 0 | 0
2040-08-09 | 21 | 36.23 | -23160 | -131 | -1018 | 0 | 298 | 1749 | 3155 | 0 | 0 | 610 | 52 | 335 | 6505 | 3273 | 3855 | 0 | 817 | 0 | 220 | 1313 | 0 | 466 | 1200 | 0 | 462 | 0 | 0 | 0 | 0 | 0 | 0 | 0 | 0 | 0
2040-08-09 | 22 | 36.23 | -21813 | -167 | -854 | 0 | 0 | 1331 | 2277 | 0 | 0 | 543 | 52 | 335 | 6488 | 3273 | 3894 | 0 | 940 | 0 | 220 | 1314 | 0 | 505 | 1200 | 0 | 462 | 0 | 0 | 0 | 0 | 0 | 0 | 0 | 0 | 0
2040-08-09 | 23 | 36.23 | -19938 | -204 | -709 | 0 | 173 | 319 | 1052 | 0 | 0 | 439 | 52 | 335 | 6790 | 3273 | 3753 | 0 | 918 | 0 | 220 | 1307 | 0 | 560 | 1200 | 0 | 462 | 0 | 0 | 0 | 0 | 0 | 0 | 0 | 0 | 0
2040-08-09 | 24 | 32.3 | -18077 | -246 | -582 | 0 | 0 | 0 | 528 | 0 | 0 | 366 | 52 | 335 | 5358 | 3273 | 4315 | 0 | 1044 | 0 | 218 | 1277 | 0 | 476 | 1200 | 0 | 462 | 0 | 0 | 0 | 0 | 0 | 0 | 0 | 0 | 0
2040-08-10 | 1 | 25.66 | -16612 | -267 | -509 | 0 | 0 | -1406 | 1443 | 0 | 0 | 315 | 52 | 335 | 4140 | 3273 | 4095 | 0 | 999 | 0 | 217 | 1263 | 0 | 1000 | 1200 | 0 | 462 | 0 | 0 | 0 | 0 | 0 | 0 | 0 | 0 | 0
2040-08-10 | 2 | 25.66 | -15604 | -314 | -454 | 0 | 0 | -977 | 629 | 0 | 0 | 315 | 52 | 335 | 3652 | 3273 | 3802 | 0 | 1185 | 0 | 217 | 1227 | 0 | 1000 | 1200 | 0 | 462 | 0 | 0 | 0 | 0 | 0 | 0 | 0 | 0 | 0
2040-08-10 | 3 | 25.66 | -14961 | -288 | -400 | 0 | 0 | -426 | 528 | 0 | 0 | 315 | 52 | 335 | 3648 | 3273 | 2761 | 0 | 1084 | 0 | 216 | 1211 | 0 | 989 | 1200 | 0 | 462 | 0 | 0 | 0 | 0 | 0 | 0 | 0 | 0 | 0
2040-08-10 | 4 | 33.86 | -14547 | -314 | -382 | 0 | 0 | 0 | 528 | 0 | 0 | 315 | 52 | 335 | 4484 | 3273 | 1590 | 0 | 1060 | 0 | 210 | 1202 | 0 | 531 | 1200 | 0 | 462 | 0 | 0 | 0 | 0 | 0 | 0 | 0 | 0 | 0
2040-08-10 | 5 | 34.68 | -14418 | -366 | -363 | 0 | 0 | 186 | 528 | 0 | 0 | 353 | 52 | 335 | 4693 | 3273 | 1066 | 0 | 1070 | 0 | 208 | 1194 | 0 | 527 | 1200 | 0 | 462 | 0 | 0 | 0 | 0 | 0 | 0 | 0 | 0 | 0
2040-08-10 | 6 | 34.68 | -14584 | -397 | -382 | 0 | 0 | 953 | 528 | 0 | 0 | 366 | 52 | 335 | 4726 | 3273 | 583 | 0 | 973 | 2 | 212 | 1193 | 0 | 506 | 1200 | 0 | 462 | 0 | 0 | 0 | 0 | 0 | 0 | 0 | 0 | 0
2040-08-10 | 7 | 34.68 | -15092 | -397 | -491 | 0 | 0 | 939 | 528 | 0 | 0 | 366 | 52 | 335 | 5164 | 3273 | 440 | 0 | 981 | 407 | 217 | 1188 | 0 | 428 | 1200 | 0 | 462 | 0 | 0 | 0 | 0 | 0 | 0 | 0 | 0 | 0
2040-08-10 | 8 | 33.97 | -16343 | -366 | -600 | 0 | 0 | 0 | 1226 | 0 | 0 | 366 | 52 | 319 | 5251 | 3273 | 620 | 0 | 967 | 1755 | 220 | 1205 | 0 | 393 | 1200 | 0 | 462 | 0 | 0 | 0 | 0 | 0 | 0 | 0 | 0 | 0
2040-08-10 | 9 | 14.21 | -17804 | -288 | -727 | 0 | 0 | -684 | 2404 | 0 | 0 | 315 | 52 | 160 | 3601 | 3273 | 805 | 0 | 1108 | 4318 | 219 | 1235 | 0 | 350 | 1200 | 0 | 462 | 0 | 0 | 0 | 0 | 0 | 0 | 0 | 0 | 0
2040-08-10 | 10 | 14.21 | -19165 | -204 | -854 | 0 | 0 | -561 | 3503 | 0 | 0 | 314 | 52 | 157 | 942 | 3273 | 905 | 0 | 960 | 7208 | 219 | 1260 | 0 | 328 | 1200 | 0 | 462 | 0 | 0 | 0 | 0 | 0 | 0 | 0 | 0 | 0
2040-08-10 | 11 | 10.94 | -20174 | -167 | -818 | 0 | -465 | -1859 | 4317 | 0 | 0 | 314 | 52 | 157 | 562 | 3273 | 1077 | 0 | 1167 | 9103 | 219 | 1272 | 0 | 307 | 1200 | 0 | 462 | 0 | 0 | 0 | 0 | 0 | 0 | 0 | 0 | 0
2040-08-10 | 12 | 10.94 | -20842 | -141 | -709 | 0 | -911 | -1859 | 4856 | 0 | 0 | 314 | 52 | 157 | 342 | 3273 | 979 | 0 | 1292 | 9726 | 220 | 1283 | 0 | 305 | 1200 | 0 | 462 | 0 | 0 | 0 | 0 | 0 | 0 | 0 | 0 | 0
2040-08-10 | 13 | 10.94 | -21204 | -131 | -927 | 0 | -821 | -1859 | 5147 | 0 | 0 | 314 | 52 | 157 | 277 | 3273 | 975 | 0 | 1249 | 10003 | 220 | 1298 | 0 | 313 | 1200 | 0 | 462 | 0 | 0 | 0 | 0 | 0 | 0 | 0 | 0 | 0
2040-08-10 | 14 | 10.94 | -21297 | -110 | -909 | 0 | -1396 | -1859 | 5221 | 0 | 0 | 314 | 52 | 157 | 95 | 3273 | 1560 | 0 | 1246 | 10126 | 220 | 1304 | 0 | 341 | 1200 | 0 | 462 | 0 | 0 | 0 | 0 | 0 | 0 | 0 | 0 | 0
2040-08-10 | 15 | 10.94 | -21373 | -110 | -818 | 0 | -1611 | -1859 | 5284 | 0 | 0 | 314 | 52 | 157 | 0 | 3273 | 2698 | 0 | 1229 | 9227 | 220 | 1305 | 0 | 349 | 1200 | 0 | 462 | 0 | 0 | 0 | 0 | 0 | 0 | 0 | 0 | 0
2040-08-10 | 16 | 10.94 | -21258 | -110 | -1072 | 0 | -264 | -1853 | 5189 | 0 | 0 | 314 | 52 | 157 | 0 | 3273 | 3418 | 0 | 1290 | 7324 | 220 | 1320 | 0 | 338 | 1200 | 0 | 462 | 0 | 0 | 0 | 0 | 0 | 0 | 0 | 0 | 0
2040-08-10 | 17 | 14.21 | -21087 | -131 | -1381 | 0 | 0 | -750 | 5052 | 0 | 0 | 314 | 52 | 157 | 0 | 3273 | 4094 | 0 | 1360 | 5490 | 220 | 1317 | 0 | 357 | 1200 | 0 | 462 | 0 | 0 | 0 | 0 | 0 | 0 | 0 | 0 | 0
2040-08-10 | 18 | 19.2 | -20976 | -141 | -1654 | 0 | 20 | 617 | 4962 | 0 | 0 | 314 | 52 | 157 | 1190 | 3273 | 3987 | 0 | 1299 | 3323 | 220 | 1301 | 0 | 394 | 1200 | 0 | 462 | 0 | 0 | 0 | 0 | 0 | 0 | 0 | 0 | 0
2040-08-10 | 19 | 19.2 | -20552 | -141 | -1581 | 0 | 925 | 1655 | 4624 | 0 | 0 | 315 | 52 | 157 | 1630 | 3273 | 3207 | 0 | 1365 | 1471 | 220 | 1289 | 0 | 431 | 1200 | 0 | 462 | 0 | 0 | 0 | 0 | 0 | 0 | 0 | 0 | 0
2040-08-10 | 20 | 19.2 | -19760 | -167 | -1109 | 0 | 1358 | 1628 | 3984 | 0 | 0 | 315 | 52 | 157 | 1577 | 3273 | 3269 | 0 | 1485 | 305 | 220 | 1307 | 0 | 444 | 1200 | 0 | 462 | 0 | 0 | 0 | 0 | 0 | 0 | 0 | 0 | 0
2040-08-10 | 21 | 19.2 | -19482 | -225 | -1018 | 0 | 1474 | 1651 | 3757 | 0 | 0 | 339 | 52 | 157 | 1563 | 3273 | 3300 | 0 | 1497 | 0 | 220 | 1313 | 0 | 466 | 1200 | 0 | 462 | 0 | 0 | 0 | 0 | 0 | 0 | 0 | 0 | 0
2040-08-10 | 22 | 19.2 | -18552 | -267 | -854 | 0 | 593 | 1655 | 3007 | 0 | 0 | 315 | 52 | 157 | 1563 | 3273 | 3844 | 0 | 1512 | 0 | 220 | 1314 | 0 | 505 | 1200 | 0 | 462 | 0 | 0 | 0 | 0 | 0 | 0 | 0 | 0 | 0
2040-08-10 | 23 | 19.2 | -17199 | -288 | -709 | 0 | 183 | 1558 | 1913 | 0 | 0 | 315 | 52 | 157 | 1563 | 3273 | 3856 | 0 | 1575 | 0 | 220 | 1307 | 0 | 560 | 1200 | 0 | 462 | 0 | 0 | 0 | 0 | 0 | 0 | 0 | 0 | 0
2040-08-10 | 24 | 19.2 | -15797 | -340 | -582 | 0 | 150 | 962 | 782 | 0 | 0 | 315 | 52 | 157 | 2152 | 3273 | 3593 | 0 | 1648 | 0 | 218 | 1277 | 0 | 476 | 1200 | 0 | 462 | 0 | 0 | 0 | 0 | 0 | 0 | 0 | 0 | 0
2040-08-11 | 1 | 7.31 | -14652 | -397 | -672 | 0 | 0 | -405 | 528 | 0 | 0 | 315 | 52 | 157 | 2732 | 3273 | 3338 | 0 | 1589 | 0 | 217 | 1263 | 0 | 1000 | 1200 | 0 | 462 | 0 | 0 | 0 | 0 | 0 | 0 | 0 | 0 | 0
2040-08-11 | 2 | 7.31 | -13861 | -429 | -582 | 0 | 0 | -597 | 528 | 0 | 0 | 315 | 52 | 157 | 2564 | 3273 | 2871 | 0 | 1602 | 0 | 217 | 1227 | 0 | 1000 | 1200 | 0 | 462 | 0 | 0 | 0 | 0 | 0 | 0 | 0 | 0 | 0
2040-08-11 | 3 | 7.31 | -13366 | -497 | -527 | 0 | 0 | -645 | 528 | 0 | 0 | 315 | 52 | 157 | 2564 | 3273 | 2492 | 0 | 1576 | 0 | 216 | 1211 | 0 | 989 | 1200 | 0 | 462 | 0 | 0 | 0 | 0 | 0 | 0 | 0 | 0 | 0
2040-08-11 | 4 | 7.31 | -13060 | -497 | -472 | 0 | 0 | -439 | 528 | 0 | 0 | 315 | 52 | 157 | 2564 | 3273 | 2521 | 0 | 1452 | 0 | 210 | 1202 | 0 | 531 | 1200 | 0 | 462 | 0 | 0 | 0 | 0 | 0 | 0 | 0 | 0 | 0
2040-08-11 | 5 | 7.31 | -12965 | -528 | -472 | 0 | 0 | -951 | 528 | 0 | 0 | 314 | 52 | 157 | 2564 | 3273 | 2863 | 0 | 1573 | 0 | 208 | 1194 | 0 | 527 | 1200 | 0 | 462 | 0 | 0 | 0 | 0 | 0 | 0 | 0 | 0 | 0
2040-08-11 | 6 | 7.31 | -13068 | -607 | -491 | 0 | 0 | -208 | 528 | 0 | 0 | 315 | 52 | 157 | 2396 | 3273 | 2469 | 0 | 1608 | 2 | 212 | 1193 | 0 | 506 | 1200 | 0 | 462 | 0 | 0 | 0 | 0 | 0 | 0 | 0 | 0 | 0
2040-08-11 | 7 | 9.89 | -13426 | -607 | -545 | 0 | 0 | 442 | 528 | 0 | 0 | 315 | 52 | 157 | 2396 | 3273 | 1977 | 0 | 1555 | 387 | 217 | 1188 | 0 | 428 | 1200 | 0 | 462 | 0 | 0 | 0 | 0 | 0 | 0 | 0 | 0 | 0
2040-08-11 | 8 | 9.89 | -14423 | -497 | -636 | 0 | 0 | 418 | 528 | 0 | 0 | 315 | 52 | 157 | 2386 | 3273 | 1628 | 0 | 1546 | 1771 | 220 | 1205 | 0 | 393 | 1200 | 0 | 462 | 0 | 0 | 0 | 0 | 0 | 0 | 0 | 0 | 0
2040-08-11 | 9 | 7.31 | -15756 | -366 | -763 | 0 | 0 | -143 | 861 | 0 | 0 | 314 | 52 | 157 | 1656 | 3273 | 1210 | 0 | 1595 | 4443 | 219 | 1235 | 0 | 350 | 1200 | 0 | 462 | 0 | 0 | 0 | 0 | 0 | 0 | 0 | 0 | 0
2040-08-11 | 10 | 0.13 | -17080 | -246 | -909 | 0 | -204 | -1601 | 1934 | 0 | 0 | 314 | 52 | 157 | 513 | 3273 | 1040 | 0 | 1565 | 7775 | 219 | 1260 | 0 | 328 | 1200 | 0 | 408 | 0 | 0 | 0 | 0 | 0 | 0 | 0 | 0 | 0
2040-08-11 | 11 | 0.13 | -18158 | -188 | -818 | -335 | -2000 | -1859 | 2816 | 0 | 0 | 314 | 52 | 157 | 513 | 3273 | 771 | 0 | 1688 | 10407 | 219 | 1272 | 0 | 307 | 1200 | 0 | 367 | 0 | 0 | 0 | 0 | 0 | 0 | 0 | 0 | 0
2040-08-11 | 12 | 0 | -19026 | -157 | -909 | -908 | -2000 | -1859 | 3519 | 0 | 0 | 264 | 48 | 157 | 513 | 3273 | 695 | 0 | 1795 | 11305 | 220 | 1283 | 0 | 305 | 1200 | 0 | 282 | 0 | 0 | 0 | 0 | 0 | 0 | 0 | 0 | 0
2040-08-11 | 13 | 0.13 | -19590 | -141 | -981 | -70 | -2000 | -1859 | 3979 | 0 | 0 | 314 | 52 | 157 | 0 | 3273 | 608 | 0 | 1899 | 10970 | 220 | 1298 | 0 | 313 | 1200 | 0 | 358 | 0 | 0 | 0 | 0 | 0 | 0 | 0 | 0 | 0
2040-08-11 | 14 | 0.13 | -19894 | -120 | -1018 | -126 | -1683 | -1859 | 4227 | 0 | 0 | 314 | 52 | 157 | 0 | 3273 | 676 | 0 | 1935 | 10625 | 220 | 1304 | 0 | 341 | 1200 | 0 | 375 | 0 | 0 | 0 | 0 | 0 | 0 | 0 | 0 | 0
2040-08-11 | 15 | 0.13 | -20095 | -120 | -1054 | -45 | -1114 | -1859 | 4391 | 0 | 0 | 314 | 52 | 157 | 0 | 3273 | 783 | 0 | 1883 | 9976 | 220 | 1305 | 0 | 349 | 1200 | 0 | 383 | 0 | 0 | 0 | 0 | 0 | 0 | 0 | 0 | 0
2040-08-11 | 16 | 0.13 | -20434 | -105 | -999 | 0 | -150 | -1497 | 4666 | 0 | 0 | 314 | 52 | 157 | 0 | 3273 | 960 | 0 | 1831 | 8445 | 220 | 1320 | 0 | 338 | 1200 | 0 | 408 | 0 | 0 | 0 | 0 | 0 | 0 | 0 | 0 | 0
2040-08-11 | 17 | 9.89 | -20910 | -99 | -999 | 0 | 211 | 5 | 5052 | 0 | 0 | 314 | 52 | 157 | 5 | 3273 | 1538 | 0 | 1767 | 6079 | 220 | 1317 | 0 | 357 | 1200 | 0 | 462 | 0 | 0 | 0 | 0 | 0 | 0 | 0 | 0 | 0
2040-08-11 | 18 | 9.89 | -21192 | -105 | -1018 | 0 | 681 | 1530 | 5284 | 0 | 0 | 315 | 52 | 157 | 823 | 3273 | 1833 | 0 | 1641 | 3147 | 220 | 1301 | 0 | 394 | 1200 | 0 | 462 | 0 | 0 | 0 | 0 | 0 | 0 | 0 | 0 | 0
2040-08-11 | 19 | 9.89 | -20874 | -110 | -1054 | 325 | 1748 | 1749 | 5025 | 0 | 0 | 315 | 52 | 157 | 823 | 3273 | 2196 | 0 | 1482 | 1290 | 220 | 1289 | 0 | 431 | 1200 | 0 | 462 | 0 | 0 | 0 | 0 | 0 | 0 | 0 | 0 | 0
2040-08-11 | 20 | 9.89 | -20434 | -131 | -981 | 757 | 1814 | 1749 | 4666 | 0 | 0 | 366 | 52 | 157 | 823 | 3273 | 2711 | 0 | 1255 | 291 | 220 | 1307 | 0 | 444 | 1200 | 0 | 462 | 0 | 0 | 0 | 0 | 0 | 0 | 0 | 0 | 0
2040-08-11 | 21 | 9.89 | -20382 | -157 | -927 | 150 | 1746 | 1749 | 4624 | 0 | 0 | 315 | 52 | 157 | 823 | 3273 | 3773 | 0 | 1143 | 0 | 220 | 1313 | 0 | 466 | 1200 | 0 | 462 | 0 | 0 | 0 | 0 | 0 | 0 | 0 | 0 | 0
2040-08-11 | 22 | 9.89 | -19427 | -225 | -836 | 0 | 906 | 1431 | 3847 | 0 | 0 | 315 | 52 | 157 | 823 | 3273 | 4691 | 0 | 1291 | 0 | 220 | 1314 | 0 | 505 | 1200 | 0 | 462 | 0 | 0 | 0 | 0 | 0 | 0 | 0 | 0 | 0
2040-08-11 | 23 | 9.89 | -17869 | -246 | -836 | 46 | 614 | 1597 | 2579 | 0 | 0 | 315 | 52 | 157 | 823 | 3273 | 4268 | 0 | 1477 | 0 | 220 | 1307 | 0 | 560 | 1200 | 0 | 462 | 0 | 0 | 0 | 0 | 0 | 0 | 0 | 0 | 0
2040-08-11 | 24 | 9.89 | -16310 | -267 | -763 | 0 | 150 | 1007 | 1310 | 0 | 0 | 315 | 52 | 157 | 1489 | 3273 | 4376 | 0 | 1577 | 0 | 218 | 1277 | 0 | 476 | 1200 | 0 | 462 | 0 | 0 | 0 | 0 | 0 | 0 | 0 | 0 | 0
2040-08-12 | 1 | 24.87 | -15171 | -288 | -672 | 0 | -508 | -852 | 528 | 0 | 0 | 315 | 52 | 317 | 3220 | 3273 | 3958 | 0 | 1687 | 0 | 217 | 1263 | 0 | 1000 | 1200 | 0 | 462 | 0 | 0 | 0 | 0 | 0 | 0 | 0 | 0 | 0
2040-08-12 | 2 | 24.87 | -14484 | -314 | -582 | 0 | -59 | -1859 | 528 | 0 | 0 | 314 | 52 | 332 | 3220 | 3273 | 3976 | 0 | 1496 | 0 | 217 | 1227 | 0 | 1000 | 1200 | 0 | 462 | 0 | 0 | 0 | 0 | 0 | 0 | 0 | 0 | 0
2040-08-12 | 3 | 26.2 | -14046 | -366 | -527 | 0 | 0 | -1655 | 528 | 0 | 0 | 315 | 52 | 335 | 3220 | 3273 | 3337 | 0 | 1456 | 0 | 216 | 1211 | 0 | 989 | 1200 | 0 | 462 | 0 | 0 | 0 | 0 | 0 | 0 | 0 | 0 | 0
2040-08-12 | 4 | 26.2 | -13874 | -366 | -472 | 0 | 0 | -858 | 528 | 0 | 0 | 315 | 52 | 335 | 3400 | 3273 | 2557 | 0 | 1505 | 0 | 210 | 1202 | 0 | 531 | 1200 | 0 | 462 | 0 | 0 | 0 | 0 | 0 | 0 | 0 | 0 | 0
2040-08-12 | 5 | 26.2 | -14165 | -366 | -472 | 0 | 0 | -565 | 528 | 0 | 0 | 315 | 52 | 335 | 4112 | 3273 | 2000 | 0 | 1362 | 0 | 208 | 1194 | 0 | 527 | 1200 | 0 | 462 | 0 | 0 | 0 | 0 | 0 | 0 | 0 | 0 | 0
2040-08-12 | 6 | 28.67 | -15065 | -397 | -491 | 0 | 0 | 0 | 528 | 0 | 0 | 353 | 52 | 335 | 4843 | 3273 | 1579 | 0 | 1416 | 0 | 212 | 1193 | 0 | 506 | 1200 | 0 | 462 | 0 | 0 | 0 | 0 | 0 | 0 | 0 | 0 | 0
2040-08-12 | 7 | 35.41 | -16548 | -397 | -545 | 0 | 70 | 449 | 528 | 0 | 0 | 366 | 52 | 335 | 6134 | 3273 | 1169 | 0 | 1253 | 368 | 217 | 1188 | 0 | 428 | 1200 | 0 | 462 | 0 | 0 | 0 | 0 | 0 | 0 | 0 | 0 | 0
2040-08-12 | 8 | 35.41 | -18303 | -340 | -636 | 0 | 0 | 1056 | 528 | 0 | 0 | 409 | 52 | 335 | 6328 | 3273 | 952 | 0 | 1140 | 1726 | 220 | 1205 | 0 | 393 | 1200 | 0 | 462 | 0 | 0 | 0 | 0 | 0 | 0 | 0 | 0 | 0
2040-08-12 | 9 | 35.41 | -19700 | -267 | -763 | 0 | 0 | 301 | 819 | 0 | 0 | 366 | 52 | 335 | 6328 | 3273 | 608 | 0 | 912 | 4269 | 219 | 1235 | 0 | 350 | 1200 | 0 | 462 | 0 | 0 | 0 | 0 | 0 | 0 | 0 | 0 | 0
2040-08-12 | 10 | 26.2 | -21120 | -204 | -909 | 0 | 0 | -534 | 1744 | 0 | 0 | 315 | 52 | 335 | 4653 | 3273 | 464 | 0 | 911 | 7551 | 219 | 1260 | 0 | 328 | 1200 | 0 | 462 | 0 | 0 | 0 | 0 | 0 | 0 | 0 | 0 | 0
2040-08-12 | 11 | 24.87 | -22464 | -131 | -818 | 0 | -1027 | -1859 | 2616 | 0 | 0 | 314 | 52 | 335 | 4291 | 3273 | 576 | 0 | 986 | 10396 | 219 | 1272 | 0 | 307 | 1200 | 0 | 462 | 0 | 0 | 0 | 0 | 0 | 0 | 0 | 0 | 0
2040-08-12 | 12 | 24.87 | -23640 | -105 | -909 | 0 | -1944 | -1859 | 3376 | 0 | 0 | 314 | 52 | 335 | 4073 | 3273 | 522 | 0 | 1061 | 11980 | 220 | 1283 | 0 | 305 | 1200 | 0 | 462 | 0 | 0 | 0 | 0 | 0 | 0 | 0 | 0 | 0
2040-08-12 | 13 | 24.87 | -24569 | -89 | -981 | 0 | -1558 | -1859 | 3979 | 0 | 0 | 314 | 52 | 335 | 3810 | 3273 | 565 | 0 | 919 | 12316 | 220 | 1298 | 0 | 313 | 1200 | 0 | 462 | 0 | 0 | 0 | 0 | 0 | 0 | 0 | 0 | 0
2040-08-12 | 14 | 26.2 | -25403 | -89 | -1018 | 0 | 0 | -1580 | 4523 | 0 | 0 | 315 | 52 | 335 | 3576 | 3273 | 795 | 0 | 904 | 10789 | 220 | 1304 | 0 | 341 | 1200 | 0 | 462 | 0 | 0 | 0 | 0 | 0 | 0 | 0 | 0 | 0
2040-08-12 | 15 | 26.2 | -25800 | -89 | -1054 | 0 | 0 | -701 | 4782 | 0 | 0 | 315 | 52 | 335 | 3576 | 3273 | 1128 | 0 | 961 | 9686 | 220 | 1305 | 0 | 349 | 1200 | 0 | 462 | 0 | 0 | 0 | 0 | 0 | 0 | 0 | 0 | 0
2040-08-12 | 16 | 33.08 | -26124 | -89 | -999 | 0 | 0 | 0 | 4988 | 0 | 0 | 315 | 52 | 335 | 4286 | 3273 | 1415 | 0 | 978 | 8031 | 220 | 1320 | 0 | 338 | 1200 | 0 | 462 | 0 | 0 | 0 | 0 | 0 | 0 | 0 | 0 | 0
2040-08-12 | 17 | 35.41 | -26438 | -89 | -999 | 0 | 0 | 989 | 5194 | 0 | 0 | 366 | 52 | 335 | 5043 | 3273 | 2081 | 0 | 967 | 5670 | 220 | 1317 | 0 | 357 | 1200 | 0 | 462 | 0 | 0 | 0 | 0 | 0 | 0 | 0 | 0 | 0
2040-08-12 | 18 | 35.41 | -26577 | -89 | -1018 | 0 | 955 | 1549 | 5284 | 0 | 0 | 543 | 52 | 335 | 5348 | 3273 | 2736 | 0 | 771 | 3260 | 220 | 1301 | 0 | 394 | 1200 | 0 | 462 | 0 | 0 | 0 | 0 | 0 | 0 | 0 | 0 | 0
2040-08-12 | 19 | 35.41 | -25909 | -89 | -1054 | 0 | 1303 | 1549 | 4851 | 0 | 0 | 562 | 52 | 335 | 5563 | 3273 | 3796 | 0 | 778 | 1389 | 220 | 1289 | 0 | 431 | 1200 | 0 | 462 | 0 | 0 | 0 | 0 | 0 | 0 | 0 | 0 | 0
2040-08-12 | 20 | 35.41 | -25034 | -89 | -981 | 0 | 1238 | 1549 | 4280 | 0 | 0 | 625 | 52 | 335 | 5891 | 3273 | 4123 | 0 | 859 | 247 | 220 | 1307 | 0 | 444 | 1200 | 0 | 462 | 0 | 0 | 0 | 0 | 0 | 0 | 0 | 0 | 0
2040-08-12 | 21 | 35.41 | -24598 | -105 | -927 | 0 | 562 | 1549 | 4000 | 0 | 0 | 548 | 52 | 335 | 6193 | 3273 | 4644 | 0 | 812 | 0 | 220 | 1313 | 0 | 466 | 1200 | 0 | 462 | 0 | 0 | 0 | 0 | 0 | 0 | 0 | 0 | 0
2040-08-12 | 22 | 35.41 | -23160 | -120 | -836 | 0 | 150 | 1499 | 3065 | 0 | 0 | 544 | 52 | 335 | 6328 | 3273 | 4362 | 0 | 806 | 0 | 220 | 1314 | 0 | 505 | 1200 | 0 | 462 | 0 | 0 | 0 | 0 | 0 | 0 | 0 | 0 | 0
2040-08-12 | 23 | 35.41 | -21138 | -131 | -836 | 0 | 105 | 4 | 1754 | 0 | 0 | 366 | 52 | 335 | 6258 | 3273 | 5083 | 0 | 1127 | 0 | 220 | 1307 | 0 | 560 | 1200 | 0 | 462 | 0 | 0 | 0 | 0 | 0 | 0 | 0 | 0 | 0
2040-08-12 | 24 | 32.2 | -19291 | -157 | -763 | 0 | 0 | 0 | 555 | 0 | 0 | 366 | 52 | 335 | 5257 | 3273 | 5392 | 0 | 1349 | 0 | 218 | 1277 | 0 | 476 | 1200 | 0 | 462 | 0 | 0 | 0 | 0 | 0 | 0 | 0 | 0 | 0
2040-08-13 | 1 | 25.66 | -17928 | -157 | -509 | 0 | 0 | -1228 | 528 | 0 | 0 | 315 | 52 | 335 | 4085 | 3273 | 5752 | 0 | 1339 | 0 | 217 | 1263 | 0 | 1000 | 1200 | 0 | 462 | 0 | 0 | 0 | 0 | 0 | 0 | 0 | 0 | 0
2040-08-13 | 2 | 25.66 | -17102 | -167 | -454 | 0 | 0 | -1631 | 528 | 0 | 0 | 315 | 52 | 335 | 3634 | 3273 | 5959 | 0 | 1152 | 0 | 217 | 1227 | 0 | 1000 | 1200 | 0 | 462 | 0 | 0 | 0 | 0 | 0 | 0 | 0 | 0 | 0
2040-08-13 | 3 | 24.24 | -16587 | -167 | -400 | 0 | -76 | -1859 | 528 | 0 | 0 | 315 | 52 | 335 | 3388 | 3273 | 5884 | 0 | 1236 | 0 | 216 | 1211 | 0 | 989 | 1200 | 0 | 462 | 0 | 0 | 0 | 0 | 0 | 0 | 0 | 0 | 0
2040-08-13 | 4 | 25.66 | -16369 | -188 | -382 | 0 | 0 | -1511 | 528 | 0 | 0 | 315 | 52 | 335 | 3359 | 3273 | 5759 | 0 | 1223 | 0 | 210 | 1202 | 0 | 531 | 1200 | 0 | 462 | 0 | 0 | 0 | 0 | 0 | 0 | 0 | 0 | 0
2040-08-13 | 5 | 25.66 | -16617 | -188 | -363 | 0 | 0 | -1016 | 528 | 0 | 0 | 315 | 52 | 335 | 3355 | 3273 | 5685 | 0 | 1051 | 0 | 208 | 1194 | 0 | 527 | 1200 | 0 | 462 | 0 | 0 | 0 | 0 | 0 | 0 | 0 | 0 | 0
2040-08-13 | 6 | 26.7 | -17665 | -188 | -382 | 0 | 0 | 0 | 528 | 0 | 0 | 315 | 52 | 335 | 3231 | 3273 | 5842 | 0 | 1085 | 0 | 212 | 1193 | 0 | 506 | 1200 | 0 | 462 | 0 | 0 | 0 | 0 | 0 | 0 | 0 | 0 | 0
2040-08-13 | 7 | 33.6 | -19332 | -188 | -491 | 0 | 0 | 0 | 1316 | 0 | 0 | 315 | 52 | 335 | 3861 | 3273 | 6123 | 0 | 969 | 272 | 217 | 1188 | 0 | 428 | 1200 | 0 | 462 | 0 | 0 | 0 | 0 | 0 | 0 | 0 | 0 | 0
2040-08-13 | 8 | 33.08 | -21172 | -188 | -600 | 0 | 0 | 0 | 2584 | 0 | 0 | 315 | 52 | 335 | 4064 | 3273 | 5961 | 0 | 805 | 1090 | 220 | 1205 | 0 | 393 | 1200 | 0 | 462 | 0 | 0 | 0 | 0 | 0 | 0 | 0 | 0 | 0
2040-08-13 | 9 | 31.49 | -22508 | -167 | -727 | 0 | 0 | 0 | 3503 | 0 | 0 | 315 | 52 | 335 | 4383 | 3273 | 5551 | 0 | 620 | 1904 | 219 | 1235 | 0 | 350 | 1200 | 0 | 462 | 0 | 0 | 0 | 0 | 0 | 0 | 0 | 0 | 0
2040-08-13 | 10 | 32.2 | -23484 | -131 | -854 | 0 | 0 | 0 | 4174 | 0 | 0 | 353 | 52 | 335 | 4764 | 3273 | 5091 | 0 | 519 | 2439 | 219 | 1260 | 0 | 328 | 1200 | 0 | 462 | 0 | 0 | 0 | 0 | 0 | 0 | 0 | 0 | 0
2040-08-13 | 11 | 30.53 | -24212 | -131 | -818 | 0 | 0 | 0 | 4671 | 0 | 0 | 315 | 52 | 335 | 4712 | 3273 | 4993 | 0 | 507 | 2842 | 219 | 1272 | 0 | 307 | 1200 | 0 | 462 | 0 | 0 | 0 | 0 | 0 | 0 | 0 | 0 | 0
2040-08-13 | 12 | 29.97 | -24688 | -131 | -709 | 0 | 0 | 0 | 4999 | 0 | 0 | 326 | 52 | 335 | 4703 | 3273 | 5087 | 0 | 413 | 2871 | 220 | 1283 | 0 | 305 | 1200 | 0 | 462 | 0 | 0 | 0 | 0 | 0 | 0 | 0 | 0 | 0
2040-08-13 | 13 | 25.66 | -24785 | -120 | -927 | 0 | 0 | -515 | 5067 | 0 | 0 | 315 | 52 | 335 | 4434 | 3273 | 5225 | 0 | 516 | 3638 | 220 | 1298 | 0 | 313 | 1200 | 0 | 462 | 0 | 0 | 0 | 0 | 0 | 0 | 0 | 0 | 0
2040-08-13 | 14 | 25.66 | -24939 | -120 | -909 | 0 | 0 | -1701 | 5173 | 0 | 0 | 315 | 52 | 335 | 4375 | 3273 | 6074 | 0 | 425 | 4120 | 220 | 1304 | 0 | 341 | 1200 | 0 | 462 | 0 | 0 | 0 | 0 | 0 | 0 | 0 | 0 | 0
2040-08-13 | 15 | 24.24 | -24934 | -120 | -818 | 0 | -224 | -1859 | 5168 | 0 | 0 | 315 | 52 | 335 | 4114 | 3273 | 5926 | 0 | 523 | 4714 | 220 | 1305 | 0 | 349 | 1200 | 0 | 462 | 0 | 0 | 0 | 0 | 0 | 0 | 0 | 0 | 0
2040-08-13 | 16 | 25.66 | -24926 | -120 | -1072 | 0 | 0 | -667 | 5162 | 0 | 0 | 315 | 52 | 335 | 4154 | 3273 | 4872 | 0 | 545 | 4536 | 220 | 1320 | 0 | 338 | 1200 | 0 | 462 | 0 | 0 | 0 | 0 | 0 | 0 | 0 | 0 | 0
2040-08-13 | 17 | 32.2 | -24974 | -110 | -1381 | 0 | 0 | 0 | 5194 | 0 | 0 | 353 | 52 | 335 | 4683 | 3273 | 4642 | 0 | 749 | 3628 | 220 | 1317 | 0 | 357 | 1200 | 0 | 462 | 0 | 0 | 0 | 0 | 0 | 0 | 0 | 0 | 0
2040-08-13 | 18 | 34.68 | -25102 | -110 | -1654 | 0 | 0 | 401 | 5284 | 0 | 0 | 366 | 52 | 335 | 5611 | 3273 | 4734 | 0 | 824 | 2408 | 220 | 1301 | 0 | 394 | 1200 | 0 | 462 | 0 | 0 | 0 | 0 | 0 | 0 | 0 | 0 | 0
2040-08-13 | 19 | 34.68 | -24720 | -120 | -1581 | 0 | 55 | 1222 | 5020 | 0 | 0 | 409 | 52 | 335 | 5716 | 3273 | 4626 | 0 | 1045 | 1067 | 220 | 1289 | 0 | 431 | 1200 | 0 | 462 | 0 | 0 | 0 | 0 | 0 | 0 | 0 | 0 | 0
2040-08-13 | 20 | 34.68 | -24167 | -141 | -1109 | 0 | 0 | 1369 | 4639 | 0 | 0 | 409 | 52 | 335 | 5889 | 3273 | 4616 | 0 | 990 | 212 | 220 | 1307 | 0 | 444 | 1200 | 0 | 462 | 0 | 0 | 0 | 0 | 0 | 0 | 0 | 0 | 0
2040-08-13 | 21 | 34.68 | -23901 | -157 | -1018 | 0 | 0 | 1427 | 4460 | 0 | 0 | 439 | 52 | 335 | 5989 | 3273 | 4390 | 0 | 1052 | 0 | 220 | 1313 | 0 | 466 | 1200 | 0 | 462 | 0 | 0 | 0 | 0 | 0 | 0 | 0 | 0 | 0
2040-08-13 | 22 | 34.68 | -22605 | -167 | -854 | 0 | 0 | 1538 | 3567 | 0 | 0 | 473 | 52 | 335 | 5952 | 3273 | 3609 | 0 | 1127 | 0 | 220 | 1314 | 0 | 505 | 1200 | 0 | 462 | 0 | 0 | 0 | 0 | 0 | 0 | 0 | 0 | 0
2040-08-13 | 23 | 34.68 | -20732 | -204 | -709 | 0 | 0 | 1361 | 2283 | 0 | 0 | 439 | 52 | 335 | 5947 | 3273 | 3021 | 0 | 1185 | 0 | 220 | 1307 | 0 | 560 | 1200 | 0 | 462 | 0 | 0 | 0 | 0 | 0 | 0 | 0 | 0 | 0
2040-08-13 | 24 | 34.68 | -18967 | -204 | -582 | 0 | 203 | 1553 | 1067 | 0 | 0 | 504 | 52 | 335 | 5973 | 3273 | 2204 | 0 | 955 | 0 | 218 | 1277 | 0 | 476 | 1200 | 0 | 462 | 0 | 0 | 0 | 0 | 0 | 0 | 0 | 0 | 0
2040-08-14 | 1 | 36.55 | -17612 | -204 | -509 | 0 | 0 | 0 | 528 | 0 | 0 | 544 | 52 | 335 | 7456 | 3273 | 1157 | 0 | 837 | 0 | 217 | 1263 | 0 | 1000 | 1200 | 0 | 462 | 0 | 0 | 0 | 0 | 0 | 0 | 0 | 0 | 0
2040-08-14 | 2 | 35.52 | -16726 | -225 | -454 | 0 | 0 | 0 | 528 | 0 | 0 | 409 | 52 | 335 | 6740 | 3273 | 1234 | 0 | 729 | 0 | 217 | 1227 | 0 | 1000 | 1200 | 0 | 462 | 0 | 0 | 0 | 0 | 0 | 0 | 0 | 0 | 0
2040-08-14 | 3 | 34.83 | -16192 | -246 | -400 | 0 | 0 | 0 | 528 | 0 | 0 | 393 | 52 | 335 | 6400 | 3273 | 1108 | 0 | 671 | 0 | 216 | 1211 | 0 | 989 | 1200 | 0 | 462 | 0 | 0 | 0 | 0 | 0 | 0 | 0 | 0 | 0
2040-08-14 | 4 | 36.05 | -15946 | -246 | -382 | 0 | 0 | 0 | 528 | 0 | 0 | 409 | 52 | 335 | 7093 | 3273 | 684 | 0 | 594 | 0 | 210 | 1202 | 0 | 531 | 1200 | 0 | 462 | 0 | 0 | 0 | 0 | 0 | 0 | 0 | 0 | 0
2040-08-14 | 5 | 36.47 | -16163 | -267 | -363 | 0 | 0 | 0 | 528 | 0 | 0 | 416 | 52 | 335 | 7345 | 3273 | 644 | 0 | 609 | 0 | 208 | 1194 | 0 | 527 | 1200 | 0 | 462 | 0 | 0 | 0 | 0 | 0 | 0 | 0 | 0 | 0
2040-08-14 | 6 | 37.79 | -17102 | -288 | -382 | 0 | 0 | 0 | 528 | 0 | 0 | 544 | 52 | 335 | 8110 | 3273 | 757 | 0 | 599 | 0 | 212 | 1193 | 0 | 506 | 1200 | 0 | 462 | 0 | 0 | 0 | 0 | 0 | 0 | 0 | 0 | 0
2040-08-14 | 7 | 38.93 | -18623 | -288 | -491 | 0 | 0 | 0 | 697 | 0 | 0 | 812 | 52 | 335 | 9257 | 3273 | 722 | 0 | 470 | 289 | 217 | 1188 | 0 | 428 | 1200 | 0 | 462 | 0 | 0 | 0 | 0 | 0 | 0 | 0 | 0 | 0
2040-08-14 | 8 | 39.37 | -20154 | -267 | -600 | 0 | 0 | 0 | 1738 | 0 | 0 | 812 | 52 | 335 | 9415 | 3273 | 410 | 0 | 325 | 1181 | 220 | 1205 | 0 | 393 | 1200 | 0 | 462 | 0 | 0 | 0 | 0 | 0 | 0 | 0 | 0 | 0
2040-08-14 | 9 | 38.02 | -21332 | -246 | -727 | 0 | 0 | 0 | 2542 | 0 | 0 | 554 | 52 | 335 | 8503 | 3273 | 382 | 0 | 171 | 3028 | 219 | 1235 | 0 | 350 | 1200 | 0 | 462 | 0 | 0 | 0 | 0 | 0 | 0 | 0 | 0 | 0
2040-08-14 | 10 | 36.05 | -22212 | -204 | -854 | 0 | 0 | 0 | 3139 | 0 | 0 | 393 | 52 | 335 | 7047 | 3273 | 329 | 0 | 74 | 5160 | 219 | 1260 | 0 | 328 | 1200 | 0 | 462 | 0 | 0 | 0 | 0 | 0 | 0 | 0 | 0 | 0
2040-08-14 | 11 | 32.2 | -23111 | -188 | -818 | 0 | 0 | 0 | 3752 | 0 | 0 | 366 | 52 | 335 | 5058 | 3273 | 446 | 0 | 36 | 7340 | 219 | 1272 | 0 | 307 | 1200 | 0 | 462 | 0 | 0 | 0 | 0 | 0 | 0 | 0 | 0 | 0
2040-08-14 | 12 | 30.41 | -23874 | -167 | -709 | 0 | 0 | -1404 | 4269 | 0 | 0 | 315 | 52 | 335 | 4690 | 3273 | 561 | 0 | 33 | 9156 | 220 | 1283 | 0 | 305 | 1200 | 0 | 462 | 0 | 0 | 0 | 0 | 0 | 0 | 0 | 0 | 0
2040-08-14 | 13 | 29.76 | -24457 | -131 | -927 | 0 | -405 | -1859 | 4666 | 0 | 0 | 315 | 52 | 335 | 4380 | 3273 | 748 | 0 | 36 | 10481 | 220 | 1298 | 0 | 313 | 1200 | 0 | 462 | 0 | 0 | 0 | 0 | 0 | 0 | 0 | 0 | 0
2040-08-14 | 14 | 30.41 | -25182 | -131 | -909 | 0 | 0 | -1792 | 5162 | 0 | 0 | 315 | 52 | 335 | 4387 | 3273 | 1149 | 0 | 34 | 9779 | 220 | 1304 | 0 | 341 | 1200 | 0 | 462 | 0 | 0 | 0 | 0 | 0 | 0 | 0 | 0 | 0
2040-08-14 | 15 | 30.41 | -25363 | -110 | -818 | 0 | 0 | -449 | 5284 | 0 | 0 | 315 | 52 | 335 | 4383 | 3273 | 1244 | 0 | 48 | 8270 | 220 | 1305 | 0 | 349 | 1200 | 0 | 462 | 0 | 0 | 0 | 0 | 0 | 0 | 0 | 0 | 0
2040-08-14 | 16 | 36.41 | -25300 | -120 | -1072 | 0 | 0 | 0 | 5242 | 0 | 0 | 366 | 52 | 335 | 5346 | 3273 | 1368 | 0 | 72 | 6899 | 220 | 1320 | 0 | 338 | 1200 | 0 | 462 | 0 | 0 | 0 | 0 | 0 | 0 | 0 | 0 | 0
2040-08-14 | 17 | 39.51 | -25151 | -110 | -1381 | 0 | 0 | 0 | 5141 | 0 | 0 | 409 | 52 | 335 | 7239 | 3273 | 1295 | 0 | 65 | 5277 | 220 | 1317 | 0 | 357 | 1200 | 0 | 462 | 0 | 0 | 0 | 0 | 0 | 0 | 0 | 0 | 0
2040-08-14 | 18 | 41.09 | -25002 | -120 | -1654 | 0 | 0 | 843 | 5036 | 0 | 0 | 812 | 52 | 335 | 8439 | 3273 | 1191 | 0 | 107 | 3112 | 220 | 1301 | 0 | 394 | 1200 | 0 | 462 | 0 | 0 | 0 | 0 | 0 | 0 | 0 | 0 | 0
2040-08-14 | 19 | 41.09 | -24352 | -131 | -1581 | 0 | 198 | 1697 | 4597 | 0 | 0 | 881 | 52 | 335 | 8753 | 3273 | 1319 | 0 | 102 | 1255 | 220 | 1289 | 0 | 431 | 1200 | 0 | 462 | 0 | 0 | 0 | 0 | 0 | 0 | 0 | 0 | 0
2040-08-14 | 20 | 41.09 | -23585 | -141 | -1109 | 0 | 0 | 1240 | 4074 | 0 | 0 | 886 | 52 | 335 | 9546 | 3273 | 1425 | 0 | 131 | 241 | 220 | 1307 | 0 | 444 | 1200 | 0 | 462 | 0 | 0 | 0 | 0 | 0 | 0 | 0 | 0 | 0
2040-08-14 | 21 | 41.09 | -23213 | -188 | -1018 | 0 | 150 | 293 | 3820 | 0 | 0 | 881 | 52 | 335 | 9914 | 3273 | 1844 | 0 | 196 | 0 | 220 | 1313 | 0 | 466 | 1200 | 0 | 462 | 0 | 0 | 0 | 0 | 0 | 0 | 0 | 0 | 0
2040-08-14 | 22 | 39.9 | -21865 | -225 | -854 | 0 | 0 | 0 | 2906 | 0 | 0 | 815 | 52 | 335 | 9761 | 3273 | 1916 | 0 | 185 | 0 | 220 | 1314 | 0 | 505 | 1200 | 0 | 462 | 0 | 0 | 0 | 0 | 0 | 0 | 0 | 0 | 0
2040-08-14 | 23 | 38.04 | -19924 | -246 | -709 | 0 | 0 | 0 | 1585 | 0 | 0 | 629 | 52 | 335 | 8609 | 3273 | 1852 | 0 | 795 | 0 | 220 | 1307 | 0 | 560 | 1200 | 0 | 462 | 0 | 0 | 0 | 0 | 0 | 0 | 0 | 0 | 0
2040-08-14 | 24 | 37.27 | -18111 | -267 | -582 | 0 | 0 | 0 | 528 | 0 | 0 | 544 | 52 | 335 | 8011 | 3273 | 1944 | 0 | 639 | 0 | 218 | 1277 | 0 | 476 | 1200 | 0 | 462 | 0 | 0 | 0 | 0 | 0 | 0 | 0 | 0 | 0
2040-08-15 | 1 | 35.41 | -16755 | -288 | -509 | 0 | 0 | 0 | 528 | 0 | 0 | 393 | 52 | 335 | 6384 | 3273 | 1745 | 0 | 700 | 0 | 217 | 1263 | 0 | 1000 | 1200 | 0 | 462 | 0 | 0 | 0 | 0 | 0 | 0 | 0 | 0 | 0
2040-08-15 | 2 | 32.2 | -15879 | -314 | -454 | 0 | 0 | 0 | 528 | 0 | 0 | 366 | 52 | 335 | 5419 | 3273 | 1749 | 0 | 819 | 0 | 217 | 1227 | 0 | 1000 | 1200 | 0 | 462 | 0 | 0 | 0 | 0 | 0 | 0 | 0 | 0 | 0
2040-08-15 | 3 | 29.97 | -15344 | -340 | -400 | 0 | 0 | 0 | 528 | 0 | 0 | 366 | 52 | 335 | 4963 | 3273 | 1834 | 0 | 655 | 0 | 216 | 1211 | 0 | 989 | 1200 | 0 | 462 | 0 | 0 | 0 | 0 | 0 | 0 | 0 | 0 | 0
2040-08-15 | 4 | 29.97 | -15077 | -340 | -382 | 0 | 0 | 0 | 528 | 0 | 0 | 366 | 52 | 335 | 4879 | 3273 | 2182 | 0 | 579 | 0 | 210 | 1202 | 0 | 531 | 1200 | 0 | 462 | 0 | 0 | 0 | 0 | 0 | 0 | 0 | 0 | 0
2040-08-15 | 5 | 33.97 | -15265 | -397 | -363 | 0 | 0 | 0 | 528 | 0 | 0 | 366 | 52 | 335 | 5525 | 3273 | 1838 | 0 | 519 | 0 | 208 | 1194 | 0 | 527 | 1200 | 0 | 462 | 0 | 0 | 0 | 0 | 0 | 0 | 0 | 0 | 0
2040-08-15 | 6 | 37.19 | -16197 | -397 | -382 | 0 | 0 | 0 | 528 | 0 | 0 | 366 | 52 | 335 | 6437 | 3273 | 1897 | 0 | 515 | 0 | 212 | 1193 | 0 | 506 | 1200 | 0 | 462 | 0 | 0 | 0 | 0 | 0 | 0 | 0 | 0 | 0
2040-08-15 | 7 | 39.38 | -17719 | -366 | -491 | 0 | 0 | 0 | 528 | 0 | 0 | 535 | 52 | 335 | 7905 | 3273 | 1705 | 0 | 438 | 310 | 217 | 1188 | 0 | 428 | 1200 | 0 | 462 | 0 | 0 | 0 | 0 | 0 | 0 | 0 | 0 | 0
2040-08-15 | 8 | 40.12 | -19376 | -366 | -600 | 0 | 0 | 0 | 777 | 0 | 0 | 544 | 52 | 335 | 8233 | 3273 | 1794 | 0 | 327 | 1526 | 220 | 1205 | 0 | 393 | 1200 | 0 | 462 | 0 | 0 | 0 | 0 | 0 | 0 | 0 | 0 | 0
2040-08-15 | 9 | 37.36 | -20606 | -288 | -727 | 0 | 0 | 0 | 1585 | 0 | 0 | 388 | 52 | 335 | 6933 | 3273 | 1708 | 0 | 133 | 3748 | 219 | 1235 | 0 | 350 | 1200 | 0 | 462 | 0 | 0 | 0 | 0 | 0 | 0 | 0 | 0 | 0
2040-08-15 | 10 | 27.97 | -21740 | -225 | -854 | 0 | 0 | -456 | 2330 | 0 | 0 | 315 | 52 | 335 | 4742 | 3273 | 1788 | 0 | 48 | 6922 | 219 | 1260 | 0 | 328 | 1200 | 0 | 462 | 0 | 0 | 0 | 0 | 0 | 0 | 0 | 0 | 0
2040-08-15 | 11 | 26.93 | -23031 | -188 | -818 | 0 | -920 | -1859 | 3181 | 0 | 0 | 314 | 52 | 335 | 4134 | 3273 | 2011 | 0 | 29 | 10027 | 219 | 1272 | 0 | 307 | 1200 | 0 | 462 | 0 | 0 | 0 | 0 | 0 | 0 | 0 | 0 | 0
2040-08-15 | 12 | 24.36 | -24083 | -157 | -709 | 0 | -2000 | -1859 | 3873 | 0 | 0 | 314 | 52 | 335 | 3490 | 3273 | 2566 | 0 | 28 | 11407 | 220 | 1283 | 0 | 305 | 1200 | 0 | 462 | 0 | 0 | 0 | 0 | 0 | 0 | 0 | 0 | 0
2040-08-15 | 13 | 24.14 | -24884 | -131 | -927 | -356 | -2000 | -1859 | 4396 | 0 | 0 | 314 | 52 | 227 | 2990 | 3273 | 3021 | 0 | 26 | 12365 | 220 | 1298 | 0 | 313 | 1200 | 0 | 462 | 0 | 0 | 0 | 0 | 0 | 0 | 0 | 0 | 0
2040-08-15 | 14 | 26.93 | -25696 | -110 | -909 | 0 | -1722 | -1859 | 4930 | 0 | 0 | 314 | 52 | 335 | 2956 | 3273 | 2986 | 0 | 48 | 11874 | 220 | 1304 | 0 | 341 | 1200 | 0 | 462 | 0 | 0 | 0 | 0 | 0 | 0 | 0 | 0 | 0
2040-08-15 | 15 | 27.97 | -26076 | -110 | -818 | 0 | 0 | -1432 | 5184 | 0 | 0 | 314 | 52 | 335 | 2980 | 3273 | 2840 | 0 | 41 | 9881 | 220 | 1305 | 0 | 349 | 1200 | 0 | 462 | 0 | 0 | 0 | 0 | 0 | 0 | 0 | 0 | 0
2040-08-15 | 16 | 29.9 | -26214 | -99 | -1072 | 0 | 0 | 0 | 5273 | 0 | 0 | 315 | 52 | 335 | 3013 | 3273 | 2585 | 0 | 54 | 8945 | 220 | 1320 | 0 | 338 | 1200 | 0 | 462 | 0 | 0 | 0 | 0 | 0 | 0 | 0 | 0 | 0
2040-08-15 | 17 | 37.8 | -26232 | -99 | -1381 | 46 | 625 | 23 | 5284 | 0 | 0 | 366 | 52 | 335 | 5101 | 3273 | 2515 | 0 | 72 | 6463 | 220 | 1317 | 0 | 357 | 1200 | 0 | 462 | 0 | 0 | 0 | 0 | 0 | 0 | 0 | 0 | 0
2040-08-15 | 18 | 37.8 | -25879 | -105 | -1654 | 45 | 1499 | 1549 | 5052 | 0 | 0 | 575 | 52 | 335 | 5531 | 3273 | 2709 | 0 | 99 | 3342 | 220 | 1301 | 0 | 394 | 1200 | 0 | 462 | 0 | 0 | 0 | 0 | 0 | 0 | 0 | 0 | 0
2040-08-15 | 19 | 37.8 | -25003 | -110 | -1581 | 0 | 1522 | 1549 | 4476 | 0 | 0 | 858 | 52 | 335 | 6803 | 3273 | 2863 | 0 | 88 | 1273 | 220 | 1289 | 0 | 431 | 1200 | 0 | 462 | 0 | 0 | 0 | 0 | 0 | 0 | 0 | 0 | 0
2040-08-15 | 20 | 37.8 | -23962 | -141 | -1109 | 211 | 792 | 1526 | 3789 | 0 | 0 | 815 | 52 | 335 | 7315 | 3273 | 2993 | 0 | 265 | 214 | 220 | 1307 | 0 | 444 | 1200 | 0 | 462 | 0 | 0 | 0 | 0 | 0 | 0 | 0 | 0 | 0
2040-08-15 | 21 | 37.8 | -23476 | -188 | -1018 | 0 | 484 | 1162 | 3472 | 0 | 0 | 812 | 52 | 335 | 7495 | 3273 | 3549 | 0 | 388 | 0 | 220 | 1313 | 0 | 466 | 1200 | 0 | 462 | 0 | 0 | 0 | 0 | 0 | 0 | 0 | 0 | 0
2040-08-15 | 22 | 37.8 | -22112 | -204 | -854 | 0 | 528 | 774 | 2573 | 0 | 0 | 739 | 52 | 335 | 7495 | 3273 | 3389 | 0 | 312 | 0 | 220 | 1314 | 0 | 505 | 1200 | 0 | 462 | 0 | 0 | 0 | 0 | 0 | 0 | 0 | 0 | 0
2040-08-15 | 23 | 37.8 | -20193 | -225 | -709 | 4 | 261 | 317 | 1310 | 0 | 0 | 544 | 52 | 335 | 7487 | 3273 | 3489 | 0 | 305 | 0 | 220 | 1307 | 0 | 560 | 1200 | 0 | 462 | 0 | 0 | 0 | 0 | 0 | 0 | 0 | 0 | 0
2040-08-15 | 24 | 37.44 | -18389 | -246 | -582 | 0 | 0 | 0 | 528 | 0 | 0 | 425 | 52 | 335 | 7303 | 3273 | 3271 | 0 | 396 | 0 | 218 | 1277 | 0 | 476 | 1200 | 0 | 462 | 0 | 0 | 0 | 0 | 0 | 0 | 0 | 0 | 0
2040-08-16 | 1 | 32.2 | -17020 | -267 | -509 | 0 | 0 | 0 | 528 | 0 | 0 | 366 | 52 | 335 | 5676 | 3273 | 2962 | 0 | 462 | 0 | 217 | 1263 | 0 | 1000 | 1200 | 0 | 462 | 0 | 0 | 0 | 0 | 0 | 0 | 0 | 0 | 0
2040-08-16 | 2 | 31.37 | -16134 | -267 | -454 | 0 | 0 | 0 | 528 | 0 | 0 | 366 | 52 | 335 | 5200 | 3273 | 2504 | 0 | 491 | 0 | 217 | 1227 | 0 | 1000 | 1200 | 0 | 462 | 0 | 0 | 0 | 0 | 0 | 0 | 0 | 0 | 0
2040-08-16 | 3 | 30.98 | -15590 | -288 | -400 | 0 | 0 | -271 | 528 | 0 | 0 | 366 | 52 | 335 | 5122 | 3273 | 2238 | 0 | 557 | 0 | 216 | 1211 | 0 | 989 | 1200 | 0 | 462 | 0 | 0 | 0 | 0 | 0 | 0 | 0 | 0 | 0
2040-08-16 | 4 | 32.2 | -15311 | -314 | -382 | 0 | 0 | 0 | 528 | 0 | 0 | 366 | 52 | 335 | 5367 | 3273 | 2009 | 0 | 471 | 0 | 210 | 1202 | 0 | 531 | 1200 | 0 | 462 | 0 | 0 | 0 | 0 | 0 | 0 | 0 | 0 | 0
2040-08-16 | 5 | 35.41 | -15476 | -314 | -363 | 0 | 0 | 0 | 528 | 0 | 0 | 366 | 52 | 335 | 6174 | 3273 | 1396 | 0 | 439 | 0 | 208 | 1194 | 0 | 527 | 1200 | 0 | 462 | 0 | 0 | 0 | 0 | 0 | 0 | 0 | 0 | 0
2040-08-16 | 6 | 36.86 | -16402 | -340 | -382 | 0 | 0 | 0 | 528 | 0 | 0 | 409 | 52 | 335 | 7103 | 3273 | 1359 | 0 | 492 | 0 | 212 | 1193 | 0 | 506 | 1200 | 0 | 462 | 0 | 0 | 0 | 0 | 0 | 0 | 0 | 0 | 0
2040-08-16 | 7 | 38.93 | -17871 | -366 | -491 | 0 | 0 | 0 | 528 | 0 | 0 | 544 | 52 | 335 | 8404 | 3273 | 1373 | 0 | 448 | 275 | 217 | 1188 | 0 | 428 | 1200 | 0 | 462 | 0 | 0 | 0 | 0 | 0 | 0 | 0 | 0 | 0
2040-08-16 | 8 | 40.12 | -19566 | -314 | -600 | 0 | 0 | 0 | 740 | 0 | 0 | 739 | 52 | 335 | 8979 | 3273 | 1127 | 0 | 459 | 1297 | 220 | 1205 | 0 | 393 | 1200 | 0 | 462 | 0 | 0 | 0 | 0 | 0 | 0 | 0 | 0 | 0
2040-08-16 | 9 | 37.89 | -20976 | -267 | -727 | 0 | 0 | 0 | 1654 | 0 | 0 | 544 | 52 | 335 | 8239 | 3273 | 1124 | 0 | 264 | 3018 | 219 | 1235 | 0 | 350 | 1200 | 0 | 462 | 0 | 0 | 0 | 0 | 0 | 0 | 0 | 0 | 0
2040-08-16 | 10 | 34.83 | -22150 | -225 | -854 | 0 | 0 | 0 | 2420 | 0 | 0 | 366 | 52 | 335 | 6387 | 3273 | 919 | 0 | 249 | 5759 | 219 | 1260 | 0 | 328 | 1200 | 0 | 462 | 0 | 0 | 0 | 0 | 0 | 0 | 0 | 0 | 0
2040-08-16 | 11 | 30.98 | -23411 | -188 | -818 | 0 | 0 | -998 | 3239 | 0 | 0 | 315 | 52 | 335 | 5138 | 3273 | 630 | 0 | 259 | 8713 | 219 | 1272 | 0 | 307 | 1200 | 0 | 462 | 0 | 0 | 0 | 0 | 0 | 0 | 0 | 0 | 0
2040-08-16 | 12 | 30.43 | -24463 | -157 | -709 | 0 | -518 | -1859 | 3921 | 0 | 0 | 315 | 52 | 335 | 4849 | 3273 | 580 | 0 | 486 | 10425 | 220 | 1283 | 0 | 305 | 1200 | 0 | 462 | 0 | 0 | 0 | 0 | 0 | 0 | 0 | 0 | 0
2040-08-16 | 13 | 30.43 | -25218 | -131 | -927 | 0 | -1229 | -1859 | 4412 | 0 | 0 | 314 | 52 | 335 | 4849 | 3273 | 476 | 0 | 405 | 11755 | 220 | 1298 | 0 | 313 | 1200 | 0 | 462 | 0 | 0 | 0 | 0 | 0 | 0 | 0 | 0 | 0
2040-08-16 | 14 | 30.43 | -25975 | -110 | -909 | 0 | -765 | -1859 | 4904 | 0 | 0 | 315 | 52 | 335 | 4821 | 3273 | 340 | 0 | 441 | 11610 | 220 | 1304 | 0 | 341 | 1200 | 0 | 462 | 0 | 0 | 0 | 0 | 0 | 0 | 0 | 0 | 0
2040-08-16 | 15 | 30.98 | -26420 | -105 | -818 | 0 | 0 | -1225 | 5189 | 0 | 0 | 315 | 52 | 335 | 4910 | 3273 | 244 | 0 | 520 | 10194 | 220 | 1305 | 0 | 349 | 1200 | 0 | 462 | 0 | 0 | 0 | 0 | 0 | 0 | 0 | 0 | 0
2040-08-16 | 16 | 34.54 | -26563 | -99 | -1072 | 0 | 0 | 0 | 5284 | 0 | 0 | 366 | 52 | 335 | 5884 | 3273 | 173 | 0 | 475 | 8354 | 220 | 1320 | 0 | 338 | 1200 | 0 | 462 | 0 | 0 | 0 | 0 | 0 | 0 | 0 | 0 | 0
2040-08-16 | 17 | 39.9 | -26466 | -105 | -1381 | 0 | 0 | 0 | 5221 | 0 | 0 | 544 | 52 | 335 | 8396 | 3273 | 185 | 0 | 433 | 5957 | 220 | 1317 | 0 | 357 | 1200 | 0 | 462 | 0 | 0 | 0 | 0 | 0 | 0 | 0 | 0 | 0
2040-08-16 | 18 | 41.87 | -25988 | -105 | -1654 | 0 | 8 | 1498 | 4909 | 0 | 0 | 886 | 52 | 335 | 9474 | 3273 | 206 | 0 | 426 | 3104 | 220 | 1301 | 0 | 394 | 1200 | 0 | 462 | 0 | 0 | 0 | 0 | 0 | 0 | 0 | 0 | 0
2040-08-16 | 19 | 41.87 | -24940 | -110 | -1581 | 0 | 1275 | 1539 | 4232 | 0 | 0 | 1089 | 52 | 335 | 9474 | 3273 | 163 | 0 | 421 | 1176 | 220 | 1289 | 0 | 431 | 1200 | 0 | 462 | 0 | 0 | 0 | 0 | 0 | 0 | 0 | 0 | 0
2040-08-16 | 20 | 41.87 | -23901 | -131 | -1109 | 0 | 140 | 1542 | 3556 | 0 | 0 | 1089 | 52 | 335 | 10513 | 3273 | 189 | 0 | 643 | 176 | 220 | 1307 | 0 | 444 | 1200 | 0 | 462 | 0 | 0 | 0 | 0 | 0 | 0 | 0 | 0 | 0
2040-08-16 | 21 | 41.87 | -23380 | -167 | -1018 | 0 | 379 | 790 | 3218 | 0 | 0 | 1089 | 52 | 335 | 10740 | 3273 | 309 | 0 | 719 | 0 | 220 | 1313 | 0 | 466 | 1200 | 0 | 462 | 0 | 0 | 0 | 0 | 0 | 0 | 0 | 0 | 0
2040-08-16 | 22 | 41.87 | -22196 | -204 | -854 | 0 | 240 | 494 | 2446 | 0 | 0 | 997 | 52 | 335 | 10721 | 3273 | 336 | 0 | 659 | 0 | 220 | 1314 | 0 | 505 | 1200 | 0 | 462 | 0 | 0 | 0 | 0 | 0 | 0 | 0 | 0 | 0
2040-08-16 | 23 | 41.87 | -20549 | -225 | -709 | 0 | 119 | 111 | 1379 | 0 | 0 | 886 | 52 | 335 | 10695 | 3273 | 282 | 0 | 603 | 0 | 220 | 1307 | 0 | 560 | 1200 | 0 | 462 | 0 | 0 | 0 | 0 | 0 | 0 | 0 | 0 | 0
2040-08-16 | 24 | 41.09 | -18908 | -246 | -582 | 0 | 0 | 0 | 528 | 0 | 0 | 859 | 52 | 335 | 10298 | 3273 | 249 | 0 | 508 | 0 | 218 | 1277 | 0 | 476 | 1200 | 0 | 462 | 0 | 0 | 0 | 0 | 0 | 0 | 0 | 0 | 0
2040-08-17 | 1 | 38.04 | -17630 | -246 | -509 | 0 | 0 | 0 | 528 | 0 | 0 | 812 | 52 | 335 | 8613 | 3273 | 183 | 0 | 447 | 0 | 217 | 1263 | 0 | 1000 | 1200 | 0 | 462 | 0 | 0 | 0 | 0 | 0 | 0 | 0 | 0 | 0
2040-08-17 | 2 | 37.46 | -16791 | -246 | -454 | 0 | 0 | 0 | 528 | 0 | 0 | 562 | 52 | 335 | 8040 | 3273 | 129 | 0 | 467 | 0 | 217 | 1227 | 0 | 1000 | 1200 | 0 | 462 | 0 | 0 | 0 | 0 | 0 | 0 | 0 | 0 | 0
2040-08-17 | 3 | 36.47 | -16253 | -246 | -400 | 0 | 0 | 0 | 528 | 0 | 0 | 543 | 52 | 335 | 7421 | 3273 | 98 | 0 | 570 | 0 | 216 | 1211 | 0 | 989 | 1200 | 0 | 462 | 0 | 0 | 0 | 0 | 0 | 0 | 0 | 0 | 0
2040-08-17 | 4 | 37.19 | -15944 | -246 | -382 | 0 | 0 | 0 | 528 | 0 | 0 | 508 | 52 | 335 | 7757 | 3273 | 60 | 0 | 453 | 0 | 210 | 1202 | 0 | 531 | 1200 | 0 | 462 | 0 | 0 | 0 | 0 | 0 | 0 | 0 | 0 | 0
2040-08-17 | 5 | 37.36 | -15883 | -246 | -363 | 0 | 0 | 0 | 528 | 0 | 0 | 543 | 52 | 335 | 7831 | 3273 | 35 | 0 | 305 | 0 | 208 | 1194 | 0 | 527 | 1200 | 0 | 462 | 0 | 0 | 0 | 0 | 0 | 0 | 0 | 0 | 0
2040-08-17 | 6 | 37.91 | -16226 | -267 | -382 | 0 | 0 | 0 | 528 | 0 | 0 | 544 | 52 | 335 | 8164 | 3273 | 22 | 0 | 382 | 0 | 212 | 1193 | 0 | 506 | 1200 | 0 | 462 | 0 | 0 | 0 | 0 | 0 | 0 | 0 | 0 | 0
2040-08-17 | 7 | 38.72 | -16919 | -267 | -491 | 0 | 0 | 0 | 528 | 0 | 0 | 625 | 52 | 335 | 8800 | 3273 | 41 | 0 | 346 | 182 | 217 | 1188 | 0 | 428 | 1200 | 0 | 462 | 0 | 0 | 0 | 0 | 0 | 0 | 0 | 0 | 0
2040-08-17 | 8 | 39.08 | -18054 | -246 | -600 | 0 | 0 | 0 | 697 | 0 | 0 | 770 | 52 | 335 | 9206 | 3273 | 42 | 0 | 283 | 761 | 220 | 1205 | 0 | 393 | 1200 | 0 | 462 | 0 | 0 | 0 | 0 | 0 | 0 | 0 | 0 | 0
2040-08-17 | 9 | 38.72 | -19496 | -246 | -727 | 0 | 0 | 0 | 1707 | 0 | 0 | 627 | 52 | 335 | 8850 | 3273 | 69 | 0 | 201 | 1889 | 219 | 1235 | 0 | 350 | 1200 | 0 | 462 | 0 | 0 | 0 | 0 | 0 | 0 | 0 | 0 | 0
2040-08-17 | 10 | 36.47 | -20731 | -225 | -854 | 0 | 0 | 0 | 2573 | 0 | 0 | 409 | 52 | 335 | 7330 | 3273 | 82 | 0 | 205 | 4082 | 219 | 1260 | 0 | 328 | 1200 | 0 | 462 | 0 | 0 | 0 | 0 | 0 | 0 | 0 | 0 | 0
2040-08-17 | 11 | 33.97 | -21780 | -188 | -818 | 0 | 0 | 0 | 3308 | 0 | 0 | 366 | 52 | 335 | 5942 | 3273 | 173 | 0 | 209 | 5668 | 219 | 1272 | 0 | 307 | 1200 | 0 | 462 | 0 | 0 | 0 | 0 | 0 | 0 | 0 | 0 | 0
2040-08-17 | 12 | 28.03 | -22573 | -167 | -709 | 0 | -704 | -1859 | 3863 | 0 | 0 | 314 | 52 | 335 | 4412 | 3273 | 190 | 0 | 351 | 9753 | 220 | 1283 | 0 | 305 | 1200 | 0 | 462 | 0 | 0 | 0 | 0 | 0 | 0 | 0 | 0 | 0
2040-08-17 | 13 | 28.03 | -23191 | -141 | -927 | 0 | -85 | -1859 | 4296 | 0 | 0 | 315 | 52 | 335 | 4081 | 3273 | 270 | 0 | 420 | 9668 | 220 | 1298 | 0 | 313 | 1200 | 0 | 462 | 0 | 0 | 0 | 0 | 0 | 0 | 0 | 0 | 0
2040-08-17 | 14 | 28.03 | -23618 | -131 | -909 | 0 | -700 | -1859 | 4597 | 0 | 0 | 314 | 52 | 335 | 4081 | 3273 | 332 | 0 | 444 | 10262 | 220 | 1304 | 0 | 341 | 1200 | 0 | 462 | 0 | 0 | 0 | 0 | 0 | 0 | 0 | 0 | 0
2040-08-17 | 15 | 28.92 | -23992 | -110 | -818 | 0 | 0 | -1857 | 4861 | 0 | 0 | 315 | 52 | 335 | 4077 | 3273 | 353 | 0 | 515 | 9461 | 220 | 1305 | 0 | 349 | 1200 | 0 | 462 | 0 | 0 | 0 | 0 | 0 | 0 | 0 | 0 | 0
2040-08-17 | 16 | 28.92 | -24352 | -110 | -1072 | 0 | 0 | -134 | 5110 | 0 | 0 | 315 | 52 | 335 | 4077 | 3273 | 669 | 0 | 541 | 7756 | 220 | 1320 | 0 | 338 | 1200 | 0 | 462 | 0 | 0 | 0 | 0 | 0 | 0 | 0 | 0 | 0
2040-08-17 | 17 | 38.93 | -24597 | -105 | -1381 | 0 | 0 | 0 | 5284 | 0 | 0 | 366 | 52 | 335 | 6202 | 3273 | 735 | 0 | 496 | 5784 | 220 | 1317 | 0 | 357 | 1200 | 0 | 462 | 0 | 0 | 0 | 0 | 0 | 0 | 0 | 0 | 0
2040-08-17 | 18 | 39.08 | -24567 | -110 | -1654 | 0 | 0 | 1193 | 5263 | 0 | 0 | 629 | 52 | 335 | 7556 | 3273 | 995 | 0 | 528 | 2930 | 220 | 1301 | 0 | 394 | 1200 | 0 | 462 | 0 | 0 | 0 | 0 | 0 | 0 | 0 | 0 | 0
2040-08-17 | 19 | 39.08 | -24106 | -110 | -1581 | 0 | 503 | 1283 | 4941 | 0 | 0 | 850 | 52 | 335 | 8090 | 3273 | 1330 | 0 | 525 | 1015 | 220 | 1289 | 0 | 431 | 1200 | 0 | 462 | 0 | 0 | 0 | 0 | 0 | 0 | 0 | 0 | 0
2040-08-17 | 20 | 39.08 | -23557 | -131 | -1109 | 0 | 396 | 997 | 4555 | 0 | 0 | 859 | 52 | 335 | 8630 | 3273 | 1323 | 0 | 608 | 136 | 220 | 1307 | 0 | 444 | 1200 | 0 | 462 | 0 | 0 | 0 | 0 | 0 | 0 | 0 | 0 | 0
2040-08-17 | 21 | 39.08 | -23265 | -157 | -1018 | 0 | 9 | 976 | 4349 | 0 | 0 | 881 | 52 | 335 | 9301 | 3273 | 994 | 0 | 609 | 0 | 220 | 1313 | 0 | 466 | 1200 | 0 | 462 | 0 | 0 | 0 | 0 | 0 | 0 | 0 | 0 | 0
2040-08-17 | 22 | 39.08 | -22249 | -167 | -854 | 0 | 124 | 584 | 3635 | 0 | 0 | 859 | 52 | 335 | 9301 | 3273 | 826 | 0 | 581 | 0 | 220 | 1314 | 0 | 505 | 1200 | 0 | 462 | 0 | 0 | 0 | 0 | 0 | 0 | 0 | 0 | 0
2040-08-17 | 23 | 39.08 | -20758 | -204 | -709 | 0 | 99 | 329 | 2589 | 0 | 0 | 837 | 52 | 335 | 9301 | 3273 | 512 | 0 | 596 | 0 | 220 | 1307 | 0 | 560 | 1200 | 0 | 462 | 0 | 0 | 0 | 0 | 0 | 0 | 0 | 0 | 0
2040-08-17 | 24 | 39.08 | -19225 | -204 | -582 | 0 | 150 | 239 | 1517 | 0 | 0 | 815 | 52 | 335 | 9301 | 3273 | 167 | 0 | 529 | 0 | 218 | 1277 | 0 | 476 | 1200 | 0 | 462 | 0 | 0 | 0 | 0 | 0 | 0 | 0 | 0 | 0
2040-08-18 | 1 | 38.84 | -17966 | -188 | -672 | 0 | 0 | 0 | 528 | 0 | 0 | 815 | 52 | 335 | 9135 | 3273 | 35 | 0 | 512 | 0 | 217 | 1263 | 0 | 1000 | 1200 | 0 | 462 | 0 | 0 | 0 | 0 | 0 | 0 | 0 | 0 | 0
2040-08-18 | 2 | 37.91 | -17089 | -225 | -582 | 0 | 0 | 0 | 528 | 0 | 0 | 739 | 52 | 335 | 8381 | 3273 | 54 | 0 | 428 | 0 | 217 | 1227 | 0 | 1000 | 1200 | 0 | 462 | 0 | 0 | 0 | 0 | 0 | 0 | 0 | 0 | 0
2040-08-18 | 3 | 37.44 | -16519 | -225 | -527 | 0 | 0 | 0 | 528 | 0 | 0 | 562 | 52 | 335 | 8054 | 3273 | 60 | 0 | 329 | 0 | 216 | 1211 | 0 | 989 | 1200 | 0 | 462 | 0 | 0 | 0 | 0 | 0 | 0 | 0 | 0 | 0
2040-08-18 | 4 | 37.27 | -16139 | -246 | -472 | 0 | 0 | 0 | 528 | 0 | 0 | 543 | 52 | 335 | 7900 | 3273 | 105 | 0 | 516 | 0 | 210 | 1202 | 0 | 531 | 1200 | 0 | 462 | 0 | 0 | 0 | 0 | 0 | 0 | 0 | 0 | 0
2040-08-18 | 5 | 37.27 | -16013 | -246 | -472 | 0 | 0 | 0 | 528 | 0 | 0 | 543 | 52 | 335 | 7884 | 3273 | 174 | 0 | 351 | 0 | 208 | 1194 | 0 | 527 | 1200 | 0 | 462 | 0 | 0 | 0 | 0 | 0 | 0 | 0 | 0 | 0
2040-08-18 | 6 | 37.56 | -16158 | -267 | -491 | 0 | 0 | 0 | 528 | 0 | 0 | 544 | 52 | 335 | 8092 | 3273 | 192 | 0 | 326 | 0 | 212 | 1193 | 0 | 506 | 1200 | 0 | 462 | 0 | 0 | 0 | 0 | 0 | 0 | 0 | 0 | 0
2040-08-18 | 7 | 37.91 | -16537 | -267 | -545 | 0 | 0 | 0 | 528 | 0 | 0 | 544 | 52 | 335 | 8287 | 3273 | 339 | 0 | 281 | 214 | 217 | 1188 | 0 | 428 | 1200 | 0 | 462 | 0 | 0 | 0 | 0 | 0 | 0 | 0 | 0 | 0
2040-08-18 | 8 | 38.39 | -17560 | -267 | -636 | 0 | 0 | 0 | 528 | 0 | 0 | 562 | 52 | 335 | 8650 | 3273 | 288 | 0 | 216 | 1079 | 220 | 1205 | 0 | 393 | 1200 | 0 | 462 | 0 | 0 | 0 | 0 | 0 | 0 | 0 | 0 | 0
2040-08-18 | 9 | 38.48 | -19132 | -246 | -763 | 0 | 0 | 0 | 528 | 0 | 0 | 625 | 52 | 335 | 8823 | 3273 | 226 | 0 | 133 | 2680 | 219 | 1235 | 0 | 350 | 1200 | 0 | 462 | 0 | 0 | 0 | 0 | 0 | 0 | 0 | 0 | 0
2040-08-18 | 10 | 37.46 | -20818 | -188 | -909 | 0 | 0 | 0 | 624 | 0 | 0 | 544 | 52 | 335 | 8115 | 3273 | 289 | 0 | 135 | 5080 | 219 | 1260 | 0 | 328 | 1200 | 0 | 462 | 0 | 0 | 0 | 0 | 0 | 0 | 0 | 0 | 0
2040-08-18 | 11 | 34.83 | -22571 | -157 | -818 | 0 | -576 | 0 | 1686 | 0 | 0 | 366 | 52 | 335 | 6196 | 3273 | 422 | 0 | 111 | 8222 | 219 | 1272 | 0 | 307 | 1200 | 0 | 462 | 0 | 0 | 0 | 0 | 0 | 0 | 0 | 0 | 0
2040-08-18 | 12 | 34.83 | -24321 | -110 | -909 | 0 | -1565 | 0 | 2742 | 0 | 0 | 315 | 52 | 335 | 6196 | 3273 | 384 | 0 | 103 | 10035 | 220 | 1283 | 0 | 305 | 1200 | 0 | 462 | 0 | 0 | 0 | 0 | 0 | 0 | 0 | 0 | 0
2040-08-18 | 13 | 34.83 | -25858 | -94 | -981 | 0 | -1930 | 0 | 3672 | 0 | 0 | 315 | 52 | 335 | 6196 | 3273 | 419 | 0 | 53 | 11057 | 220 | 1298 | 0 | 313 | 1200 | 0 | 462 | 0 | 0 | 0 | 0 | 0 | 0 | 0 | 0 | 0
2040-08-18 | 14 | 34.83 | -26957 | -89 | -1018 | 0 | -1160 | 0 | 4338 | 0 | 0 | 353 | 52 | 335 | 6099 | 3273 | 392 | 0 | 61 | 10794 | 220 | 1304 | 0 | 341 | 1200 | 0 | 462 | 0 | 0 | 0 | 0 | 0 | 0 | 0 | 0 | 0
2040-08-18 | 15 | 34.83 | -27740 | -89 | -1054 | 0 | 0 | 0 | 4814 | 0 | 0 | 366 | 52 | 335 | 6102 | 3273 | 452 | 0 | 52 | 9902 | 220 | 1305 | 0 | 349 | 1200 | 0 | 462 | 0 | 0 | 0 | 0 | 0 | 0 | 0 | 0 | 0
2040-08-18 | 16 | 37.56 | -28179 | -89 | -999 | 0 | 0 | 0 | 5078 | 0 | 0 | 473 | 52 | 335 | 7646 | 3273 | 692 | 0 | 56 | 8122 | 220 | 1320 | 0 | 338 | 1200 | 0 | 462 | 0 | 0 | 0 | 0 | 0 | 0 | 0 | 0 | 0
2040-08-18 | 17 | 39.96 | -28514 | -89 | -999 | 0 | 0 | 0 | 5279 | 0 | 0 | 815 | 52 | 335 | 9800 | 3273 | 971 | 0 | 174 | 5348 | 220 | 1317 | 0 | 357 | 1200 | 0 | 462 | 0 | 0 | 0 | 0 | 0 | 0 | 0 | 0 | 0
2040-08-18 | 18 | 46.98 | -28520 | -89 | -1018 | 0 | 6 | 0 | 5284 | 0 | 0 | 1089 | 52 | 335 | 12055 | 3273 | 1063 | 0 | 142 | 2751 | 220 | 1301 | 0 | 394 | 1200 | 0 | 462 | 0 | 0 | 0 | 0 | 0 | 0 | 0 | 0 | 0
2040-08-18 | 19 | 46.98 | -27889 | -94 | -1054 | 0 | 696 | 0 | 4904 | 0 | 0 | 1136 | 52 | 335 | 12317 | 3273 | 1592 | 0 | 134 | 998 | 220 | 1289 | 0 | 431 | 1200 | 0 | 462 | 0 | 0 | 0 | 0 | 0 | 0 | 0 | 0 | 0
2040-08-18 | 20 | 46.98 | -27170 | -99 | -981 | 0 | 1180 | 0 | 4465 | 0 | 0 | 1136 | 52 | 335 | 12317 | 3273 | 1463 | 0 | 270 | 127 | 220 | 1307 | 0 | 444 | 1200 | 0 | 462 | 0 | 0 | 0 | 0 | 0 | 0 | 0 | 0 | 0
2040-08-18 | 21 | 46.98 | -26740 | -120 | -927 | 0 | 1372 | 0 | 4206 | 0 | 0 | 1136 | 52 | 335 | 12317 | 3273 | 948 | 0 | 488 | 0 | 220 | 1313 | 0 | 466 | 1200 | 0 | 462 | 0 | 0 | 0 | 0 | 0 | 0 | 0 | 0 | 0
2040-08-18 | 22 | 46.98 | -25230 | -131 | -836 | 0 | 1144 | 0 | 3292 | 0 | 0 | 1136 | 52 | 335 | 12317 | 3273 | 604 | 0 | 344 | 0 | 220 | 1314 | 0 | 505 | 1200 | 0 | 462 | 0 | 0 | 0 | 0 | 0 | 0 | 0 | 0 | 0
2040-08-18 | 23 | 46.98 | -23128 | -131 | -836 | 0 | 101 | 0 | 2024 | 0 | 0 | 1136 | 52 | 335 | 12317 | 3273 | 543 | 0 | 566 | 0 | 220 | 1307 | 0 | 560 | 1200 | 0 | 462 | 0 | 0 | 0 | 0 | 0 | 0 | 0 | 0 | 0
2040-08-18 | 24 | 44.4 | -21206 | -131 | -763 | 0 | 0 | 0 | 861 | 0 | 0 | 997 | 52 | 335 | 11596 | 3273 | 810 | 0 | 544 | 0 | 218 | 1277 | 0 | 476 | 1200 | 0 | 462 | 0 | 0 | 0 | 0 | 0 | 0 | 0 | 0 | 0
2040-08-19 | 1 | 40.66 | -19769 | -157 | -672 | 0 | -148 | 0 | 528 | 0 | 0 | 881 | 52 | 335 | 10189 | 3273 | 745 | 0 | 601 | 0 | 217 | 1263 | 0 | 1000 | 1200 | 0 | 462 | 0 | 0 | 0 | 0 | 0 | 0 | 0 | 0 | 0
2040-08-19 | 2 | 40.66 | -18813 | -167 | -582 | 0 | -599 | -286 | 528 | 0 | 0 | 815 | 52 | 335 | 10064 | 3273 | 727 | 0 | 548 | 0 | 217 | 1227 | 0 | 1000 | 1200 | 0 | 462 | 0 | 0 | 0 | 0 | 0 | 0 | 0 | 0 | 0
2040-08-19 | 3 | 40.66 | -18244 | -167 | -527 | 0 | -1392 | 0 | 528 | 0 | 0 | 770 | 52 | 335 | 10057 | 3273 | 688 | 0 | 548 | 0 | 216 | 1211 | 0 | 989 | 1200 | 0 | 462 | 0 | 0 | 0 | 0 | 0 | 0 | 0 | 0 | 0
2040-08-19 | 4 | 40.66 | -18007 | -167 | -472 | 0 | -1130 | 0 | 528 | 0 | 0 | 739 | 52 | 335 | 10056 | 3273 | 644 | 0 | 545 | 0 | 210 | 1202 | 0 | 531 | 1200 | 0 | 462 | 0 | 0 | 0 | 0 | 0 | 0 | 0 | 0 | 0
2040-08-19 | 5 | 40.66 | -18264 | -188 | -472 | 0 | -844 | 0 | 528 | 0 | 0 | 812 | 52 | 335 | 10056 | 3273 | 605 | 0 | 516 | 0 | 208 | 1194 | 0 | 527 | 1200 | 0 | 462 | 0 | 0 | 0 | 0 | 0 | 0 | 0 | 0 | 0
2040-08-19 | 6 | 40.99 | -19335 | -188 | -491 | 0 | 0 | 0 | 528 | 0 | 0 | 859 | 52 | 335 | 10208 | 3273 | 689 | 0 | 497 | 0 | 212 | 1193 | 0 | 506 | 1200 | 0 | 462 | 0 | 0 | 0 | 0 | 0 | 0 | 0 | 0 | 0
2040-08-19 | 7 | 45.72 | -20988 | -188 | -545 | 0 | 0 | 0 | 528 | 0 | 0 | 997 | 52 | 335 | 11677 | 3273 | 742 | 0 | 369 | 254 | 217 | 1188 | 0 | 428 | 1200 | 0 | 462 | 0 | 0 | 0 | 0 | 0 | 0 | 0 | 0 | 0
2040-08-19 | 8 | 46.88 | -22989 | -188 | -636 | 0 | 0 | 0 | 528 | 0 | 0 | 1089 | 52 | 335 | 12262 | 3273 | 1031 | 0 | 321 | 1442 | 220 | 1205 | 0 | 393 | 1200 | 0 | 462 | 0 | 0 | 0 | 0 | 0 | 0 | 0 | 0 | 0
2040-08-19 | 9 | 45.07 | -24793 | -157 | -763 | 0 | 0 | 0 | 719 | 0 | 0 | 1089 | 52 | 335 | 11936 | 3273 | 1014 | 0 | 311 | 3519 | 219 | 1235 | 0 | 350 | 1200 | 0 | 462 | 0 | 0 | 0 | 0 | 0 | 0 | 0 | 0 | 0
2040-08-19 | 10 | 41.18 | -26670 | -120 | -909 | 0 | 0 | 0 | 1680 | 0 | 0 | 859 | 52 | 335 | 10458 | 3273 | 875 | 0 | 242 | 6456 | 219 | 1260 | 0 | 328 | 1200 | 0 | 462 | 0 | 0 | 0 | 0 | 0 | 0 | 0 | 0 | 0
2040-08-19 | 11 | 40.66 | -28650 | -94 | -818 | 0 | -1239 | 0 | 2695 | 0 | 0 | 635 | 52 | 335 | 10183 | 3273 | 990 | 0 | 225 | 8952 | 219 | 1272 | 0 | 307 | 1200 | 0 | 462 | 0 | 0 | 0 | 0 | 0 | 0 | 0 | 0 | 0
2040-08-19 | 12 | 40.66 | -30400 | -89 | -909 | 0 | -1345 | 0 | 3593 | 0 | 0 | 583 | 52 | 335 | 10076 | 3273 | 886 | 0 | 222 | 10253 | 220 | 1283 | 0 | 305 | 1200 | 0 | 462 | 0 | 0 | 0 | 0 | 0 | 0 | 0 | 0 | 0
2040-08-19 | 13 | 40.66 | -31839 | -99 | -981 | 0 | -1276 | 0 | 4328 | 0 | 0 | 625 | 52 | 335 | 10076 | 3273 | 856 | 0 | 291 | 10867 | 220 | 1298 | 0 | 313 | 1200 | 0 | 462 | 0 | 0 | 0 | 0 | 0 | 0 | 0 | 0 | 0
2040-08-19 | 14 | 40.66 | -33097 | -99 | -1018 | 0 | -865 | 0 | 4972 | 0 | 0 | 770 | 52 | 335 | 10076 | 3273 | 899 | 0 | 336 | 10838 | 220 | 1304 | 0 | 341 | 1200 | 0 | 462 | 0 | 0 | 0 | 0 | 0 | 0 | 0 | 0 | 0
2040-08-19 | 15 | 41.55 | -33708 | -110 | -1054 | 0 | 0 | 0 | 5284 | 0 | 0 | 881 | 52 | 335 | 10542 | 3273 | 1244 | 0 | 432 | 9293 | 220 | 1305 | 0 | 349 | 1200 | 0 | 462 | 0 | 0 | 0 | 0 | 0 | 0 | 0 | 0 | 0
2040-08-19 | 16 | 47.69 | -33554 | -110 | -999 | 0 | 0 | 0 | 5205 | 0 | 0 | 1110 | 52 | 335 | 12430 | 3273 | 1516 | 0 | 565 | 6638 | 220 | 1320 | 0 | 338 | 1200 | 0 | 462 | 0 | 0 | 0 | 0 | 0 | 0 | 0 | 0 | 0
2040-08-19 | 17 | 53.77 | -32323 | -105 | -999 | 0 | 1077 | 0 | 4576 | 100 | 0 | 1136 | 52 | 381 | 13613 | 3273 | 1443 | 0 | 528 | 3692 | 220 | 1317 | 0 | 357 | 1200 | 0 | 462 | 0 | 0 | 0 | 0 | 0 | 0 | 0 | 0 | 0
2040-08-19 | 18 | 53.77 | -31244 | -89 | -1018 | 0 | 1487 | 0 | 4021 | 100 | 0 | 1136 | 52 | 381 | 13718 | 3273 | 1789 | 0 | 694 | 2124 | 220 | 1301 | 0 | 394 | 1200 | 0 | 462 | 0 | 0 | 0 | 0 | 0 | 0 | 0 | 0 | 0
2040-08-19 | 19 | 54.95 | -30180 | -89 | -1054 | 0 | 1836 | 0 | 3477 | 100 | 0 | 1136 | 52 | 381 | 13730 | 3273 | 2101 | 0 | 719 | 916 | 220 | 1289 | 0 | 431 | 1200 | 0 | 462 | 0 | 0 | 0 | 0 | 0 | 0 | 0 | 0 | 0
2040-08-19 | 20 | 53.77 | -29027 | -99 | -981 | 0 | 1750 | 24 | 2890 | 100 | 0 | 1136 | 52 | 381 | 13718 | 3273 | 2324 | 0 | 671 | 156 | 220 | 1307 | 0 | 444 | 1200 | 0 | 462 | 0 | 0 | 0 | 0 | 0 | 0 | 0 | 0 | 0
2040-08-19 | 21 | 53.77 | -28221 | -105 | -927 | 0 | 1323 | 77 | 2478 | 100 | 0 | 1136 | 52 | 381 | 13710 | 3273 | 2237 | 0 | 824 | 0 | 220 | 1313 | 0 | 466 | 1200 | 0 | 462 | 0 | 0 | 0 | 0 | 0 | 0 | 0 | 0 | 0
2040-08-19 | 22 | 52.86 | -26371 | -120 | -836 | 0 | 128 | 111 | 1527 | 90 | 0 | 1136 | 52 | 354 | 13481 | 3273 | 2199 | 0 | 1277 | 0 | 220 | 1314 | 0 | 505 | 1200 | 0 | 462 | 0 | 0 | 0 | 0 | 0 | 0 | 0 | 0 | 0
2040-08-19 | 23 | 46.34 | -23951 | -131 | -836 | 0 | 0 | 0 | 528 | 0 | 0 | 1089 | 52 | 335 | 12147 | 3273 | 2325 | 0 | 1419 | 0 | 220 | 1307 | 0 | 560 | 1200 | 0 | 462 | 0 | 0 | 0 | 0 | 0 | 0 | 0 | 0 | 0
2040-08-19 | 24 | 39.6 | -21717 | -131 | -763 | 0 | 0 | 0 | 528 | 0 | 0 | 815 | 52 | 335 | 9554 | 3273 | 2981 | 0 | 1441 | 0 | 218 | 1277 | 0 | 476 | 1200 | 0 | 462 | 0 | 0 | 0 | 0 | 0 | 0 | 0 | 0 | 0
2040-08-20 | 1 | 37.91 | -20093 | -141 | -509 | 0 | -320 | -295 | 528 | 0 | 0 | 554 | 52 | 335 | 8470 | 3273 | 2579 | 0 | 1426 | 0 | 217 | 1263 | 0 | 1000 | 1200 | 0 | 462 | 0 | 0 | 0 | 0 | 0 | 0 | 0 | 0 | 0
2040-08-20 | 2 | 37.91 | -19028 | -157 | -454 | 0 | -274 | -908 | 528 | 0 | 0 | 528 | 52 | 335 | 8470 | 3273 | 2255 | 0 | 1274 | 0 | 217 | 1227 | 0 | 1000 | 1200 | 0 | 462 | 0 | 0 | 0 | 0 | 0 | 0 | 0 | 0 | 0
2040-08-20 | 3 | 37.91 | -18252 | -167 | -400 | 0 | -600 | -1087 | 528 | 0 | 0 | 409 | 52 | 335 | 8470 | 3273 | 2003 | 0 | 1359 | 0 | 216 | 1211 | 0 | 989 | 1200 | 0 | 462 | 0 | 0 | 0 | 0 | 0 | 0 | 0 | 0 | 0
2040-08-20 | 4 | 37.91 | -17782 | -167 | -382 | 0 | -194 | -663 | 528 | 0 | 0 | 473 | 52 | 335 | 8398 | 3273 | 1199 | 0 | 1325 | 0 | 210 | 1202 | 0 | 531 | 1200 | 0 | 462 | 0 | 0 | 0 | 0 | 0 | 0 | 0 | 0 | 0
2040-08-20 | 5 | 37.91 | -17770 | -204 | -363 | 0 | 0 | -599 | 528 | 0 | 0 | 513 | 52 | 335 | 8371 | 3273 | 928 | 0 | 1347 | 0 | 208 | 1194 | 0 | 527 | 1200 | 0 | 462 | 0 | 0 | 0 | 0 | 0 | 0 | 0 | 0 | 0
2040-08-20 | 6 | 38.38 | -18549 | -246 | -382 | 0 | 0 | 0 | 528 | 0 | 0 | 709 | 52 | 335 | 8832 | 3273 | 792 | 0 | 1083 | 0 | 212 | 1193 | 0 | 506 | 1200 | 0 | 462 | 0 | 0 | 0 | 0 | 0 | 0 | 0 | 0 | 0
2040-08-20 | 7 | 41.09 | -20042 | -267 | -491 | 0 | 0 | 0 | 528 | 0 | 0 | 859 | 52 | 335 | 10390 | 3273 | 716 | 0 | 871 | 280 | 217 | 1188 | 0 | 428 | 1200 | 0 | 462 | 0 | 0 | 0 | 0 | 0 | 0 | 0 | 0 | 0
2040-08-20 | 8 | 43.37 | -21897 | -246 | -600 | 0 | 0 | 0 | 528 | 0 | 0 | 912 | 52 | 335 | 11200 | 3273 | 648 | 0 | 642 | 1672 | 220 | 1205 | 0 | 393 | 1200 | 0 | 462 | 0 | 0 | 0 | 0 | 0 | 0 | 0 | 0 | 0
2040-08-20 | 9 | 39.77 | -23479 | -167 | -727 | 0 | 0 | 0 | 1295 | 0 | 0 | 815 | 52 | 335 | 9804 | 3273 | 718 | 0 | 284 | 4333 | 219 | 1235 | 0 | 350 | 1200 | 0 | 462 | 0 | 0 | 0 | 0 | 0 | 0 | 0 | 0 | 0
2040-08-20 | 10 | 37.91 | -24971 | -120 | -854 | 0 | -50 | -28 | 2140 | 0 | 0 | 544 | 52 | 335 | 8378 | 3273 | 658 | 0 | 130 | 7044 | 219 | 1260 | 0 | 328 | 1200 | 0 | 462 | 0 | 0 | 0 | 0 | 0 | 0 | 0 | 0 | 0
2040-08-20 | 11 | 37.91 | -26409 | -99 | -818 | 0 | -1343 | -427 | 2954 | 0 | 0 | 366 | 52 | 335 | 8378 | 3273 | 447 | 0 | 99 | 9733 | 219 | 1272 | 0 | 307 | 1200 | 0 | 462 | 0 | 0 | 0 | 0 | 0 | 0 | 0 | 0 | 0
2040-08-20 | 12 | 37.91 | -27647 | -94 | -709 | 0 | -1800 | -243 | 3651 | 0 | 0 | 366 | 52 | 335 | 8378 | 3273 | 411 | 0 | 76 | 10480 | 220 | 1283 | 0 | 305 | 1200 | 0 | 462 | 0 | 0 | 0 | 0 | 0 | 0 | 0 | 0 | 0
2040-08-20 | 13 | 37.91 | -28662 | -89 | -927 | 0 | -2000 | -1640 | 4227 | 0 | 0 | 353 | 52 | 335 | 8378 | 3273 | 341 | 0 | 75 | 12791 | 220 | 1298 | 0 | 313 | 1200 | 0 | 462 | 0 | 0 | 0 | 0 | 0 | 0 | 0 | 0 | 0
2040-08-20 | 14 | 37.91 | -29632 | -89 | -909 | 0 | -1800 | -747 | 4771 | 0 | 0 | 366 | 52 | 335 | 8378 | 3273 | 354 | 0 | 80 | 12040 | 220 | 1304 | 0 | 341 | 1200 | 0 | 462 | 0 | 0 | 0 | 0 | 0 | 0 | 0 | 0 | 0
2040-08-20 | 15 | 37.91 | -30180 | -89 | -818 | 0 | -769 | -138 | 5083 | 0 | 0 | 439 | 52 | 335 | 8378 | 3273 | 267 | 0 | 100 | 10532 | 220 | 1305 | 0 | 349 | 1200 | 0 | 462 | 0 | 0 | 0 | 0 | 0 | 0 | 0 | 0 | 0
2040-08-20 | 16 | 38.8 | -30450 | -89 | -1072 | 0 | 0 | 0 | 5236 | 0 | 0 | 739 | 52 | 335 | 9094 | 3273 | 166 | 0 | 147 | 9029 | 220 | 1320 | 0 | 338 | 1200 | 0 | 462 | 0 | 0 | 0 | 0 | 0 | 0 | 0 | 0 | 0
2040-08-20 | 17 | 44.53 | -30535 | -89 | -1381 | 0 | 0 | 0 | 5284 | 0 | 0 | 997 | 52 | 335 | 11576 | 3273 | 90 | 0 | 210 | 6632 | 220 | 1317 | 0 | 357 | 1200 | 0 | 462 | 0 | 0 | 0 | 0 | 0 | 0 | 0 | 0 | 0
2040-08-20 | 18 | 51.23 | -30255 | -89 | -1654 | 0 | 1255 | 360 | 5125 | 100 | 0 | 1136 | 52 | 381 | 12852 | 3273 | 90 | 0 | 228 | 3569 | 220 | 1301 | 0 | 394 | 1200 | 0 | 462 | 0 | 0 | 0 | 0 | 0 | 0 | 0 | 0 | 0
2040-08-20 | 19 | 51.23 | -29297 | -89 | -1581 | 0 | 1775 | 1572 | 4587 | 100 | 0 | 1136 | 52 | 381 | 12852 | 3273 | 105 | 0 | 290 | 1243 | 220 | 1289 | 0 | 431 | 1200 | 0 | 462 | 0 | 0 | 0 | 0 | 0 | 0 | 0 | 0 | 0
2040-08-20 | 20 | 51.23 | -27919 | -94 | -1109 | 0 | 1774 | 1554 | 3804 | 100 | 0 | 1136 | 52 | 381 | 12852 | 3273 | 87 | 0 | 314 | 162 | 220 | 1307 | 0 | 444 | 1200 | 0 | 462 | 0 | 0 | 0 | 0 | 0 | 0 | 0 | 0 | 0
2040-08-20 | 21 | 51.23 | -27008 | -110 | -1018 | 0 | 1692 | 1075 | 3292 | 100 | 0 | 1136 | 52 | 381 | 12852 | 3273 | 86 | 0 | 536 | 0 | 220 | 1313 | 0 | 466 | 1200 | 0 | 462 | 0 | 0 | 0 | 0 | 0 | 0 | 0 | 0 | 0
2040-08-20 | 22 | 51.23 | -25086 | -157 | -854 | 0 | 1174 | 313 | 2203 | 100 | 0 | 1136 | 52 | 381 | 13036 | 3273 | 100 | 0 | 629 | 0 | 220 | 1314 | 0 | 505 | 1200 | 0 | 462 | 0 | 0 | 0 | 0 | 0 | 0 | 0 | 0 | 0
2040-08-20 | 23 | 51.23 | -22689 | -157 | -709 | 0 | 200 | 139 | 851 | 90 | 0 | 1136 | 52 | 354 | 12923 | 3273 | 74 | 0 | 714 | 0 | 220 | 1307 | 0 | 560 | 1200 | 0 | 462 | 0 | 0 | 0 | 0 | 0 | 0 | 0 | 0 | 0
2040-08-20 | 24 | 44.34 | -20495 | -167 | -582 | 0 | 0 | 0 | 528 | 0 | 0 | 1037 | 52 | 335 | 11600 | 3273 | 128 | 0 | 659 | 0 | 218 | 1277 | 0 | 476 | 1200 | 0 | 462 | 0 | 0 | 0 | 0 | 0 | 0 | 0 | 0 | 0
2040-08-21 | 1 | 39.65 | -18879 | -204 | -509 | 0 | 0 | 0 | 528 | 0 | 0 | 859 | 52 | 335 | 9647 | 3273 | 130 | 0 | 626 | 0 | 217 | 1263 | 0 | 1000 | 1200 | 0 | 462 | 0 | 0 | 0 | 0 | 0 | 0 | 0 | 0 | 0
2040-08-21 | 2 | 38.3 | -17813 | -225 | -454 | 0 | 0 | 0 | 528 | 0 | 0 | 812 | 52 | 335 | 8725 | 3273 | 125 | 0 | 536 | 0 | 217 | 1227 | 0 | 1000 | 1200 | 0 | 462 | 0 | 0 | 0 | 0 | 0 | 0 | 0 | 0 | 0
2040-08-21 | 3 | 37.85 | -17170 | -225 | -400 | 0 | 0 | 0 | 528 | 0 | 0 | 739 | 52 | 335 | 8335 | 3273 | 136 | 0 | 319 | 0 | 216 | 1211 | 0 | 989 | 1200 | 0 | 462 | 0 | 0 | 0 | 0 | 0 | 0 | 0 | 0 | 0
2040-08-21 | 4 | 38.04 | -16841 | -246 | -382 | 0 | 0 | 0 | 528 | 0 | 0 | 607 | 52 | 335 | 8605 | 3273 | 121 | 0 | 342 | 0 | 210 | 1202 | 0 | 531 | 1200 | 0 | 462 | 0 | 0 | 0 | 0 | 0 | 0 | 0 | 0 | 0
2040-08-21 | 5 | 38.39 | -17035 | -267 | -363 | 0 | 0 | 0 | 528 | 0 | 0 | 683 | 52 | 335 | 8814 | 3273 | 115 | 0 | 275 | 0 | 208 | 1194 | 0 | 527 | 1200 | 0 | 462 | 0 | 0 | 0 | 0 | 0 | 0 | 0 | 0 | 0
2040-08-21 | 6 | 39.67 | -18061 | -288 | -382 | 0 | 0 | 0 | 528 | 0 | 0 | 815 | 52 | 335 | 9722 | 3273 | 231 | 0 | 202 | 0 | 212 | 1193 | 0 | 506 | 1200 | 0 | 462 | 0 | 0 | 0 | 0 | 0 | 0 | 0 | 0 | 0
2040-08-21 | 7 | 42.77 | -19777 | -267 | -491 | 0 | 0 | 0 | 528 | 0 | 0 | 889 | 52 | 335 | 11185 | 3273 | 376 | 0 | 219 | 182 | 217 | 1188 | 0 | 428 | 1200 | 0 | 462 | 0 | 0 | 0 | 0 | 0 | 0 | 0 | 0 | 0
2040-08-21 | 8 | 44.06 | -21787 | -225 | -600 | 0 | 0 | 0 | 1157 | 0 | 0 | 957 | 52 | 335 | 11557 | 3273 | 646 | 0 | 214 | 941 | 220 | 1205 | 0 | 393 | 1200 | 0 | 462 | 0 | 0 | 0 | 0 | 0 | 0 | 0 | 0 | 0
2040-08-21 | 9 | 42.2 | -23479 | -188 | -727 | 0 | 0 | 0 | 2177 | 0 | 0 | 886 | 52 | 335 | 11083 | 3273 | 878 | 0 | 186 | 2059 | 219 | 1235 | 0 | 350 | 1200 | 0 | 462 | 0 | 0 | 0 | 0 | 0 | 0 | 0 | 0 | 0
2040-08-21 | 10 | 41.55 | -24818 | -141 | -854 | 0 | 0 | 0 | 2985 | 0 | 0 | 881 | 52 | 335 | 10673 | 3273 | 950 | 0 | 176 | 3019 | 219 | 1260 | 0 | 328 | 1200 | 0 | 462 | 0 | 0 | 0 | 0 | 0 | 0 | 0 | 0 | 0
2040-08-21 | 11 | 38.85 | -26052 | -120 | -818 | 0 | 0 | 0 | 3725 | 0 | 0 | 770 | 52 | 335 | 9206 | 3273 | 1331 | 0 | 207 | 4630 | 219 | 1272 | 0 | 307 | 1200 | 0 | 462 | 0 | 0 | 0 | 0 | 0 | 0 | 0 | 0 | 0
2040-08-21 | 12 | 38.38 | -27311 | -110 | -709 | 0 | 0 | 0 | 4486 | 0 | 0 | 610 | 52 | 335 | 8760 | 3273 | 1695 | 0 | 344 | 5105 | 220 | 1283 | 0 | 305 | 1200 | 0 | 462 | 0 | 0 | 0 | 0 | 0 | 0 | 0 | 0 | 0
2040-08-21 | 13 | 38.06 | -28236 | -99 | -927 | 0 | 0 | 0 | 5041 | 0 | 0 | 562 | 52 | 335 | 8667 | 3273 | 2329 | 0 | 394 | 5116 | 220 | 1298 | 0 | 313 | 1200 | 0 | 462 | 0 | 0 | 0 | 0 | 0 | 0 | 0 | 0 | 0
2040-08-21 | 14 | 38.38 | -28637 | -89 | -909 | 0 | 0 | 0 | 5284 | 0 | 0 | 624 | 52 | 335 | 8708 | 3273 | 2962 | 0 | 538 | 4332 | 220 | 1304 | 0 | 341 | 1200 | 0 | 462 | 0 | 0 | 0 | 0 | 0 | 0 | 0 | 0 | 0
2040-08-21 | 15 | 38.8 | -28451 | -89 | -818 | 0 | 0 | 0 | 5173 | 0 | 0 | 739 | 52 | 335 | 9024 | 3273 | 3138 | 0 | 490 | 3599 | 220 | 1305 | 0 | 349 | 1200 | 0 | 462 | 0 | 0 | 0 | 0 | 0 | 0 | 0 | 0 | 0
2040-08-21 | 16 | 38.45 | -28291 | -110 | -1072 | 0 | 0 | 0 | 5078 | 0 | 0 | 625 | 52 | 335 | 8771 | 3273 | 3977 | 0 | 637 | 3185 | 220 | 1320 | 0 | 338 | 1200 | 0 | 462 | 0 | 0 | 0 | 0 | 0 | 0 | 0 | 0 | 0
2040-08-21 | 17 | 38.72 | -28092 | -110 | -1381 | 0 | 0 | 0 | 4956 | 0 | 0 | 739 | 52 | 335 | 8989 | 3273 | 4890 | 0 | 772 | 2022 | 220 | 1317 | 0 | 357 | 1200 | 0 | 462 | 0 | 0 | 0 | 0 | 0 | 0 | 0 | 0 | 0
2040-08-21 | 18 | 38.48 | -27875 | -120 | -1654 | 0 | 0 | 0 | 4824 | 0 | 0 | 690 | 52 | 335 | 8828 | 3273 | 5636 | 0 | 680 | 1754 | 220 | 1301 | 0 | 394 | 1200 | 0 | 462 | 0 | 0 | 0 | 0 | 0 | 0 | 0 | 0 | 0
2040-08-21 | 19 | 38.85 | -27413 | -120 | -1581 | 0 | 0 | 0 | 4550 | 0 | 0 | 783 | 52 | 335 | 9144 | 3273 | 5991 | 0 | 669 | 716 | 220 | 1289 | 0 | 431 | 1200 | 0 | 462 | 0 | 0 | 0 | 0 | 0 | 0 | 0 | 0 | 0
2040-08-21 | 20 | 38.06 | -26942 | -131 | -1109 | 0 | 0 | 0 | 4264 | 0 | 0 | 625 | 52 | 335 | 8603 | 3273 | 6538 | 0 | 765 | 94 | 220 | 1307 | 0 | 444 | 1200 | 0 | 462 | 0 | 0 | 0 | 0 | 0 | 0 | 0 | 0 | 0
2040-08-21 | 21 | 37.91 | -26448 | -141 | -1018 | 0 | 0 | 0 | 3963 | 0 | 0 | 562 | 52 | 335 | 8352 | 3273 | 6795 | 0 | 615 | 0 | 220 | 1313 | 0 | 466 | 1200 | 0 | 462 | 0 | 0 | 0 | 0 | 0 | 0 | 0 | 0 | 0
2040-08-21 | 22 | 36.55 | -24998 | -157 | -854 | 0 | 0 | 0 | 3091 | 0 | 0 | 473 | 52 | 335 | 7478 | 3273 | 6942 | 0 | 665 | 0 | 220 | 1314 | 0 | 505 | 1200 | 0 | 462 | 0 | 0 | 0 | 0 | 0 | 0 | 0 | 0 | 0
2040-08-21 | 23 | 35.52 | -22913 | -167 | -709 | 0 | 0 | 0 | 1834 | 0 | 0 | 366 | 52 | 335 | 6640 | 3273 | 6880 | 0 | 661 | 0 | 220 | 1307 | 0 | 560 | 1200 | 0 | 462 | 0 | 0 | 0 | 0 | 0 | 0 | 0 | 0 | 0
2040-08-21 | 24 | 33.86 | -20830 | -188 | -582 | 0 | 0 | 0 | 581 | 0 | 0 | 366 | 52 | 335 | 5651 | 3273 | 7116 | 0 | 593 | 0 | 218 | 1277 | 0 | 476 | 1200 | 0 | 462 | 0 | 0 | 0 | 0 | 0 | 0 | 0 | 0 | 0
2040-08-22 | 1 | 33.01 | -19347 | -204 | -509 | 0 | -313 | -1182 | 528 | 0 | 0 | 315 | 52 | 335 | 5366 | 3273 | 7092 | 0 | 450 | 0 | 217 | 1263 | 0 | 1000 | 1200 | 0 | 462 | 0 | 0 | 0 | 0 | 0 | 0 | 0 | 0 | 0
2040-08-22 | 2 | 33.01 | -18364 | -204 | -454 | 0 | -276 | -1859 | 528 | 0 | 0 | 315 | 52 | 335 | 5351 | 3273 | 6806 | 0 | 390 | 0 | 217 | 1227 | 0 | 1000 | 1200 | 0 | 462 | 0 | 0 | 0 | 0 | 0 | 0 | 0 | 0 | 0
2040-08-22 | 3 | 33.01 | -17761 | -204 | -400 | 0 | 0 | -1859 | 528 | 0 | 0 | 315 | 52 | 335 | 5340 | 3273 | 5813 | 0 | 489 | 0 | 216 | 1211 | 0 | 989 | 1200 | 0 | 462 | 0 | 0 | 0 | 0 | 0 | 0 | 0 | 0 | 0
2040-08-22 | 4 | 33.01 | -17480 | -225 | -382 | 0 | -155 | -1859 | 528 | 0 | 0 | 315 | 52 | 335 | 5297 | 3273 | 5787 | 0 | 908 | 0 | 210 | 1202 | 0 | 531 | 1200 | 0 | 462 | 0 | 0 | 0 | 0 | 0 | 0 | 0 | 0 | 0
2040-08-22 | 5 | 33.01 | -17723 | -204 | -363 | 0 | 0 | -1084 | 528 | 0 | 0 | 315 | 52 | 335 | 5366 | 3273 | 5196 | 0 | 718 | 0 | 208 | 1194 | 0 | 527 | 1200 | 0 | 462 | 0 | 0 | 0 | 0 | 0 | 0 | 0 | 0 | 0
2040-08-22 | 6 | 34.68 | -18810 | -204 | -382 | 0 | 0 | 0 | 528 | 0 | 0 | 366 | 52 | 335 | 5877 | 3273 | 4841 | 0 | 551 | 0 | 212 | 1193 | 0 | 506 | 1200 | 0 | 462 | 0 | 0 | 0 | 0 | 0 | 0 | 0 | 0 | 0
2040-08-22 | 7 | 37.86 | -20596 | -225 | -491 | 0 | 0 | 0 | 528 | 0 | 0 | 543 | 52 | 335 | 7983 | 3273 | 4478 | 0 | 393 | 231 | 217 | 1188 | 0 | 428 | 1200 | 0 | 462 | 0 | 0 | 0 | 0 | 0 | 0 | 0 | 0 | 0
2040-08-22 | 8 | 39.6 | -22573 | -204 | -600 | 0 | 0 | 0 | 528 | 0 | 0 | 812 | 52 | 335 | 9515 | 3273 | 3774 | 0 | 433 | 1174 | 220 | 1205 | 0 | 393 | 1200 | 0 | 462 | 0 | 0 | 0 | 0 | 0 | 0 | 0 | 0 | 0
2040-08-22 | 9 | 39.44 | -24216 | -188 | -727 | 0 | 0 | 0 | 1120 | 0 | 0 | 812 | 52 | 335 | 9462 | 3273 | 3149 | 0 | 393 | 3070 | 219 | 1235 | 0 | 350 | 1200 | 0 | 462 | 0 | 0 | 0 | 0 | 0 | 0 | 0 | 0 | 0
2040-08-22 | 10 | 38.02 | -25859 | -157 | -854 | 0 | 0 | 0 | 2008 | 0 | 0 | 552 | 52 | 335 | 8497 | 3273 | 2435 | 0 | 392 | 5858 | 219 | 1260 | 0 | 328 | 1200 | 0 | 462 | 0 | 0 | 0 | 0 | 0 | 0 | 0 | 0 | 0
2040-08-22 | 11 | 36.47 | -27413 | -110 | -818 | 0 | 0 | 0 | 2848 | 0 | 0 | 409 | 52 | 335 | 7447 | 3273 | 1769 | 0 | 409 | 8339 | 219 | 1272 | 0 | 307 | 1200 | 0 | 462 | 0 | 0 | 0 | 0 | 0 | 0 | 0 | 0 | 0
2040-08-22 | 12 | 35.67 | -28985 | -89 | -709 | 0 | 0 | 0 | 3699 | 0 | 0 | 368 | 52 | 335 | 6929 | 3273 | 1731 | 0 | 552 | 9374 | 220 | 1283 | 0 | 305 | 1200 | 0 | 462 | 0 | 0 | 0 | 0 | 0 | 0 | 0 | 0 | 0
2040-08-22 | 13 | 35.41 | -30216 | -89 | -927 | 0 | 0 | 0 | 4365 | 0 | 0 | 366 | 52 | 335 | 6762 | 3273 | 2331 | 0 | 647 | 9608 | 220 | 1298 | 0 | 313 | 1200 | 0 | 462 | 0 | 0 | 0 | 0 | 0 | 0 | 0 | 0 | 0
2040-08-22 | 14 | 35.52 | -31267 | -89 | -909 | 0 | 0 | 0 | 4935 | 0 | 0 | 389 | 52 | 335 | 6872 | 3273 | 2732 | 0 | 669 | 9481 | 220 | 1304 | 0 | 341 | 1200 | 0 | 462 | 0 | 0 | 0 | 0 | 0 | 0 | 0 | 0 | 0
2040-08-22 | 15 | 35.41 | -31709 | -94 | -818 | 0 | 0 | 0 | 5173 | 0 | 0 | 366 | 52 | 335 | 6530 | 3273 | 3600 | 0 | 758 | 8998 | 220 | 1305 | 0 | 349 | 1200 | 0 | 462 | 0 | 0 | 0 | 0 | 0 | 0 | 0 | 0 | 0
2040-08-22 | 16 | 38.72 | -31889 | -99 | -1072 | 0 | 0 | 0 | 5268 | 0 | 0 | 544 | 52 | 335 | 8269 | 3273 | 3668 | 0 | 685 | 7427 | 220 | 1320 | 0 | 338 | 1200 | 0 | 462 | 0 | 0 | 0 | 0 | 0 | 0 | 0 | 0 | 0
2040-08-22 | 17 | 44.07 | -31917 | -105 | -1381 | 0 | 0 | 0 | 5284 | 0 | 0 | 859 | 52 | 335 | 10340 | 3273 | 3820 | 0 | 725 | 5159 | 220 | 1317 | 0 | 357 | 1200 | 0 | 462 | 0 | 0 | 0 | 0 | 0 | 0 | 0 | 0 | 0
2040-08-22 | 18 | 44.61 | -31126 | -94 | -1654 | 0 | 0 | 1854 | 4856 | 0 | 0 | 1136 | 52 | 335 | 10545 | 3273 | 3819 | 0 | 894 | 2534 | 220 | 1301 | 0 | 394 | 1200 | 0 | 462 | 0 | 0 | 0 | 0 | 0 | 0 | 0 | 0 | 0
2040-08-22 | 19 | 44.87 | -29867 | -89 | -1581 | 0 | 640 | 1859 | 4174 | 0 | 0 | 1136 | 52 | 335 | 10840 | 3273 | 3870 | 0 | 804 | 953 | 220 | 1289 | 0 | 431 | 1200 | 0 | 462 | 0 | 0 | 0 | 0 | 0 | 0 | 0 | 0 | 0
2040-08-22 | 20 | 44.61 | -28764 | -94 | -1109 | 0 | 0 | 1519 | 3583 | 0 | 0 | 1136 | 52 | 335 | 11080 | 3273 | 4417 | 0 | 833 | 107 | 220 | 1307 | 0 | 444 | 1200 | 0 | 462 | 0 | 0 | 0 | 0 | 0 | 0 | 0 | 0 | 0
2040-08-22 | 21 | 44.61 | -28077 | -105 | -1018 | 0 | 0 | 572 | 3207 | 0 | 0 | 1089 | 52 | 335 | 11571 | 3273 | 4383 | 0 | 1056 | 0 | 220 | 1313 | 0 | 466 | 1200 | 0 | 462 | 0 | 0 | 0 | 0 | 0 | 0 | 0 | 0 | 0
2040-08-22 | 22 | 43.68 | -26262 | -120 | -854 | 0 | 0 | 0 | 2225 | 0 | 0 | 957 | 52 | 335 | 11351 | 3273 | 4305 | 0 | 1038 | 0 | 220 | 1314 | 0 | 505 | 1200 | 0 | 462 | 0 | 0 | 0 | 0 | 0 | 0 | 0 | 0 | 0
2040-08-22 | 23 | 40.63 | -23850 | -131 | -709 | 0 | 0 | 0 | 925 | 0 | 0 | 859 | 52 | 335 | 10075 | 3273 | 4347 | 0 | 1075 | 0 | 220 | 1307 | 0 | 560 | 1200 | 0 | 462 | 0 | 0 | 0 | 0 | 0 | 0 | 0 | 0 | 0
2040-08-22 | 24 | 37.96 | -21690 | -141 | -582 | 0 | 0 | 0 | 528 | 0 | 0 | 562 | 52 | 335 | 8531 | 3273 | 4359 | 0 | 1140 | 0 | 218 | 1277 | 0 | 476 | 1200 | 0 | 462 | 0 | 0 | 0 | 0 | 0 | 0 | 0 | 0 | 0
2040-08-23 | 1 | 28.5 | -19979 | -157 | -509 | 0 | 0 | -363 | 2198 | 0 | 0 | 366 | 52 | 335 | 4899 | 3273 | 4538 | 0 | 1205 | 0 | 217 | 1263 | 0 | 1000 | 1200 | 0 | 462 | 0 | 0 | 0 | 0 | 0 | 0 | 0 | 0 | 0
2040-08-23 | 2 | 28.5 | -18796 | -167 | -454 | 0 | 0 | -544 | 1358 | 0 | 0 | 315 | 52 | 335 | 4511 | 3273 | 4801 | 0 | 1211 | 0 | 217 | 1227 | 0 | 1000 | 1200 | 0 | 462 | 0 | 0 | 0 | 0 | 0 | 0 | 0 | 0 | 0
2040-08-23 | 3 | 28.5 | -17992 | -188 | -400 | 0 | 0 | -249 | 793 | 0 | 0 | 341 | 52 | 335 | 4344 | 3273 | 4401 | 0 | 1214 | 0 | 216 | 1211 | 0 | 989 | 1200 | 0 | 462 | 0 | 0 | 0 | 0 | 0 | 0 | 0 | 0 | 0
2040-08-23 | 4 | 30.53 | -17447 | -225 | -382 | 0 | 0 | 0 | 528 | 0 | 0 | 315 | 52 | 335 | 4444 | 3273 | 4280 | 0 | 1222 | 0 | 210 | 1202 | 0 | 531 | 1200 | 0 | 462 | 0 | 0 | 0 | 0 | 0 | 0 | 0 | 0 | 0
2040-08-23 | 5 | 33.86 | -17383 | -246 | -363 | 0 | 0 | 0 | 528 | 0 | 0 | 362 | 52 | 335 | 4886 | 3273 | 3749 | 0 | 1216 | 0 | 208 | 1194 | 0 | 527 | 1200 | 0 | 462 | 0 | 0 | 0 | 0 | 0 | 0 | 0 | 0 | 0
2040-08-23 | 6 | 37.19 | -18135 | -267 | -382 | 0 | 0 | 0 | 893 | 0 | 0 | 366 | 52 | 335 | 5664 | 3273 | 3322 | 0 | 1306 | 0 | 212 | 1193 | 0 | 506 | 1200 | 0 | 462 | 0 | 0 | 0 | 0 | 0 | 0 | 0 | 0 | 0
2040-08-23 | 7 | 38.51 | -19541 | -288 | -491 | 0 | 0 | 311 | 1886 | 0 | 0 | 366 | 52 | 335 | 6504 | 3273 | 2716 | 0 | 1239 | 143 | 217 | 1188 | 0 | 428 | 1200 | 0 | 462 | 0 | 0 | 0 | 0 | 0 | 0 | 0 | 0 | 0
2040-08-23 | 8 | 38.51 | -20837 | -314 | -600 | 0 | 0 | 312 | 2806 | 0 | 0 | 409 | 52 | 335 | 7101 | 3273 | 2121 | 0 | 1014 | 849 | 220 | 1205 | 0 | 393 | 1200 | 0 | 462 | 0 | 0 | 0 | 0 | 0 | 0 | 0 | 0 | 0
2040-08-23 | 9 | 37.91 | -21770 | -267 | -727 | 0 | 0 | 0 | 3472 | 0 | 0 | 409 | 52 | 335 | 7287 | 3273 | 1432 | 0 | 966 | 2073 | 219 | 1235 | 0 | 350 | 1200 | 0 | 462 | 0 | 0 | 0 | 0 | 0 | 0 | 0 | 0 | 0
2040-08-23 | 10 | 34.83 | -22388 | -246 | -854 | 0 | 0 | 0 | 3905 | 0 | 0 | 366 | 52 | 335 | 6128 | 3273 | 776 | 0 | 1090 | 4096 | 219 | 1260 | 0 | 328 | 1200 | 0 | 462 | 0 | 0 | 0 | 0 | 0 | 0 | 0 | 0 | 0
2040-08-23 | 11 | 28.5 | -23086 | -204 | -818 | 0 | 0 | -232 | 4402 | 0 | 0 | 315 | 52 | 335 | 4822 | 3273 | 527 | 0 | 1183 | 5971 | 219 | 1272 | 0 | 307 | 1200 | 0 | 462 | 0 | 0 | 0 | 0 | 0 | 0 | 0 | 0 | 0
2040-08-23 | 12 | 28.5 | -23623 | -167 | -709 | 0 | 0 | -327 | 4782 | 0 | 0 | 315 | 52 | 335 | 4822 | 3273 | 197 | 0 | 1405 | 6175 | 220 | 1283 | 0 | 305 | 1200 | 0 | 462 | 0 | 0 | 0 | 0 | 0 | 0 | 0 | 0 | 0
2040-08-23 | 13 | 28.5 | -23793 | -157 | -927 | 0 | 0 | -891 | 4904 | 0 | 0 | 315 | 52 | 335 | 4596 | 3273 | 231 | 0 | 1478 | 7091 | 220 | 1298 | 0 | 313 | 1200 | 0 | 462 | 0 | 0 | 0 | 0 | 0 | 0 | 0 | 0 | 0
2040-08-23 | 14 | 28.5 | -24157 | -131 | -909 | 0 | 0 | -1829 | 5162 | 0 | 0 | 315 | 52 | 335 | 4499 | 3273 | 311 | 0 | 1588 | 7963 | 220 | 1304 | 0 | 341 | 1200 | 0 | 462 | 0 | 0 | 0 | 0 | 0 | 0 | 0 | 0 | 0
2040-08-23 | 15 | 28.5 | -24330 | -120 | -818 | 0 | 0 | -1324 | 5284 | 0 | 0 | 315 | 52 | 335 | 4399 | 3273 | 444 | 0 | 1667 | 7288 | 220 | 1305 | 0 | 349 | 1200 | 0 | 462 | 0 | 0 | 0 | 0 | 0 | 0 | 0 | 0 | 0
2040-08-23 | 16 | 28.5 | -24165 | -120 | -1072 | 0 | 0 | -9 | 5168 | 0 | 0 | 315 | 52 | 335 | 4395 | 3273 | 696 | 0 | 1689 | 5904 | 220 | 1320 | 0 | 338 | 1200 | 0 | 462 | 0 | 0 | 0 | 0 | 0 | 0 | 0 | 0 | 0
2040-08-23 | 17 | 37.79 | -23929 | -120 | -1381 | 0 | 0 | 0 | 4999 | 0 | 0 | 366 | 52 | 335 | 6436 | 3273 | 895 | 0 | 1701 | 3817 | 220 | 1317 | 0 | 357 | 1200 | 0 | 462 | 0 | 0 | 0 | 0 | 0 | 0 | 0 | 0 | 0
2040-08-23 | 18 | 38.51 | -23381 | -131 | -1654 | 0 | 0 | 1247 | 4613 | 0 | 0 | 559 | 52 | 335 | 7178 | 3273 | 792 | 0 | 1695 | 1845 | 220 | 1301 | 0 | 394 | 1200 | 0 | 462 | 0 | 0 | 0 | 0 | 0 | 0 | 0 | 0 | 0
2040-08-23 | 19 | 38.51 | -22611 | -157 | -1581 | 0 | 0 | 1324 | 4063 | 0 | 0 | 739 | 52 | 335 | 7592 | 3273 | 974 | 0 | 1645 | 751 | 220 | 1289 | 0 | 431 | 1200 | 0 | 462 | 0 | 0 | 0 | 0 | 0 | 0 | 0 | 0 | 0
2040-08-23 | 20 | 38.51 | -22138 | -167 | -1109 | 0 | 0 | 1074 | 3731 | 0 | 0 | 629 | 52 | 335 | 7689 | 3273 | 1290 | 0 | 1603 | 107 | 220 | 1307 | 0 | 444 | 1200 | 0 | 462 | 0 | 0 | 0 | 0 | 0 | 0 | 0 | 0 | 0
2040-08-23 | 21 | 37.96 | -21730 | -204 | -1018 | 0 | 0 | 0 | 3440 | 0 | 0 | 544 | 52 | 335 | 8291 | 3273 | 1662 | 0 | 1694 | 0 | 220 | 1313 | 0 | 466 | 1200 | 0 | 462 | 0 | 0 | 0 | 0 | 0 | 0 | 0 | 0 | 0
2040-08-23 | 22 | 36.55 | -20455 | -246 | -854 | 0 | 0 | 0 | 2536 | 0 | 0 | 464 | 52 | 335 | 7444 | 3273 | 2141 | 0 | 1609 | 0 | 220 | 1314 | 0 | 505 | 1200 | 0 | 462 | 0 | 0 | 0 | 0 | 0 | 0 | 0 | 0 | 0
2040-08-23 | 23 | 35.41 | -18747 | -288 | -709 | 0 | 0 | 0 | 1326 | 0 | 0 | 367 | 52 | 335 | 6650 | 3273 | 2321 | 0 | 1671 | 0 | 220 | 1307 | 0 | 560 | 1200 | 0 | 462 | 0 | 0 | 0 | 0 | 0 | 0 | 0 | 0 | 0
2040-08-23 | 24 | 33.6 | -17055 | -340 | -582 | 0 | 0 | 0 | 528 | 0 | 0 | 366 | 52 | 335 | 5470 | 3273 | 2703 | 0 | 1617 | 0 | 218 | 1277 | 0 | 476 | 1200 | 0 | 462 | 0 | 0 | 0 | 0 | 0 | 0 | 0 | 0 | 0
2040-08-24 | 1 | 14.21 | -15750 | -366 | -509 | 0 | 0 | -430 | 1490 | 0 | 0 | 315 | 52 | 175 | 3816 | 3273 | 2215 | 0 | 1576 | 0 | 217 | 1263 | 0 | 1000 | 1200 | 0 | 462 | 0 | 0 | 0 | 0 | 0 | 0 | 0 | 0 | 0
2040-08-24 | 2 | 19.21 | -14862 | -397 | -454 | 0 | 0 | 222 | 729 | 0 | 0 | 315 | 52 | 160 | 3432 | 3273 | 1951 | 0 | 1474 | 0 | 217 | 1227 | 0 | 1000 | 1200 | 0 | 462 | 0 | 0 | 0 | 0 | 0 | 0 | 0 | 0 | 0
2040-08-24 | 3 | 19.2 | -14291 | -460 | -400 | 0 | 0 | 0 | 528 | 0 | 0 | 315 | 52 | 157 | 3101 | 3273 | 2307 | 0 | 1339 | 0 | 216 | 1211 | 0 | 989 | 1200 | 0 | 462 | 0 | 0 | 0 | 0 | 0 | 0 | 0 | 0 | 0
2040-08-24 | 4 | 17.48 | -13965 | -460 | -382 | 0 | 0 | 0 | 528 | 0 | 0 | 315 | 52 | 157 | 2578 | 3273 | 3244 | 0 | 1054 | 0 | 210 | 1202 | 0 | 531 | 1200 | 0 | 462 | 0 | 0 | 0 | 0 | 0 | 0 | 0 | 0 | 0
2040-08-24 | 5 | 19.2 | -13878 | -497 | -363 | 0 | 0 | 12 | 528 | 0 | 0 | 314 | 52 | 157 | 1435 | 3273 | 4217 | 0 | 1158 | 0 | 208 | 1194 | 0 | 527 | 1200 | 0 | 462 | 0 | 0 | 0 | 0 | 0 | 0 | 0 | 0 | 0
2040-08-24 | 6 | 15.76 | -14149 | -565 | -382 | 0 | 0 | 0 | 528 | 0 | 0 | 314 | 52 | 157 | 210 | 3273 | 5766 | 0 | 1230 | 0 | 212 | 1193 | 0 | 506 | 1200 | 0 | 453 | 0 | 0 | 0 | 0 | 0 | 0 | 0 | 0 | 0
2040-08-24 | 7 | 19.2 | -14720 | -565 | -491 | 0 | 0 | 84 | 608 | 0 | 0 | 314 | 52 | 157 | 436 | 3273 | 6111 | 0 | 1053 | 240 | 217 | 1188 | 0 | 428 | 1200 | 0 | 413 | 0 | 0 | 0 | 0 | 0 | 0 | 0 | 0 | 0
2040-08-24 | 8 | -35 | -15855 | -528 | -600 | 0 | 0 | -457 | 1580 | 0 | 0 | 0 | 48 | 157 | 209 | 3273 | 6256 | 0 | 1081 | 1537 | 220 | 1205 | 0 | 393 | 1200 | 0 | 282 | 0 | 0 | 0 | 0 | 0 | 0 | 0 | 0 | 0
2040-08-24 | 9 | -35 | -17185 | -429 | -727 | 0 | 0 | -1096 | 2716 | 0 | 0 | 0 | 48 | 157 | 10 | 3273 | 5681 | 0 | 128 | 4137 | 219 | 1235 | 0 | 350 | 1200 | 0 | 282 | 0 | 792 | 0 | 0 | 0 | 0 | 0 | 0 | 0
2040-08-24 | 10 | -40 | -18399 | -314 | -854 | -238 | -1005 | -1853 | 3752 | 0 | 0 | 0 | 48 | 157 | 10 | 3273 | 4931 | 0 | 0 | 7204 | 219 | 1260 | 0 | 328 | 1200 | 0 | 282 | 0 | 914 | 0 | 0 | 0 | 0 | 0 | 0 | 0
2040-08-24 | 11 | -40 | -19293 | -246 | -818 | -908 | -1781 | -1859 | 4513 | 0 | 0 | 0 | 48 | 157 | 10 | 3273 | 3862 | 0 | 0 | 9762 | 219 | 1272 | 0 | 307 | 1200 | 0 | 282 | 1015 | 691 | 0 | 0 | 0 | 0 | 0 | 0 | 0
2040-08-24 | 12 | -40 | -19923 | -204 | -709 | -908 | -1931 | -1859 | 5052 | 0 | 0 | 0 | 48 | 157 | 10 | 3273 | 3094 | 0 | 0 | 10611 | 220 | 1283 | 0 | 305 | 1200 | 0 | 282 | 2171 | 772 | 0 | 0 | 0 | 0 | 0 | 0 | 0
2040-08-24 | 13 | -40 | -20164 | -188 | -927 | -908 | -2000 | -1859 | 5258 | 0 | 0 | 0 | 48 | 157 | 10 | 3273 | 3530 | 0 | 0 | 10458 | 220 | 1298 | 0 | 313 | 1200 | 0 | 282 | 1302 | 569 | 0 | 0 | 0 | 0 | 0 | 0 | 0
2040-08-24 | 14 | -40 | -20139 | -188 | -909 | -897 | -1859 | -1859 | 5236 | 0 | 0 | 0 | 48 | 157 | 10 | 3273 | 4291 | 0 | 0 | 9488 | 220 | 1304 | 0 | 341 | 1200 | 0 | 282 | 588 | 484 | 0 | 0 | 0 | 0 | 0 | 0 | 0
2040-08-24 | 15 | -40 | -20154 | -167 | -818 | -214 | -413 | -1859 | 5252 | 0 | 0 | 0 | 48 | 157 | 0 | 3273 | 2791 | 0 | 0 | 8748 | 220 | 1305 | 0 | 349 | 1200 | 0 | 282 | 2201 | 363 | 0 | 0 | 0 | 0 | 0 | 0 | 0
2040-08-24 | 16 | -40 | -20140 | -157 | -1072 | 0 | -169 | -1244 | 5236 | 0 | 0 | 0 | 48 | 157 | 0 | 3273 | 3155 | 0 | 0 | 7552 | 220 | 1320 | 0 | 338 | 1200 | 0 | 282 | 2177 | 248 | 0 | 0 | 0 | 0 | 0 | 0 | 0
2040-08-24 | 17 | -40 | -20193 | -167 | -1381 | 0 | -5 | -1168 | 5284 | 0 | 0 | 0 | 48 | 157 | 0 | 3273 | 5145 | 0 | 0 | 5632 | 220 | 1317 | 0 | 357 | 1200 | 0 | 282 | 233 | 202 | 0 | 0 | 0 | 0 | 0 | 0 | 0
2040-08-24 | 18 | 0.13 | -20164 | -167 | -1654 | 0 | 0 | 183 | 5258 | 0 | 0 | 314 | 52 | 157 | 0 | 3273 | 5969 | 0 | 206 | 3101 | 220 | 1301 | 0 | 394 | 1200 | 0 | 357 | 0 | 0 | 0 | 0 | 0 | 0 | 0 | 0 | 0
2040-08-24 | 19 | 0.13 | -19872 | -188 | -1581 | 0 | 0 | 1842 | 5009 | 0 | 0 | 314 | 52 | 157 | 0 | 3273 | 6206 | 0 | 197 | 1076 | 220 | 1289 | 0 | 431 | 1200 | 0 | 374 | 0 | 0 | 0 | 0 | 0 | 0 | 0 | 0 | 0
2040-08-24 | 20 | 0.15 | -19534 | -225 | -1109 | 0 | 0 | 1859 | 4719 | 0 | 0 | 314 | 52 | 157 | 0 | 3273 | 6547 | 0 | 248 | 106 | 220 | 1307 | 0 | 444 | 1200 | 0 | 421 | 0 | 0 | 0 | 0 | 0 | 0 | 0 | 0 | 0
2040-08-24 | 21 | 0.13 | -19378 | -267 | -1018 | 0 | 0 | 1734 | 4587 | 0 | 0 | 314 | 52 | 157 | 0 | 3273 | 6696 | 0 | 277 | 0 | 220 | 1313 | 0 | 466 | 1200 | 0 | 373 | 0 | 0 | 0 | 0 | 0 | 0 | 0 | 0 | 0
2040-08-24 | 22 | 0.13 | -18472 | -288 | -854 | 0 | 0 | 1437 | 3815 | 0 | 0 | 314 | 52 | 157 | 0 | 3273 | 6680 | 0 | 272 | 0 | 220 | 1314 | 0 | 505 | 1200 | 0 | 373 | 0 | 0 | 0 | 0 | 0 | 0 | 0 | 0 | 0
2040-08-24 | 23 | 0.13 | -17231 | -314 | -709 | 0 | 0 | 1220 | 2753 | 0 | 0 | 314 | 52 | 157 | 0 | 3273 | 6601 | 0 | 222 | 0 | 220 | 1307 | 0 | 560 | 1200 | 0 | 373 | 0 | 0 | 0 | 0 | 0 | 0 | 0 | 0 | 0
2040-08-24 | 24 | 0.13 | -15939 | -340 | -582 | 0 | 0 | 1853 | 1649 | 0 | 0 | 314 | 52 | 157 | 0 | 3273 | 5828 | 0 | 189 | 0 | 218 | 1277 | 0 | 476 | 1200 | 0 | 373 | 0 | 0 | 0 | 0 | 0 | 0 | 0 | 0 | 0
2040-08-25 | 1 | -39.86 | -14923 | -366 | -672 | 0 | 1322 | 0 | 1353 | 0 | 0 | 0 | 48 | 157 | 0 | 3273 | 5830 | 0 | 0 | 0 | 217 | 1263 | 0 | 1000 | 1200 | 0 | 299 | 0 | 184 | 0 | 0 | 0 | 0 | 0 | 0 | 0
2040-08-25 | 2 | -39.86 | -14206 | -366 | -582 | 0 | 1143 | 0 | 713 | 0 | 0 | 0 | 48 | 157 | 0 | 3273 | 5893 | 0 | 0 | 0 | 217 | 1227 | 0 | 1000 | 1200 | 0 | 282 | 0 | 198 | 0 | 0 | 0 | 0 | 0 | 0 | 0
2040-08-25 | 3 | -39.86 | -13782 | -429 | -527 | 0 | 904 | 0 | 528 | 0 | 0 | 0 | 48 | 157 | 0 | 3273 | 5930 | 0 | 0 | 0 | 216 | 1211 | 0 | 989 | 1200 | 0 | 282 | 0 | 203 | 0 | 0 | 0 | 0 | 0 | 0 | 0
2040-08-25 | 4 | -39.86 | -13487 | -460 | -472 | 0 | 829 | 0 | 528 | 0 | 0 | 0 | 48 | 157 | 0 | 3273 | 6160 | 0 | 0 | 0 | 210 | 1202 | 0 | 531 | 1200 | 0 | 282 | 0 | 178 | 0 | 0 | 0 | 0 | 0 | 0 | 0
2040-08-25 | 5 | -39.86 | -13447 | -497 | -472 | 0 | 912 | 0 | 528 | 0 | 0 | 0 | 48 | 157 | 0 | 3273 | 6087 | 0 | 0 | 0 | 208 | 1194 | 0 | 527 | 1200 | 0 | 282 | 0 | 110 | 0 | 0 | 0 | 0 | 0 | 0 | 0
2040-08-25 | 6 | -39.86 | -13609 | -528 | -491 | 0 | 1093 | 0 | 528 | 0 | 0 | 0 | 48 | 157 | 0 | 3273 | 6136 | 0 | 0 | 0 | 212 | 1193 | 0 | 506 | 1200 | 0 | 282 | 0 | 112 | 0 | 0 | 0 | 0 | 0 | 0 | 0
2040-08-25 | 7 | -39.86 | -13996 | -497 | -545 | 0 | 1439 | 0 | 528 | 0 | 0 | 0 | 48 | 157 | 0 | 3273 | 6045 | 0 | 0 | 233 | 217 | 1188 | 0 | 428 | 1200 | 0 | 282 | 0 | 103 | 0 | 0 | 0 | 0 | 0 | 0 | 0
2040-08-25 | 8 | -39.86 | -14948 | -497 | -636 | 0 | 192 | 0 | 1374 | 0 | 0 | 0 | 48 | 157 | 0 | 3273 | 6199 | 0 | 0 | 1538 | 220 | 1205 | 0 | 393 | 1200 | 0 | 282 | 0 | 80 | 0 | 0 | 0 | 0 | 0 | 0 | 0
2040-08-25 | 9 | -40 | -16279 | -397 | -763 | 0 | -368 | -1834 | 2563 | 0 | 0 | 0 | 48 | 157 | 0 | 3273 | 6609 | 0 | 0 | 3707 | 219 | 1235 | 0 | 350 | 1200 | 0 | 282 | 0 | 65 | 0 | 0 | 0 | 0 | 0 | 0 | 0
2040-08-25 | 10 | -40 | -17411 | -314 | -909 | 0 | -1781 | -1847 | 3577 | 0 | 0 | 0 | 48 | 157 | 0 | 3273 | 5775 | 0 | 0 | 6142 | 219 | 1260 | 0 | 328 | 1200 | 0 | 282 | 937 | 59 | 0 | 0 | 0 | 0 | 0 | 0 | 0
2040-08-25 | 11 | -40 | -18116 | -288 | -818 | 0 | -1931 | -1859 | 4206 | 0 | 0 | 0 | 48 | 157 | 0 | 3273 | 3816 | 0 | 0 | 8231 | 219 | 1272 | 0 | 307 | 1200 | 0 | 282 | 2759 | 68 | 0 | 0 | 0 | 0 | 0 | 0 | 0
2040-08-25 | 12 | -40 | -18657 | -267 | -909 | 0 | -2000 | -1859 | 4687 | 0 | 0 | 0 | 48 | 157 | 0 | 3273 | 3486 | 0 | 0 | 8751 | 220 | 1283 | 0 | 305 | 1200 | 0 | 282 | 3112 | 89 | 0 | 0 | 0 | 0 | 0 | 0 | 0
2040-08-25 | 13 | -40 | -18940 | -225 | -981 | 0 | -1859 | -1859 | 4941 | 0 | 0 | 0 | 48 | 157 | 0 | 3273 | 2546 | 0 | 0 | 9587 | 220 | 1298 | 0 | 313 | 1200 | 0 | 282 | 4185 | 111 | 0 | 0 | 0 | 0 | 0 | 0 | 0
2040-08-25 | 14 | -40 | -18928 | -204 | -1018 | 0 | -767 | -1859 | 4930 | 0 | 0 | 0 | 48 | 157 | 0 | 3273 | 1563 | 0 | 0 | 9458 | 220 | 1304 | 0 | 341 | 1200 | 0 | 282 | 5145 | 118 | 0 | 0 | 0 | 0 | 0 | 0 | 0
2040-08-25 | 15 | -40 | -18847 | -204 | -1054 | 0 | -219 | -1275 | 4856 | 0 | 0 | 0 | 48 | 157 | 0 | 3273 | 789 | 0 | 0 | 9120 | 220 | 1305 | 0 | 349 | 1200 | 0 | 282 | 6119 | 108 | 0 | 0 | 0 | 0 | 0 | 0 | 0
2040-08-25 | 16 | -40 | -18848 | -225 | -999 | 0 | -150 | -1168 | 4856 | 0 | 0 | 0 | 48 | 157 | 0 | 3273 | 1830 | 0 | 0 | 7867 | 220 | 1320 | 0 | 338 | 1200 | 0 | 282 | 5201 | 94 | 0 | 0 | 0 | 0 | 0 | 0 | 0
2040-08-25 | 17 | -40 | -19071 | -204 | -999 | 0 | -88 | -126 | 5057 | 0 | 0 | 0 | 48 | 157 | 0 | 3273 | 2608 | 0 | 0 | 5970 | 220 | 1317 | 0 | 357 | 1200 | 0 | 282 | 4394 | 95 | 0 | 0 | 0 | 0 | 0 | 0 | 0
2040-08-25 | 18 | -40 | -19325 | -225 | -1018 | 0 | 0 | 0 | 5284 | 0 | 0 | 0 | 48 | 157 | 0 | 3273 | 5219 | 0 | 0 | 3190 | 220 | 1301 | 0 | 394 | 1200 | 0 | 282 | 1894 | 90 | 0 | 0 | 0 | 0 | 0 | 0 | 0
2040-08-25 | 19 | 0 | -19280 | -267 | -1054 | 0 | 0 | 0 | 5242 | 0 | 0 | 301 | 48 | 157 | 0 | 3273 | 7113 | 0 | 88 | 957 | 220 | 1289 | 0 | 431 | 1200 | 0 | 282 | 0 | 0 | 0 | 0 | 0 | 0 | 0 | 0 | 0
2040-08-25 | 20 | 0 | -19129 | -314 | -981 | 0 | 0 | 682 | 5110 | 0 | 0 | 314 | 48 | 157 | 0 | 3273 | 7105 | 0 | 178 | 104 | 220 | 1307 | 0 | 444 | 1200 | 0 | 282 | 0 | 0 | 0 | 0 | 0 | 0 | 0 | 0 | 0
2040-08-25 | 21 | 0 | -19006 | -366 | -927 | 0 | 0 | 606 | 4999 | 0 | 0 | 314 | 48 | 157 | 0 | 3273 | 7041 | 0 | 379 | 0 | 220 | 1313 | 0 | 466 | 1200 | 0 | 282 | 0 | 0 | 0 | 0 | 0 | 0 | 0 | 0 | 0
2040-08-25 | 22 | 0 | -17838 | -429 | -836 | 0 | 0 | 614 | 3958 | 0 | 0 | 314 | 48 | 157 | 0 | 3273 | 6887 | 0 | 331 | 0 | 220 | 1314 | 0 | 505 | 1200 | 0 | 282 | 0 | 0 | 0 | 0 | 0 | 0 | 0 | 0 | 0
2040-08-25 | 23 | 0 | -16312 | -528 | -836 | 0 | 0 | 693 | 2594 | 0 | 0 | 314 | 48 | 157 | 0 | 3273 | 6825 | 0 | 203 | 0 | 220 | 1307 | 0 | 560 | 1200 | 0 | 282 | 0 | 0 | 0 | 0 | 0 | 0 | 0 | 0 | 0
2040-08-25 | 24 | 0 | -14944 | -565 | -763 | 0 | 0 | 812 | 1374 | 0 | 0 | 314 | 48 | 157 | 0 | 3273 | 6640 | 0 | 201 | 0 | 218 | 1277 | 0 | 476 | 1200 | 0 | 282 | 0 | 0 | 0 | 0 | 0 | 0 | 0 | 0 | 0
2040-08-26 | 1 | -36.78 | -13998 | -643 | -672 | 256 | 808 | 0 | 528 | 0 | 0 | 0 | 48 | 157 | 0 | 3273 | 6281 | 0 | 0 | 0 | 217 | 1263 | 0 | 1000 | 1200 | 0 | 282 | 0 | 193 | 0 | 0 | 0 | 0 | 0 | 0 | 0
2040-08-26 | 2 | -36.78 | -13413 | -643 | -582 | 6 | 253 | 0 | 528 | 0 | 0 | 0 | 48 | 157 | 0 | 3273 | 6447 | 0 | 0 | 0 | 217 | 1227 | 0 | 1000 | 1200 | 0 | 282 | 0 | 185 | 0 | 0 | 0 | 0 | 0 | 0 | 0
2040-08-26 | 3 | -36.78 | -13092 | -685 | -527 | 0 | 331 | 0 | 528 | 0 | 0 | 0 | 48 | 157 | 0 | 3273 | 6069 | 0 | 0 | 0 | 216 | 1211 | 0 | 989 | 1200 | 0 | 282 | 0 | 151 | 0 | 0 | 0 | 0 | 0 | 0 | 0
2040-08-26 | 4 | -36.78 | -13009 | -727 | -472 | 21 | 677 | 0 | 528 | 0 | 0 | 0 | 48 | 157 | 0 | 3273 | 6080 | 0 | 0 | 0 | 210 | 1202 | 0 | 531 | 1200 | 0 | 282 | 0 | 128 | 0 | 0 | 0 | 0 | 0 | 0 | 0
2040-08-26 | 5 | -36.78 | -13351 | -774 | -472 | 21 | 900 | 0 | 528 | 0 | 0 | 0 | 48 | 157 | 0 | 3273 | 6260 | 0 | 0 | 0 | 208 | 1194 | 0 | 527 | 1200 | 0 | 282 | 0 | 113 | 0 | 0 | 0 | 0 | 0 | 0 | 0
2040-08-26 | 6 | -36.78 | -14462 | -821 | -491 | 201 | 1667 | 0 | 528 | 0 | 0 | 0 | 48 | 157 | 0 | 3273 | 6507 | 0 | 0 | 0 | 212 | 1193 | 0 | 506 | 1200 | 0 | 282 | 0 | 117 | 0 | 0 | 0 | 0 | 0 | 0 | 0
2040-08-26 | 7 | -36.78 | -16082 | -821 | -545 | 853 | 2000 | 0 | 703 | 0 | 0 | 0 | 48 | 157 | 0 | 3273 | 6859 | 0 | 0 | 241 | 217 | 1188 | 0 | 428 | 1200 | 0 | 282 | 0 | 147 | 0 | 0 | 0 | 0 | 0 | 0 | 0
2040-08-26 | 8 | -36.78 | -17559 | -727 | -636 | 574 | 1236 | 0 | 1865 | 0 | 0 | 0 | 48 | 157 | 0 | 3273 | 6927 | 0 | 0 | 1542 | 220 | 1205 | 0 | 393 | 1200 | 0 | 282 | 0 | 181 | 0 | 0 | 0 | 0 | 0 | 0 | 0
2040-08-26 | 9 | -40 | -18557 | -565 | -763 | -50 | -568 | 0 | 2653 | 0 | 0 | 0 | 48 | 157 | 0 | 3273 | 6895 | 0 | 0 | 4191 | 219 | 1235 | 0 | 350 | 1200 | 0 | 282 | 0 | 278 | 0 | 0 | 0 | 0 | 0 | 0 | 0
2040-08-26 | 10 | -40 | -19580 | -429 | -909 | -897 | -1809 | -887 | 3456 | 0 | 0 | 0 | 48 | 157 | 0 | 3273 | 6700 | 0 | 0 | 7587 | 219 | 1260 | 0 | 328 | 1200 | 0 | 282 | 0 | 249 | 0 | 0 | 0 | 0 | 0 | 0 | 0
2040-08-26 | 11 | -40 | -20495 | -288 | -818 | -897 | -2000 | -1859 | 4180 | 0 | 0 | 0 | 48 | 157 | 0 | 3273 | 5139 | 0 | 0 | 10279 | 219 | 1272 | 0 | 307 | 1200 | 0 | 282 | 1405 | 156 | 0 | 0 | 0 | 0 | 0 | 0 | 0
2040-08-26 | 12 | -40 | -21139 | -246 | -909 | -404 | -2000 | -1859 | 4687 | 0 | 0 | 0 | 48 | 157 | 0 | 3273 | 3330 | 0 | 0 | 11771 | 220 | 1283 | 0 | 305 | 1200 | 0 | 282 | 3185 | 146 | 0 | 0 | 0 | 0 | 0 | 0 | 0
2040-08-26 | 13 | -40 | -21536 | -204 | -981 | 0 | -1859 | 0 | 4999 | 0 | 0 | 0 | 48 | 157 | 0 | 3273 | 827 | 0 | 0 | 11964 | 220 | 1298 | 0 | 313 | 1200 | 0 | 282 | 5408 | 135 | 0 | 0 | 0 | 0 | 0 | 0 | 0
2040-08-26 | 14 | -40 | -21806 | -188 | -1018 | 0 | -739 | 0 | 5210 | 0 | 0 | 0 | 48 | 157 | 0 | 3273 | 0 | 0 | 0 | 11716 | 220 | 1304 | 0 | 341 | 1200 | 0 | 282 | 5900 | 168 | 0 | 0 | 0 | 0 | 0 | 0 | 0
2040-08-26 | 15 | -40 | -21899 | -157 | -1054 | 0 | -177 | 0 | 5284 | 0 | 0 | 0 | 48 | 157 | 0 | 3273 | 207 | 0 | 0 | 10962 | 220 | 1305 | 0 | 349 | 1200 | 0 | 282 | 5299 | 143 | 0 | 0 | 0 | 0 | 0 | 0 | 0
2040-08-26 | 16 | -40 | -21779 | -157 | -999 | 0 | 0 | 0 | 5189 | 0 | 0 | 0 | 48 | 157 | 0 | 3273 | 1839 | 0 | 0 | 9070 | 220 | 1320 | 0 | 338 | 1200 | 0 | 282 | 3507 | 127 | 0 | 0 | 0 | 0 | 0 | 0 | 0
2040-08-26 | 17 | -40 | -21734 | -157 | -999 | 0 | 0 | 0 | 5152 | 0 | 0 | 0 | 48 | 157 | 0 | 3273 | 4374 | 0 | 0 | 6502 | 220 | 1317 | 0 | 357 | 1200 | 0 | 291 | 645 | 97 | 0 | 0 | 0 | 0 | 0 | 0 | 0
2040-08-26 | 18 | 20.92 | -21722 | -167 | -1018 | 0 | 25 | 1083 | 5147 | 0 | 0 | 315 | 52 | 157 | 1048 | 3273 | 4896 | 0 | 88 | 3286 | 220 | 1301 | 0 | 394 | 1200 | 0 | 422 | 0 | 0 | 0 | 0 | 0 | 0 | 0 | 0 | 0
2040-08-26 | 19 | 20.92 | -21391 | -188 | -1054 | 541 | 625 | 1309 | 4882 | 0 | 0 | 353 | 52 | 157 | 2529 | 3273 | 4164 | 0 | 75 | 1070 | 220 | 1289 | 0 | 431 | 1200 | 0 | 462 | 0 | 0 | 0 | 0 | 0 | 0 | 0 | 0 | 0
2040-08-26 | 20 | 20.92 | -20994 | -225 | -981 | 687 | 1200 | 1724 | 4571 | 0 | 0 | 366 | 52 | 157 | 2819 | 3273 | 3496 | 0 | 130 | 92 | 220 | 1307 | 0 | 444 | 1200 | 0 | 462 | 0 | 0 | 0 | 0 | 0 | 0 | 0 | 0 | 0
2040-08-26 | 21 | 20.92 | -20554 | -288 | -927 | 688 | 1492 | 1700 | 4222 | 0 | 0 | 366 | 52 | 157 | 2771 | 3273 | 3175 | 0 | 212 | 0 | 220 | 1313 | 0 | 466 | 1200 | 0 | 462 | 0 | 0 | 0 | 0 | 0 | 0 | 0 | 0 | 0
2040-08-26 | 22 | 20.92 | -19056 | -340 | -836 | 734 | 1667 | 1723 | 3044 | 0 | 0 | 390 | 52 | 157 | 2753 | 3273 | 2557 | 0 | 182 | 0 | 220 | 1314 | 0 | 505 | 1200 | 0 | 462 | 0 | 0 | 0 | 0 | 0 | 0 | 0 | 0 | 0
2040-08-26 | 23 | 20.92 | -17210 | -429 | -836 | 449 | 1667 | 1724 | 1590 | 0 | 0 | 366 | 52 | 157 | 2753 | 3273 | 2574 | 0 | 121 | 0 | 220 | 1307 | 0 | 560 | 1200 | 0 | 462 | 0 | 0 | 0 | 0 | 0 | 0 | 0 | 0 | 0
2040-08-26 | 24 | 20.92 | -15613 | -460 | -763 | 404 | 1195 | 1858 | 528 | 0 | 0 | 366 | 52 | 157 | 3021 | 3273 | 2201 | 0 | 147 | 0 | 218 | 1277 | 0 | 476 | 1200 | 0 | 462 | 0 | 0 | 0 | 0 | 0 | 0 | 0 | 0 | 0
2040-08-27 | 1 | 29.9 | -14515 | -528 | -509 | 0 | 0 | 0 | 528 | 0 | 0 | 366 | 52 | 317 | 5004 | 3273 | 1680 | 0 | 190 | 0 | 217 | 1263 | 0 | 1000 | 1200 | 0 | 462 | 0 | 0 | 0 | 0 | 0 | 0 | 0 | 0 | 0
2040-08-27 | 2 | 29.97 | -13842 | -565 | -454 | 0 | 0 | 0 | 528 | 0 | 0 | 366 | 52 | 332 | 5005 | 3273 | 1075 | 0 | 123 | 0 | 217 | 1227 | 0 | 1000 | 1200 | 0 | 462 | 0 | 0 | 0 | 0 | 0 | 0 | 0 | 0 | 0
2040-08-27 | 3 | 31.49 | -13464 | -643 | -400 | 0 | 0 | 0 | 528 | 0 | 0 | 366 | 52 | 335 | 5128 | 3273 | 637 | 0 | 110 | 0 | 216 | 1211 | 0 | 989 | 1200 | 0 | 462 | 0 | 0 | 0 | 0 | 0 | 0 | 0 | 0 | 0
2040-08-27 | 4 | 33.01 | -13332 | -643 | -382 | 0 | 0 | 0 | 528 | 0 | 0 | 366 | 52 | 335 | 5543 | 3273 | 545 | 0 | 110 | 0 | 210 | 1202 | 0 | 531 | 1200 | 0 | 462 | 0 | 0 | 0 | 0 | 0 | 0 | 0 | 0 | 0
2040-08-27 | 5 | 33.86 | -13629 | -685 | -363 | 0 | 0 | 0 | 528 | 0 | 0 | 366 | 52 | 335 | 5846 | 3273 | 566 | 0 | 120 | 0 | 208 | 1194 | 0 | 527 | 1200 | 0 | 462 | 0 | 0 | 0 | 0 | 0 | 0 | 0 | 0 | 0
2040-08-27 | 6 | 36.77 | -14694 | -685 | -382 | 0 | 0 | 0 | 528 | 0 | 0 | 406 | 52 | 335 | 7017 | 3273 | 400 | 0 | 178 | 0 | 212 | 1193 | 0 | 506 | 1200 | 0 | 462 | 0 | 0 | 0 | 0 | 0 | 0 | 0 | 0 | 0
2040-08-27 | 7 | 38.72 | -16369 | -727 | -491 | 0 | 0 | 0 | 856 | 0 | 0 | 544 | 52 | 335 | 8173 | 3273 | 447 | 0 | 210 | 202 | 217 | 1188 | 0 | 428 | 1200 | 0 | 462 | 0 | 0 | 0 | 0 | 0 | 0 | 0 | 0 | 0
2040-08-27 | 8 | 37.36 | -17819 | -643 | -600 | 0 | 0 | 0 | 1992 | 0 | 0 | 409 | 52 | 335 | 7383 | 3273 | 357 | 0 | 288 | 1493 | 220 | 1205 | 0 | 393 | 1200 | 0 | 462 | 0 | 0 | 0 | 0 | 0 | 0 | 0 | 0 | 0
2040-08-27 | 9 | 31.75 | -18829 | -497 | -727 | 0 | 0 | 0 | 2785 | 0 | 0 | 366 | 52 | 335 | 5306 | 3273 | 245 | 0 | 223 | 4002 | 219 | 1235 | 0 | 350 | 1200 | 0 | 462 | 0 | 0 | 0 | 0 | 0 | 0 | 0 | 0 | 0
2040-08-27 | 10 | 27.72 | -19824 | -340 | -854 | 0 | 0 | -1325 | 3567 | 0 | 0 | 315 | 52 | 335 | 4347 | 3273 | 174 | 0 | 102 | 6710 | 219 | 1260 | 0 | 328 | 1200 | 0 | 462 | 0 | 0 | 0 | 0 | 0 | 0 | 0 | 0 | 0
2040-08-27 | 11 | 26.64 | -20677 | -246 | -818 | 0 | -701 | -1859 | 4232 | 0 | 0 | 314 | 52 | 335 | 3800 | 3273 | 202 | 0 | 67 | 8566 | 219 | 1272 | 0 | 307 | 1200 | 0 | 462 | 0 | 0 | 0 | 0 | 0 | 0 | 0 | 0 | 0
2040-08-27 | 12 | 26.64 | -21265 | -204 | -709 | 0 | -1722 | -1859 | 4697 | 0 | 0 | 314 | 52 | 335 | 3800 | 3273 | 440 | 0 | 42 | 9337 | 220 | 1283 | 0 | 305 | 1200 | 0 | 462 | 0 | 0 | 0 | 0 | 0 | 0 | 0 | 0 | 0
2040-08-27 | 13 | 26.64 | -21472 | -167 | -927 | 0 | -1446 | -1859 | 4856 | 0 | 0 | 314 | 52 | 335 | 3419 | 3273 | 479 | 0 | 38 | 9613 | 220 | 1298 | 0 | 313 | 1200 | 0 | 462 | 0 | 0 | 0 | 0 | 0 | 0 | 0 | 0 | 0
2040-08-27 | 14 | 26.64 | -21813 | -167 | -909 | 0 | -1527 | -1859 | 5125 | 0 | 0 | 314 | 52 | 335 | 3247 | 3273 | 414 | 0 | 56 | 9931 | 220 | 1304 | 0 | 341 | 1200 | 0 | 462 | 0 | 0 | 0 | 0 | 0 | 0 | 0 | 0 | 0
2040-08-27 | 15 | 26.64 | -22017 | -167 | -818 | 0 | -229 | -1859 | 5284 | 0 | 0 | 314 | 52 | 335 | 3067 | 3273 | 311 | 0 | 85 | 8833 | 220 | 1305 | 0 | 349 | 1200 | 0 | 462 | 0 | 0 | 0 | 0 | 0 | 0 | 0 | 0 | 0
2040-08-27 | 16 | 27.72 | -21945 | -167 | -1072 | 0 | 0 | -258 | 5226 | 0 | 0 | 315 | 52 | 335 | 3368 | 3273 | 217 | 0 | 118 | 6999 | 220 | 1320 | 0 | 338 | 1200 | 0 | 462 | 0 | 0 | 0 | 0 | 0 | 0 | 0 | 0 | 0
2040-08-27 | 17 | 37.44 | -21850 | -157 | -1381 | 0 | 0 | 0 | 5152 | 0 | 0 | 366 | 52 | 335 | 5421 | 3273 | 272 | 0 | 163 | 4799 | 220 | 1317 | 0 | 357 | 1200 | 0 | 462 | 0 | 0 | 0 | 0 | 0 | 0 | 0 | 0 | 0
2040-08-27 | 18 | 37.46 | -21803 | -167 | -1654 | 0 | 626 | 1306 | 5115 | 0 | 0 | 473 | 52 | 335 | 5742 | 3273 | 288 | 0 | 197 | 2641 | 220 | 1301 | 0 | 394 | 1200 | 0 | 462 | 0 | 0 | 0 | 0 | 0 | 0 | 0 | 0 | 0
2040-08-27 | 19 | 37.46 | -21424 | -188 | -1581 | 0 | 1645 | 1549 | 4819 | 0 | 0 | 739 | 52 | 335 | 5753 | 3273 | 209 | 0 | 341 | 877 | 220 | 1289 | 0 | 431 | 1200 | 0 | 462 | 0 | 0 | 0 | 0 | 0 | 0 | 0 | 0 | 0
2040-08-27 | 20 | 37.46 | -21313 | -204 | -1109 | 0 | 1351 | 1549 | 4734 | 0 | 0 | 739 | 52 | 335 | 6014 | 3273 | 189 | 0 | 677 | 80 | 220 | 1307 | 0 | 444 | 1200 | 0 | 462 | 0 | 0 | 0 | 0 | 0 | 0 | 0 | 0 | 0
2040-08-27 | 21 | 37.46 | -21033 | -246 | -1018 | 0 | 643 | 1268 | 4513 | 0 | 0 | 676 | 52 | 335 | 6832 | 3273 | 229 | 0 | 815 | 0 | 220 | 1313 | 0 | 466 | 1200 | 0 | 462 | 0 | 0 | 0 | 0 | 0 | 0 | 0 | 0 | 0
2040-08-27 | 22 | 37.46 | -19613 | -267 | -854 | 0 | 369 | 1260 | 3398 | 0 | 0 | 562 | 52 | 335 | 6832 | 3273 | 163 | 0 | 790 | 0 | 220 | 1314 | 0 | 505 | 1200 | 0 | 462 | 0 | 0 | 0 | 0 | 0 | 0 | 0 | 0 | 0
2040-08-27 | 23 | 37.46 | -17798 | -288 | -709 | 0 | 0 | 763 | 1976 | 0 | 0 | 544 | 52 | 335 | 7207 | 3273 | 82 | 0 | 814 | 0 | 220 | 1307 | 0 | 560 | 1200 | 0 | 462 | 0 | 0 | 0 | 0 | 0 | 0 | 0 | 0 | 0
2040-08-27 | 24 | 37.46 | -16244 | -314 | -582 | 0 | 203 | 355 | 761 | 0 | 0 | 528 | 52 | 335 | 7207 | 3273 | 55 | 0 | 737 | 0 | 218 | 1277 | 0 | 476 | 1200 | 0 | 462 | 0 | 0 | 0 | 0 | 0 | 0 | 0 | 0 | 0
2040-08-28 | 1 | 35.7 | -15176 | -340 | -509 | 0 | 0 | 0 | 528 | 0 | 0 | 409 | 52 | 335 | 6693 | 3273 | 65 | 0 | 529 | 0 | 217 | 1263 | 0 | 1000 | 1200 | 0 | 462 | 0 | 0 | 0 | 0 | 0 | 0 | 0 | 0 | 0
2040-08-28 | 2 | 34.54 | -14523 | -340 | -454 | 0 | -83 | 0 | 528 | 0 | 0 | 366 | 52 | 335 | 6022 | 3273 | 69 | 0 | 650 | 0 | 217 | 1227 | 0 | 1000 | 1200 | 0 | 462 | 0 | 0 | 0 | 0 | 0 | 0 | 0 | 0 | 0
2040-08-28 | 3 | 34.54 | -14195 | -340 | -400 | 0 | -310 | 0 | 528 | 0 | 0 | 366 | 52 | 335 | 6014 | 3273 | 106 | 0 | 492 | 0 | 216 | 1211 | 0 | 989 | 1200 | 0 | 462 | 0 | 0 | 0 | 0 | 0 | 0 | 0 | 0 | 0
2040-08-28 | 4 | 34.63 | -14063 | -340 | -382 | 0 | 0 | 0 | 528 | 0 | 0 | 366 | 52 | 335 | 6060 | 3273 | 115 | 0 | 450 | 0 | 210 | 1202 | 0 | 531 | 1200 | 0 | 462 | 0 | 0 | 0 | 0 | 0 | 0 | 0 | 0 | 0
2040-08-28 | 5 | 35.49 | -14371 | -366 | -363 | 0 | 0 | 0 | 528 | 0 | 0 | 366 | 52 | 335 | 6428 | 3273 | 139 | 0 | 389 | 0 | 208 | 1194 | 0 | 527 | 1200 | 0 | 462 | 0 | 0 | 0 | 0 | 0 | 0 | 0 | 0 | 0
2040-08-28 | 6 | 37.2 | -15574 | -397 | -382 | 0 | 0 | 0 | 528 | 0 | 0 | 473 | 52 | 335 | 7580 | 3273 | 231 | 0 | 308 | 0 | 212 | 1193 | 0 | 506 | 1200 | 0 | 462 | 0 | 0 | 0 | 0 | 0 | 0 | 0 | 0 | 0
2040-08-28 | 7 | 38.77 | -17464 | -397 | -491 | 0 | 0 | 0 | 819 | 0 | 0 | 625 | 52 | 335 | 8741 | 3273 | 456 | 0 | 376 | 181 | 217 | 1188 | 0 | 428 | 1200 | 0 | 462 | 0 | 0 | 0 | 0 | 0 | 0 | 0 | 0 | 0
2040-08-28 | 8 | 37.8 | -19056 | -366 | -600 | 0 | 0 | 0 | 1981 | 0 | 0 | 544 | 52 | 335 | 8076 | 3273 | 809 | 0 | 261 | 1211 | 220 | 1205 | 0 | 393 | 1200 | 0 | 462 | 0 | 0 | 0 | 0 | 0 | 0 | 0 | 0 | 0
2040-08-28 | 9 | 34.54 | -20153 | -314 | -727 | 0 | -323 | 0 | 2785 | 0 | 0 | 366 | 52 | 335 | 6161 | 3273 | 1544 | 0 | 163 | 3373 | 219 | 1235 | 0 | 350 | 1200 | 0 | 462 | 0 | 0 | 0 | 0 | 0 | 0 | 0 | 0 | 0
2040-08-28 | 10 | 34.52 | -21176 | -246 | -854 | 0 | -2000 | -624 | 3535 | 0 | 0 | 315 | 52 | 335 | 5631 | 3273 | 2490 | 0 | 212 | 5588 | 219 | 1260 | 0 | 328 | 1200 | 0 | 462 | 0 | 0 | 0 | 0 | 0 | 0 | 0 | 0 | 0
2040-08-28 | 11 | 34.52 | -22111 | -204 | -818 | 0 | -2000 | -958 | 4217 | 0 | 0 | 314 | 52 | 335 | 3886 | 3273 | 2991 | 0 | 226 | 7337 | 219 | 1272 | 0 | 307 | 1200 | 0 | 462 | 0 | 0 | 0 | 0 | 0 | 0 | 0 | 0 | 0
2040-08-28 | 12 | 34.54 | -22875 | -157 | -709 | 0 | -1231 | 0 | 4777 | 0 | 0 | 314 | 52 | 335 | 1231 | 3273 | 3036 | 0 | 357 | 8128 | 220 | 1283 | 0 | 305 | 1200 | 0 | 462 | 0 | 0 | 0 | 0 | 0 | 0 | 0 | 0 | 0
2040-08-28 | 13 | 34.54 | -23404 | -141 | -927 | 0 | -215 | 0 | 5162 | 0 | 0 | 314 | 52 | 335 | 965 | 3273 | 3116 | 0 | 580 | 7397 | 220 | 1298 | 0 | 313 | 1200 | 0 | 462 | 0 | 0 | 0 | 0 | 0 | 0 | 0 | 0 | 0
2040-08-28 | 14 | 46.65 | -23566 | -131 | -909 | 0 | 975 | 142 | 5284 | 0 | 0 | 315 | 52 | 335 | 1646 | 3273 | 2895 | 0 | 721 | 5440 | 220 | 1304 | 0 | 341 | 1200 | 0 | 462 | 0 | 0 | 0 | 0 | 0 | 0 | 0 | 0 | 0
2040-08-28 | 15 | 46.65 | -23417 | -157 | -818 | 0 | 1550 | 60 | 5173 | 0 | 0 | 315 | 52 | 335 | 1646 | 3273 | 3499 | 0 | 771 | 4181 | 220 | 1305 | 0 | 349 | 1200 | 0 | 462 | 0 | 0 | 0 | 0 | 0 | 0 | 0 | 0 | 0
2040-08-28 | 16 | 46.65 | -23085 | -167 | -1072 | 0 | 1569 | 659 | 4930 | 0 | 0 | 315 | 52 | 335 | 2157 | 3273 | 4158 | 0 | 794 | 2543 | 220 | 1320 | 0 | 338 | 1200 | 0 | 462 | 0 | 0 | 0 | 0 | 0 | 0 | 0 | 0 | 0
2040-08-28 | 17 | 46.65 | -22924 | -204 | -1381 | 0 | 1207 | 310 | 4814 | 0 | 0 | 353 | 52 | 335 | 3154 | 3273 | 5213 | 0 | 811 | 1431 | 220 | 1317 | 0 | 357 | 1200 | 0 | 462 | 0 | 0 | 0 | 0 | 0 | 0 | 0 | 0 | 0
2040-08-28 | 18 | 35.37 | -22989 | -225 | -1654 | 0 | 0 | 0 | 4861 | 0 | 0 | 315 | 52 | 335 | 4167 | 3273 | 6465 | 0 | 807 | 1016 | 220 | 1301 | 0 | 394 | 1200 | 0 | 462 | 0 | 0 | 0 | 0 | 0 | 0 | 0 | 0 | 0
2040-08-28 | 19 | 32.2 | -22799 | -225 | -1581 | 0 | 0 | 0 | 4724 | 0 | 0 | 315 | 52 | 332 | 4137 | 3273 | 6898 | 0 | 757 | 515 | 220 | 1289 | 0 | 431 | 1200 | 0 | 462 | 0 | 0 | 0 | 0 | 0 | 0 | 0 | 0 | 0
2040-08-28 | 20 | 29.9 | -22735 | -246 | -1109 | 0 | 0 | 0 | 4676 | 0 | 0 | 315 | 52 | 317 | 3951 | 3273 | 7045 | 0 | 780 | 47 | 220 | 1307 | 0 | 444 | 1200 | 0 | 462 | 0 | 0 | 0 | 0 | 0 | 0 | 0 | 0 | 0
2040-08-28 | 21 | 0.11 | -22277 | -246 | -1018 | 0 | 0 | 0 | 4338 | 0 | 0 | 315 | 52 | 157 | 3901 | 3273 | 7111 | 0 | 827 | 0 | 220 | 1313 | 0 | 466 | 1200 | 0 | 366 | 0 | 0 | 0 | 0 | 0 | 0 | 0 | 0 | 0
2040-08-28 | 22 | 0.14 | -20999 | -246 | -854 | 0 | 0 | 0 | 3403 | 0 | 0 | 315 | 52 | 157 | 3554 | 3273 | 6958 | 0 | 765 | 0 | 220 | 1314 | 0 | 505 | 1200 | 0 | 382 | 0 | 0 | 0 | 0 | 0 | 0 | 0 | 0 | 0
2040-08-28 | 23 | 0 | -19261 | -246 | -709 | 0 | 0 | 0 | 2129 | 0 | 0 | 276 | 48 | 157 | 3412 | 3273 | 6676 | 0 | 675 | 0 | 220 | 1307 | 0 | 560 | 1200 | 0 | 282 | 0 | 0 | 0 | 0 | 0 | 0 | 0 | 0 | 0
2040-08-28 | 24 | 0 | -17681 | -267 | -582 | 0 | 0 | -251 | 978 | 0 | 0 | 145 | 48 | 157 | 3362 | 3273 | 6768 | 0 | 597 | 0 | 218 | 1277 | 0 | 476 | 1200 | 0 | 282 | 0 | 0 | 0 | 0 | 0 | 0 | 0 | 0 | 0
2040-08-29 | 1 | 27.52 | -16602 | -267 | -509 | 0 | -534 | -1424 | 528 | 0 | 0 | 315 | 52 | 317 | 3828 | 3273 | 6319 | 0 | 610 | 0 | 217 | 1263 | 0 | 1000 | 1200 | 0 | 413 | 0 | 0 | 0 | 0 | 0 | 0 | 0 | 0 | 0
2040-08-29 | 2 | 27.52 | -15964 | -267 | -454 | 0 | -605 | -1859 | 528 | 0 | 0 | 315 | 52 | 332 | 3802 | 3273 | 6404 | 0 | 345 | 0 | 217 | 1227 | 0 | 1000 | 1200 | 0 | 453 | 0 | 0 | 0 | 0 | 0 | 0 | 0 | 0 | 0
2040-08-29 | 3 | 27.52 | -15528 | -267 | -400 | 0 | -898 | -1859 | 528 | 0 | 0 | 314 | 52 | 335 | 3912 | 3273 | 6136 | 0 | 323 | 0 | 216 | 1211 | 0 | 989 | 1200 | 0 | 462 | 0 | 0 | 0 | 0 | 0 | 0 | 0 | 0 | 0
2040-08-29 | 4 | 27.52 | -15326 | -267 | -382 | 0 | 0 | -476 | 528 | 0 | 0 | 315 | 52 | 335 | 4022 | 3273 | 4065 | 0 | 254 | 0 | 210 | 1202 | 0 | 531 | 1200 | 0 | 462 | 0 | 0 | 0 | 0 | 0 | 0 | 0 | 0 | 0
2040-08-29 | 5 | 27.52 | -15555 | -267 | -363 | 0 | 0 | -1295 | 528 | 0 | 0 | 315 | 52 | 335 | 4282 | 3273 | 4775 | 0 | 329 | 0 | 208 | 1194 | 0 | 527 | 1200 | 0 | 462 | 0 | 0 | 0 | 0 | 0 | 0 | 0 | 0 | 0
2040-08-29 | 6 | 27.52 | -16676 | -288 | -382 | 0 | -83 | -28 | 528 | 0 | 0 | 315 | 52 | 335 | 4613 | 3273 | 4416 | 0 | 351 | 0 | 212 | 1193 | 0 | 506 | 1200 | 0 | 462 | 0 | 0 | 0 | 0 | 0 | 0 | 0 | 0 | 0
2040-08-29 | 7 | 36.77 | -18691 | -314 | -491 | 0 | 0 | 0 | 528 | 0 | 0 | 366 | 52 | 335 | 6640 | 3273 | 4287 | 0 | 377 | 142 | 217 | 1188 | 0 | 428 | 1200 | 0 | 462 | 0 | 0 | 0 | 0 | 0 | 0 | 0 | 0 | 0
2040-08-29 | 8 | 37.19 | -20164 | -314 | -600 | 0 | 0 | 492 | 1273 | 0 | 0 | 473 | 52 | 335 | 7184 | 3273 | 2925 | 0 | 448 | 1142 | 220 | 1205 | 0 | 393 | 1200 | 0 | 462 | 0 | 0 | 0 | 0 | 0 | 0 | 0 | 0 | 0
2040-08-29 | 9 | 37.19 | -21176 | -288 | -727 | 0 | 0 | 275 | 1939 | 0 | 0 | 409 | 52 | 335 | 7175 | 3273 | 1463 | 0 | 406 | 3397 | 219 | 1235 | 0 | 350 | 1200 | 0 | 462 | 0 | 0 | 0 | 0 | 0 | 0 | 0 | 0 | 0
2040-08-29 | 10 | 31.75 | -22293 | -225 | -854 | 0 | 0 | 0 | 2674 | 0 | 0 | 366 | 52 | 335 | 5233 | 3273 | 880 | 0 | 556 | 6534 | 219 | 1260 | 0 | 328 | 1200 | 0 | 462 | 0 | 0 | 0 | 0 | 0 | 0 | 0 | 0 | 0
2040-08-29 | 11 | 27.52 | -23330 | -157 | -818 | 0 | -4 | -1859 | 3355 | 0 | 0 | 315 | 52 | 335 | 4623 | 3273 | 1047 | 0 | 420 | 9287 | 219 | 1272 | 0 | 307 | 1200 | 0 | 462 | 0 | 0 | 0 | 0 | 0 | 0 | 0 | 0 | 0
2040-08-29 | 12 | 27.52 | -24244 | -120 | -709 | 0 | -1723 | -1859 | 3952 | 0 | 0 | 314 | 52 | 335 | 4399 | 3273 | 1391 | 0 | 471 | 10997 | 220 | 1283 | 0 | 305 | 1200 | 0 | 462 | 0 | 0 | 0 | 0 | 0 | 0 | 0 | 0 | 0
2040-08-29 | 13 | 27.52 | -24973 | -99 | -927 | 0 | -1656 | -1859 | 4433 | 0 | 0 | 314 | 52 | 335 | 4269 | 3273 | 1423 | 0 | 482 | 11440 | 220 | 1298 | 0 | 313 | 1200 | 0 | 462 | 0 | 0 | 0 | 0 | 0 | 0 | 0 | 0 | 0
2040-08-29 | 14 | 27.52 | -25692 | -94 | -909 | 0 | -1259 | -1859 | 4904 | 0 | 0 | 314 | 52 | 335 | 4130 | 3273 | 1190 | 0 | 546 | 11543 | 220 | 1304 | 0 | 341 | 1200 | 0 | 462 | 0 | 0 | 0 | 0 | 0 | 0 | 0 | 0 | 0
2040-08-29 | 15 | 27.52 | -26088 | -94 | -818 | 0 | -150 | -1435 | 5162 | 0 | 0 | 315 | 52 | 335 | 3966 | 3273 | 1183 | 0 | 445 | 10318 | 220 | 1305 | 0 | 349 | 1200 | 0 | 462 | 0 | 0 | 0 | 0 | 0 | 0 | 0 | 0 | 0
2040-08-29 | 16 | 32.34 | -26271 | -94 | -1072 | 0 | 0 | 0 | 5284 | 0 | 0 | 315 | 52 | 335 | 4298 | 3273 | 1199 | 0 | 536 | 8605 | 220 | 1320 | 0 | 338 | 1200 | 0 | 462 | 0 | 0 | 0 | 0 | 0 | 0 | 0 | 0 | 0
2040-08-29 | 17 | 38.49 | -26267 | -89 | -1381 | 0 | 93 | 1634 | 5279 | 0 | 0 | 409 | 52 | 335 | 5610 | 3273 | 917 | 0 | 731 | 5848 | 220 | 1317 | 0 | 357 | 1200 | 0 | 462 | 0 | 0 | 0 | 0 | 0 | 0 | 0 | 0 | 0
2040-08-29 | 18 | 38.49 | -25977 | -89 | -1654 | 0 | 1728 | 1749 | 5088 | 0 | 0 | 815 | 52 | 335 | 6341 | 3273 | 777 | 0 | 967 | 3018 | 220 | 1301 | 0 | 394 | 1200 | 0 | 462 | 0 | 0 | 0 | 0 | 0 | 0 | 0 | 0 | 0
2040-08-29 | 19 | 38.85 | -25182 | -94 | -1581 | 0 | 2000 | 1859 | 4571 | 0 | 0 | 927 | 52 | 335 | 7389 | 3273 | 1029 | 0 | 912 | 909 | 220 | 1289 | 0 | 431 | 1200 | 0 | 462 | 0 | 0 | 0 | 0 | 0 | 0 | 0 | 0 | 0
2040-08-29 | 20 | 38.77 | -24376 | -110 | -1109 | 0 | 2000 | 1859 | 4042 | 0 | 0 | 889 | 52 | 335 | 7188 | 3273 | 1387 | 0 | 868 | 67 | 220 | 1307 | 0 | 444 | 1200 | 0 | 462 | 0 | 0 | 0 | 0 | 0 | 0 | 0 | 0 | 0
2040-08-29 | 21 | 38.49 | -23683 | -157 | -1018 | 0 | 124 | 1859 | 3583 | 0 | 0 | 859 | 52 | 335 | 8275 | 3273 | 1668 | 0 | 1170 | 0 | 220 | 1313 | 0 | 466 | 1200 | 0 | 462 | 0 | 0 | 0 | 0 | 0 | 0 | 0 | 0 | 0
2040-08-29 | 22 | 38.06 | -22008 | -188 | -854 | 0 | 0 | 1168 | 2483 | 0 | 0 | 815 | 52 | 335 | 8414 | 3273 | 1634 | 0 | 1175 | 0 | 220 | 1314 | 0 | 505 | 1200 | 0 | 462 | 0 | 0 | 0 | 0 | 0 | 0 | 0 | 0 | 0
2040-08-29 | 23 | 37.27 | -19850 | -225 | -709 | 0 | 0 | 896 | 1067 | 0 | 0 | 653 | 52 | 335 | 7760 | 3273 | 1789 | 0 | 1210 | 0 | 220 | 1307 | 0 | 560 | 1200 | 0 | 462 | 0 | 0 | 0 | 0 | 0 | 0 | 0 | 0 | 0
2040-08-29 | 24 | 37.27 | -17882 | -267 | -582 | 0 | 0 | 96 | 528 | 0 | 0 | 475 | 52 | 335 | 7633 | 3273 | 1541 | 0 | 1164 | 0 | 218 | 1277 | 0 | 476 | 1200 | 0 | 462 | 0 | 0 | 0 | 0 | 0 | 0 | 0 | 0 | 0
2040-08-30 | 1 | 34.63 | -16458 | -314 | -509 | 0 | 0 | 0 | 528 | 0 | 0 | 366 | 52 | 335 | 6140 | 3273 | 1344 | 0 | 1101 | 0 | 217 | 1263 | 0 | 1000 | 1200 | 0 | 462 | 0 | 0 | 0 | 0 | 0 | 0 | 0 | 0 | 0
2040-08-30 | 2 | 32.3 | -15500 | -340 | -454 | 0 | 0 | 0 | 528 | 0 | 0 | 366 | 52 | 335 | 5487 | 3273 | 1074 | 0 | 1074 | 0 | 217 | 1227 | 0 | 1000 | 1200 | 0 | 462 | 0 | 0 | 0 | 0 | 0 | 0 | 0 | 0 | 0
2040-08-30 | 3 | 32.2 | -14893 | -366 | -400 | 0 | 0 | 0 | 528 | 0 | 0 | 366 | 52 | 335 | 5330 | 3273 | 838 | 0 | 859 | 0 | 216 | 1211 | 0 | 989 | 1200 | 0 | 462 | 0 | 0 | 0 | 0 | 0 | 0 | 0 | 0 | 0
2040-08-30 | 4 | 35.37 | -14604 | -429 | -382 | 0 | 0 | 0 | 528 | 0 | 0 | 366 | 52 | 335 | 6129 | 3273 | 453 | 0 | 673 | 0 | 210 | 1202 | 0 | 531 | 1200 | 0 | 462 | 0 | 0 | 0 | 0 | 0 | 0 | 0 | 0 | 0
2040-08-30 | 5 | 36.77 | -14749 | -429 | -363 | 0 | 0 | 0 | 528 | 0 | 0 | 366 | 52 | 335 | 6617 | 3273 | 360 | 0 | 420 | 0 | 208 | 1194 | 0 | 527 | 1200 | 0 | 462 | 0 | 0 | 0 | 0 | 0 | 0 | 0 | 0 | 0
2040-08-30 | 6 | 38.38 | -15701 | -460 | -382 | 0 | 0 | 0 | 528 | 0 | 0 | 473 | 52 | 335 | 7593 | 3273 | 310 | 0 | 405 | 0 | 212 | 1193 | 0 | 506 | 1200 | 0 | 462 | 0 | 0 | 0 | 0 | 0 | 0 | 0 | 0 | 0
2040-08-30 | 7 | 41.18 | -17284 | -497 | -491 | 0 | 0 | 0 | 528 | 0 | 0 | 739 | 52 | 335 | 9087 | 3273 | 219 | 0 | 368 | 176 | 217 | 1188 | 0 | 428 | 1200 | 0 | 462 | 0 | 0 | 0 | 0 | 0 | 0 | 0 | 0 | 0
2040-08-30 | 8 | 39.9 | -18884 | -429 | -600 | 0 | 0 | 0 | 528 | 0 | 0 | 812 | 52 | 335 | 9339 | 3273 | 152 | 0 | 480 | 1461 | 220 | 1205 | 0 | 393 | 1200 | 0 | 462 | 0 | 0 | 0 | 0 | 0 | 0 | 0 | 0 | 0
2040-08-30 | 9 | 36.86 | -20203 | -314 | -727 | 0 | 0 | 0 | 1337 | 0 | 0 | 439 | 52 | 335 | 7502 | 3273 | 172 | 0 | 597 | 4073 | 219 | 1235 | 0 | 350 | 1200 | 0 | 462 | 0 | 0 | 0 | 0 | 0 | 0 | 0 | 0 | 0
2040-08-30 | 10 | 29.9 | -21460 | -204 | -854 | 0 | 0 | 0 | 2166 | 0 | 0 | 353 | 52 | 335 | 4926 | 3273 | 206 | 0 | 601 | 7138 | 219 | 1260 | 0 | 328 | 1200 | 0 | 462 | 0 | 0 | 0 | 0 | 0 | 0 | 0 | 0 | 0
2040-08-30 | 11 | 26.84 | -22729 | -141 | -818 | 0 | 0 | -1101 | 3001 | 0 | 0 | 315 | 52 | 335 | 3752 | 3273 | 411 | 0 | 740 | 9450 | 219 | 1272 | 0 | 307 | 1200 | 0 | 462 | 0 | 0 | 0 | 0 | 0 | 0 | 0 | 0 | 0
2040-08-30 | 12 | 25.78 | -23767 | -110 | -709 | 0 | -145 | -1859 | 3683 | 0 | 0 | 314 | 52 | 335 | 3319 | 3273 | 654 | 0 | 828 | 10662 | 220 | 1283 | 0 | 305 | 1200 | 0 | 462 | 0 | 0 | 0 | 0 | 0 | 0 | 0 | 0 | 0
2040-08-30 | 13 | 25.78 | -24555 | -99 | -927 | 0 | -759 | -1859 | 4201 | 0 | 0 | 314 | 52 | 335 | 3099 | 3273 | 809 | 0 | 1041 | 11582 | 220 | 1298 | 0 | 313 | 1200 | 0 | 462 | 0 | 0 | 0 | 0 | 0 | 0 | 0 | 0 | 0
2040-08-30 | 14 | 25.78 | -25301 | -89 | -909 | 0 | -420 | -1859 | 4692 | 0 | 0 | 314 | 52 | 335 | 2809 | 3273 | 1210 | 0 | 955 | 11411 | 220 | 1304 | 0 | 341 | 1200 | 0 | 462 | 0 | 0 | 0 | 0 | 0 | 0 | 0 | 0 | 0
2040-08-30 | 15 | 26.84 | -25805 | -89 | -818 | 0 | 0 | -1188 | 5025 | 0 | 0 | 314 | 52 | 335 | 2850 | 3273 | 1636 | 0 | 983 | 9895 | 220 | 1305 | 0 | 349 | 1200 | 0 | 462 | 0 | 0 | 0 | 0 | 0 | 0 | 0 | 0 | 0
2040-08-30 | 16 | 34.45 | -26082 | -89 | -1072 | 0 | 0 | 0 | 5210 | 0 | 0 | 315 | 52 | 335 | 3428 | 3273 | 2113 | 0 | 907 | 8070 | 220 | 1320 | 0 | 338 | 1200 | 0 | 462 | 0 | 0 | 0 | 0 | 0 | 0 | 0 | 0 | 0
2040-08-30 | 17 | 36.27 | -26198 | -89 | -1381 | 0 | 0 | 957 | 5284 | 0 | 0 | 366 | 52 | 335 | 5058 | 3273 | 2439 | 0 | 879 | 5469 | 220 | 1317 | 0 | 357 | 1200 | 0 | 462 | 0 | 0 | 0 | 0 | 0 | 0 | 0 | 0 | 0
2040-08-30 | 18 | 36.47 | -25897 | -89 | -1654 | 0 | 559 | 1859 | 5088 | 0 | 0 | 439 | 52 | 335 | 5128 | 3273 | 3421 | 0 | 918 | 2991 | 220 | 1301 | 0 | 394 | 1200 | 0 | 462 | 0 | 0 | 0 | 0 | 0 | 0 | 0 | 0 | 0
2040-08-30 | 19 | 36.47 | -25071 | -89 | -1581 | 0 | 579 | 1859 | 4544 | 0 | 0 | 562 | 52 | 335 | 6132 | 3273 | 3936 | 0 | 965 | 901 | 220 | 1289 | 0 | 431 | 1200 | 0 | 462 | 0 | 0 | 0 | 0 | 0 | 0 | 0 | 0 | 0
2040-08-30 | 20 | 36.27 | -24298 | -99 | -1109 | 0 | 0 | 898 | 4032 | 0 | 0 | 473 | 52 | 335 | 6737 | 3273 | 4858 | 0 | 1158 | 59 | 220 | 1307 | 0 | 444 | 1200 | 0 | 462 | 0 | 0 | 0 | 0 | 0 | 0 | 0 | 0 | 0
2040-08-30 | 21 | 36.27 | -23667 | -120 | -1018 | 0 | 0 | 248 | 3620 | 0 | 0 | 409 | 52 | 335 | 6715 | 3273 | 5183 | 0 | 1310 | 0 | 220 | 1313 | 0 | 466 | 1200 | 0 | 462 | 0 | 0 | 0 | 0 | 0 | 0 | 0 | 0 | 0
2040-08-30 | 22 | 35.37 | -22286 | -157 | -854 | 0 | 0 | 0 | 2705 | 0 | 0 | 366 | 52 | 335 | 6198 | 3273 | 5194 | 0 | 1474 | 0 | 220 | 1314 | 0 | 505 | 1200 | 0 | 462 | 0 | 0 | 0 | 0 | 0 | 0 | 0 | 0 | 0
2040-08-30 | 23 | 31.75 | -20501 | -167 | -709 | 0 | 0 | 0 | 1532 | 0 | 0 | 366 | 52 | 335 | 5147 | 3273 | 5470 | 0 | 1453 | 0 | 220 | 1307 | 0 | 560 | 1200 | 0 | 462 | 0 | 0 | 0 | 0 | 0 | 0 | 0 | 0 | 0
2040-08-30 | 24 | 21.45 | -18662 | -204 | -582 | 0 | 0 | 0 | 528 | 0 | 0 | 315 | 52 | 175 | 4269 | 3273 | 5760 | 0 | 1441 | 0 | 218 | 1277 | 0 | 476 | 1200 | 0 | 462 | 0 | 0 | 0 | 0 | 0 | 0 | 0 | 0 | 0
2040-08-31 | 1 | 23.86 | -17196 | -204 | -509 | 0 | -164 | -1859 | 1807 | 0 | 0 | 315 | 52 | 227 | 3656 | 3273 | 5023 | 0 | 1437 | 0 | 217 | 1263 | 0 | 1000 | 1200 | 0 | 462 | 0 | 0 | 0 | 0 | 0 | 0 | 0 | 0 | 0
2040-08-31 | 2 | 25.33 | -16123 | -246 | -454 | 0 | 0 | -1123 | 946 | 0 | 0 | 315 | 52 | 335 | 3696 | 3273 | 3869 | 0 | 1355 | 0 | 217 | 1227 | 0 | 1000 | 1200 | 0 | 462 | 0 | 0 | 0 | 0 | 0 | 0 | 0 | 0 | 0
2040-08-31 | 3 | 25.33 | -15418 | -267 | -400 | 0 | 0 | -337 | 528 | 0 | 0 | 315 | 52 | 335 | 3561 | 3273 | 2979 | 0 | 1301 | 0 | 216 | 1211 | 0 | 989 | 1200 | 0 | 462 | 0 | 0 | 0 | 0 | 0 | 0 | 0 | 0 | 0
2040-08-31 | 4 | 34.23 | -14935 | -314 | -382 | 0 | 0 | 53 | 528 | 0 | 0 | 315 | 52 | 335 | 4275 | 3273 | 2024 | 0 | 1171 | 0 | 210 | 1202 | 0 | 531 | 1200 | 0 | 462 | 0 | 0 | 0 | 0 | 0 | 0 | 0 | 0 | 0
2040-08-31 | 5 | 34.23 | -14768 | -314 | -363 | 0 | 0 | 596 | 528 | 0 | 0 | 353 | 52 | 335 | 4275 | 3273 | 1384 | 0 | 1058 | 0 | 208 | 1194 | 0 | 527 | 1200 | 0 | 462 | 0 | 0 | 0 | 0 | 0 | 0 | 0 | 0 | 0
2040-08-31 | 6 | 34.23 | -14932 | -397 | -382 | 0 | 0 | 422 | 528 | 0 | 0 | 366 | 52 | 335 | 4722 | 3273 | 1215 | 0 | 1225 | 0 | 212 | 1193 | 0 | 506 | 1200 | 0 | 462 | 0 | 0 | 0 | 0 | 0 | 0 | 0 | 0 | 0
2040-08-31 | 7 | 34.23 | -15369 | -397 | -491 | 0 | 0 | 440 | 528 | 0 | 0 | 366 | 52 | 335 | 5436 | 3273 | 1040 | 0 | 1135 | 158 | 217 | 1188 | 0 | 428 | 1200 | 0 | 462 | 0 | 0 | 0 | 0 | 0 | 0 | 0 | 0 | 0
2040-08-31 | 8 | 34.23 | -16449 | -397 | -600 | 0 | 0 | 17 | 1205 | 0 | 0 | 366 | 52 | 335 | 5639 | 3273 | 757 | 0 | 887 | 1436 | 220 | 1205 | 0 | 393 | 1200 | 0 | 462 | 0 | 0 | 0 | 0 | 0 | 0 | 0 | 0 | 0
2040-08-31 | 9 | 25.33 | -17920 | -288 | -727 | 0 | 0 | -420 | 2383 | 0 | 0 | 315 | 52 | 335 | 4278 | 3273 | 574 | 0 | 782 | 3896 | 219 | 1235 | 0 | 350 | 1200 | 0 | 462 | 0 | 0 | 0 | 0 | 0 | 0 | 0 | 0 | 0
2040-08-31 | 10 | 25.33 | -19216 | -204 | -854 | 0 | 0 | -1767 | 3424 | 0 | 0 | 314 | 52 | 335 | 2853 | 3273 | 370 | 0 | 816 | 7134 | 219 | 1260 | 0 | 328 | 1200 | 0 | 462 | 0 | 0 | 0 | 0 | 0 | 0 | 0 | 0 | 0
2040-08-31 | 11 | 23.86 | -20232 | -167 | -818 | 0 | -723 | -1859 | 4238 | 0 | 0 | 314 | 52 | 227 | 1234 | 3273 | 333 | 0 | 930 | 9738 | 219 | 1272 | 0 | 307 | 1200 | 0 | 462 | 0 | 0 | 0 | 0 | 0 | 0 | 0 | 0 | 0
2040-08-31 | 12 | 23.86 | -20908 | -141 | -709 | 0 | -1848 | -1859 | 4777 | 0 | 0 | 314 | 52 | 211 | 1037 | 3273 | 301 | 0 | 1128 | 10901 | 220 | 1283 | 0 | 305 | 1200 | 0 | 462 | 0 | 0 | 0 | 0 | 0 | 0 | 0 | 0 | 0
2040-08-31 | 13 | 23.86 | -20997 | -131 | -927 | 0 | -1642 | -1859 | 4851 | 0 | 0 | 314 | 52 | 209 | 869 | 3273 | 305 | 0 | 1072 | 11118 | 220 | 1298 | 0 | 313 | 1200 | 0 | 462 | 0 | 0 | 0 | 0 | 0 | 0 | 0 | 0 | 0
2040-08-31 | 14 | 23.86 | -21209 | -120 | -909 | 0 | -1098 | -1859 | 5020 | 0 | 0 | 314 | 52 | 211 | 535 | 3273 | 220 | 0 | 1044 | 10998 | 220 | 1304 | 0 | 341 | 1200 | 0 | 462 | 0 | 0 | 0 | 0 | 0 | 0 | 0 | 0 | 0
2040-08-31 | 15 | 23.86 | -21501 | -110 | -818 | 0 | -103 | -1859 | 5252 | 0 | 0 | 314 | 52 | 227 | 440 | 3273 | 143 | 0 | 1155 | 9998 | 220 | 1305 | 0 | 349 | 1200 | 0 | 462 | 0 | 0 | 0 | 0 | 0 | 0 | 0 | 0 | 0
2040-08-31 | 16 | 34.23 | -21540 | -110 | -1072 | 0 | 407 | 0 | 5284 | 0 | 0 | 314 | 52 | 335 | 721 | 3273 | 109 | 0 | 1102 | 7585 | 220 | 1320 | 0 | 338 | 1200 | 0 | 462 | 0 | 0 | 0 | 0 | 0 | 0 | 0 | 0 | 0
2040-08-31 | 17 | 34.23 | -21504 | -110 | -1381 | 0 | 0 | 809 | 5258 | 0 | 0 | 315 | 52 | 335 | 3365 | 3273 | 223 | 0 | 1026 | 4783 | 220 | 1317 | 0 | 357 | 1200 | 0 | 462 | 0 | 0 | 0 | 0 | 0 | 0 | 0 | 0 | 0
2040-08-31 | 18 | 34.23 | -21241 | -131 | -1654 | 0 | 1282 | 1547 | 5046 | 0 | 0 | 366 | 52 | 335 | 3847 | 3273 | 327 | 0 | 1003 | 2370 | 220 | 1301 | 0 | 394 | 1200 | 0 | 462 | 0 | 0 | 0 | 0 | 0 | 0 | 0 | 0 | 0
2040-08-31 | 19 | 34.23 | -20681 | -141 | -1581 | 0 | 1750 | 1670 | 4597 | 0 | 0 | 543 | 52 | 335 | 4492 | 3273 | 354 | 0 | 978 | 757 | 220 | 1289 | 0 | 431 | 1200 | 0 | 462 | 0 | 0 | 0 | 0 | 0 | 0 | 0 | 0 | 0
2040-08-31 | 20 | 34.23 | -20300 | -188 | -1109 | 0 | 946 | 1549 | 4291 | 0 | 0 | 543 | 52 | 335 | 5294 | 3273 | 842 | 0 | 797 | 42 | 220 | 1307 | 0 | 444 | 1200 | 0 | 462 | 0 | 0 | 0 | 0 | 0 | 0 | 0 | 0 | 0
2040-08-31 | 21 | 34.23 | -19897 | -246 | -1018 | 0 | 208 | 1549 | 3968 | 0 | 0 | 439 | 52 | 335 | 5573 | 3273 | 1276 | 0 | 826 | 0 | 220 | 1313 | 0 | 466 | 1200 | 0 | 462 | 0 | 0 | 0 | 0 | 0 | 0 | 0 | 0 | 0
2040-08-31 | 22 | 34.23 | -18832 | -288 | -854 | 0 | 0 | 1125 | 3118 | 0 | 0 | 385 | 52 | 335 | 5573 | 3273 | 1563 | 0 | 850 | 0 | 220 | 1314 | 0 | 505 | 1200 | 0 | 462 | 0 | 0 | 0 | 0 | 0 | 0 | 0 | 0 | 0
2040-08-31 | 23 | 34.23 | -17468 | -340 | -709 | 0 | 0 | 590 | 2024 | 0 | 0 | 366 | 52 | 335 | 5776 | 3273 | 1453 | 0 | 898 | 0 | 220 | 1307 | 0 | 560 | 1200 | 0 | 462 | 0 | 0 | 0 | 0 | 0 | 0 | 0 | 0 | 0
2040-08-31 | 24 | 34.23 | -16073 | -340 | -582 | 0 | 203 | 585 | 904 | 0 | 0 | 366 | 52 | 335 | 5776 | 3273 | 981 | 0 | 886 | 0 | 218 | 1277 | 0 | 476 | 1200 | 0 | 462 | 0 | 0 | 0 | 0 | 0 | 0 | 0 | 0 | 0
2040-09-01 | 1 | 33.46 | -14958 | -397 | -672 | 0 | 0 | 0 | 1173 | 0 | 0 | 551 | 52 | 335 | 5282 | 3273 | 769 | 0 | 778 | 0 | 214 | 942 | 0 | 996 | 1200 | 0 | 462 | 0 | 0 | 0 | 0 | 0 | 0 | 0 | 0 | 0
2040-09-01 | 2 | 35.58 | -14155 | -429 | -582 | 0 | 0 | 0 | 534 | 0 | 0 | 551 | 52 | 335 | 5267 | 3273 | 666 | 0 | 683 | 0 | 210 | 932 | 0 | 1000 | 1200 | 0 | 462 | 0 | 0 | 0 | 0 | 0 | 0 | 0 | 0 | 0
2040-09-01 | 3 | 32.43 | -13649 | -497 | -527 | 0 | 0 | 0 | 528 | 0 | 0 | 452 | 52 | 335 | 4841 | 3273 | 754 | 0 | 672 | 0 | 204 | 908 | 0 | 992 | 1200 | 0 | 462 | 0 | 0 | 0 | 0 | 0 | 0 | 0 | 0 | 0
2040-09-01 | 4 | 32.43 | -13346 | -497 | -472 | 0 | 0 | 0 | 528 | 0 | 0 | 398 | 52 | 335 | 4887 | 3273 | 1019 | 0 | 569 | 0 | 201 | 903 | 0 | 488 | 1200 | 0 | 462 | 0 | 0 | 0 | 0 | 0 | 0 | 0 | 0 | 0
2040-09-01 | 5 | 31.85 | -13245 | -528 | -472 | 0 | 0 | 0 | 528 | 0 | 0 | 363 | 52 | 335 | 4798 | 3273 | 1115 | 0 | 540 | 0 | 202 | 903 | 0 | 475 | 1200 | 0 | 462 | 0 | 0 | 0 | 0 | 0 | 0 | 0 | 0 | 0
2040-09-01 | 6 | 34.21 | -13413 | -565 | -491 | 0 | 0 | 0 | 528 | 0 | 0 | 425 | 52 | 335 | 5124 | 3273 | 1218 | 0 | 316 | 0 | 201 | 894 | 0 | 441 | 1200 | 0 | 462 | 0 | 0 | 0 | 0 | 0 | 0 | 0 | 0 | 0
2040-09-01 | 7 | 36.08 | -13767 | -607 | -545 | 0 | 0 | 0 | 528 | 0 | 0 | 452 | 52 | 335 | 5404 | 3273 | 1398 | 0 | 166 | 157 | 209 | 899 | 0 | 384 | 1200 | 0 | 462 | 0 | 0 | 0 | 0 | 0 | 0 | 0 | 0 | 0
2040-09-01 | 8 | 34.21 | -14732 | -565 | -636 | 0 | 0 | 0 | 993 | 0 | 0 | 354 | 52 | 335 | 4863 | 3273 | 1537 | 0 | 89 | 1310 | 218 | 912 | 0 | 334 | 1200 | 0 | 462 | 0 | 0 | 0 | 0 | 0 | 0 | 0 | 0 | 0
2040-09-01 | 9 | 23.5 | -16019 | -429 | -763 | 0 | 0 | -255 | 2018 | 0 | 0 | 312 | 52 | 227 | 3182 | 3273 | 1502 | 0 | 52 | 3751 | 218 | 914 | 0 | 302 | 1200 | 0 | 462 | 0 | 0 | 0 | 0 | 0 | 0 | 0 | 0 | 0
2040-09-01 | 10 | 23.5 | -17276 | -340 | -909 | 0 | 0 | -362 | 3022 | 0 | 0 | 252 | 52 | 211 | 608 | 3273 | 1531 | 0 | 45 | 6761 | 219 | 963 | 0 | 286 | 1200 | 0 | 462 | 0 | 0 | 0 | 0 | 0 | 0 | 0 | 0 | 0
2040-09-01 | 11 | 21.73 | -18228 | -267 | -818 | 0 | -504 | -1859 | 3783 | 0 | 0 | 252 | 52 | 157 | 0 | 3273 | 1580 | 0 | 92 | 9342 | 219 | 980 | 0 | 282 | 1200 | 0 | 462 | 0 | 0 | 0 | 0 | 0 | 0 | 0 | 0 | 0
2040-09-01 | 12 | 21.73 | -18918 | -225 | -909 | 0 | -1269 | -1859 | 4338 | 0 | 0 | 252 | 52 | 157 | 0 | 3273 | 1644 | 0 | 72 | 10241 | 219 | 977 | 0 | 292 | 1200 | 0 | 462 | 0 | 0 | 0 | 0 | 0 | 0 | 0 | 0 | 0
2040-09-01 | 13 | 21.73 | -19300 | -204 | -981 | 0 | -1536 | -1859 | 4639 | 0 | 0 | 252 | 52 | 157 | 0 | 3273 | 1546 | 0 | 89 | 10699 | 218 | 984 | 0 | 309 | 1200 | 0 | 462 | 0 | 0 | 0 | 0 | 0 | 0 | 0 | 0 | 0
2040-09-01 | 14 | 21.73 | -19420 | -167 | -1018 | 0 | -721 | -1859 | 4734 | 0 | 0 | 252 | 52 | 160 | 0 | 3273 | 1545 | 0 | 119 | 9837 | 217 | 998 | 0 | 335 | 1200 | 0 | 462 | 0 | 0 | 0 | 0 | 0 | 0 | 0 | 0 | 0
2040-09-01 | 15 | 23.5 | -19403 | -167 | -1054 | 0 | 0 | -1386 | 4724 | 0 | 0 | 252 | 52 | 227 | 0 | 3273 | 1519 | 0 | 166 | 8590 | 218 | 990 | 0 | 338 | 1200 | 0 | 462 | 0 | 0 | 0 | 0 | 0 | 0 | 0 | 0 | 0
2040-09-01 | 16 | 31.75 | -19335 | -167 | -999 | 0 | 0 | 122 | 4671 | 0 | 0 | 252 | 52 | 335 | 21 | 3273 | 1472 | 0 | 266 | 6824 | 219 | 996 | 0 | 337 | 1200 | 0 | 462 | 0 | 0 | 0 | 0 | 0 | 0 | 0 | 0 | 0
2040-09-01 | 17 | 31.75 | -19378 | -188 | -999 | 0 | 152 | 276 | 4703 | 0 | 0 | 312 | 52 | 335 | 2040 | 3273 | 1344 | 0 | 291 | 4558 | 219 | 992 | 0 | 356 | 1200 | 0 | 462 | 0 | 0 | 0 | 0 | 0 | 0 | 0 | 0 | 0
2040-09-01 | 18 | 31.75 | -19443 | -188 | -1018 | 0 | 417 | 63 | 4756 | 0 | 0 | 331 | 52 | 335 | 4066 | 3273 | 1350 | 0 | 319 | 2428 | 219 | 989 | 0 | 390 | 1200 | 0 | 462 | 0 | 0 | 0 | 0 | 0 | 0 | 0 | 0 | 0
2040-09-01 | 19 | 31.75 | -19242 | -204 | -1054 | 0 | 617 | 776 | 4597 | 0 | 0 | 586 | 52 | 335 | 4469 | 3273 | 1327 | 0 | 460 | 748 | 219 | 987 | 0 | 393 | 1200 | 0 | 462 | 0 | 0 | 0 | 0 | 0 | 0 | 0 | 0 | 0
2040-09-01 | 20 | 31.75 | -19140 | -246 | -981 | 0 | 638 | 1306 | 4513 | 0 | 0 | 664 | 52 | 335 | 4444 | 3273 | 1096 | 0 | 767 | 29 | 219 | 978 | 0 | 392 | 1200 | 0 | 462 | 0 | 0 | 0 | 0 | 0 | 0 | 0 | 0 | 0
2040-09-01 | 21 | 31.75 | -18825 | -288 | -927 | 0 | 345 | 1526 | 4264 | 0 | 0 | 660 | 52 | 335 | 4444 | 3273 | 802 | 0 | 1045 | 0 | 219 | 981 | 0 | 431 | 1200 | 0 | 462 | 0 | 0 | 0 | 0 | 0 | 0 | 0 | 0 | 0
2040-09-01 | 22 | 31.75 | -17945 | -314 | -836 | 0 | 184 | 1416 | 3561 | 0 | 0 | 644 | 52 | 335 | 4444 | 3273 | 719 | 0 | 1148 | 0 | 219 | 972 | 0 | 465 | 1200 | 0 | 462 | 0 | 0 | 0 | 0 | 0 | 0 | 0 | 0 | 0
2040-09-01 | 23 | 31.75 | -16780 | -340 | -836 | 0 | 673 | 753 | 2631 | 0 | 0 | 587 | 52 | 335 | 4444 | 3273 | 725 | 0 | 1146 | 0 | 219 | 956 | 0 | 499 | 1200 | 0 | 462 | 0 | 0 | 0 | 0 | 0 | 0 | 0 | 0 | 0
2040-09-01 | 24 | 31.75 | -15601 | -366 | -763 | 0 | 440 | 746 | 1686 | 0 | 0 | 551 | 52 | 335 | 4444 | 3273 | 776 | 0 | 1129 | 0 | 216 | 950 | 0 | 472 | 1200 | 0 | 462 | 0 | 0 | 0 | 0 | 0 | 0 | 0 | 0 | 0
2040-09-02 | 1 | 35.16 | -14657 | -366 | -672 | 0 | 0 | 0 | 528 | 0 | 0 | 608 | 52 | 335 | 5491 | 3273 | 779 | 0 | 815 | 0 | 214 | 942 | 0 | 996 | 1200 | 0 | 462 | 0 | 0 | 0 | 0 | 0 | 0 | 0 | 0 | 0
2040-09-02 | 2 | 31.85 | -14026 | -366 | -582 | 0 | 0 | 0 | 528 | 0 | 0 | 465 | 52 | 335 | 4899 | 3273 | 737 | 0 | 881 | 0 | 210 | 932 | 0 | 1000 | 1200 | 0 | 462 | 0 | 0 | 0 | 0 | 0 | 0 | 0 | 0 | 0
2040-09-02 | 3 | 29.01 | -13650 | -397 | -527 | 0 | 0 | 0 | 528 | 0 | 0 | 452 | 52 | 335 | 4726 | 3273 | 529 | 0 | 913 | 0 | 204 | 908 | 0 | 992 | 1200 | 0 | 462 | 0 | 0 | 0 | 0 | 0 | 0 | 0 | 0 | 0
2040-09-02 | 4 | 33.72 | -13484 | -397 | -472 | 0 | 0 | 0 | 528 | 0 | 0 | 425 | 52 | 335 | 5087 | 3273 | 490 | 0 | 911 | 0 | 201 | 903 | 0 | 488 | 1200 | 0 | 462 | 0 | 0 | 0 | 0 | 0 | 0 | 0 | 0 | 0
2040-09-02 | 5 | 34.21 | -13560 | -429 | -472 | 0 | 0 | 0 | 528 | 0 | 0 | 445 | 52 | 335 | 5245 | 3273 | 387 | 0 | 954 | 0 | 202 | 903 | 0 | 475 | 1200 | 0 | 462 | 0 | 0 | 0 | 0 | 0 | 0 | 0 | 0 | 0
2040-09-02 | 6 | 35.98 | -13978 | -429 | -491 | 0 | 0 | 0 | 528 | 0 | 0 | 493 | 52 | 335 | 5617 | 3273 | 375 | 0 | 1026 | 0 | 201 | 894 | 0 | 441 | 1200 | 0 | 462 | 0 | 0 | 0 | 0 | 0 | 0 | 0 | 0 | 0
2040-09-02 | 7 | 37.76 | -14582 | -429 | -545 | 0 | 0 | 0 | 528 | 0 | 0 | 598 | 52 | 335 | 6129 | 3273 | 299 | 0 | 1089 | 100 | 209 | 899 | 0 | 384 | 1200 | 0 | 462 | 0 | 0 | 0 | 0 | 0 | 0 | 0 | 0 | 0
2040-09-02 | 8 | 37.9 | -15464 | -429 | -636 | 0 | 0 | 0 | 528 | 0 | 0 | 632 | 52 | 335 | 6236 | 3273 | 431 | 0 | 1105 | 810 | 218 | 912 | 0 | 334 | 1200 | 0 | 462 | 0 | 0 | 0 | 0 | 0 | 0 | 0 | 0 | 0
2040-09-02 | 9 | 35.69 | -16945 | -366 | -763 | 0 | 0 | 0 | 1416 | 0 | 0 | 425 | 52 | 335 | 5363 | 3273 | 562 | 0 | 1254 | 2299 | 218 | 914 | 0 | 302 | 1200 | 0 | 462 | 0 | 0 | 0 | 0 | 0 | 0 | 0 | 0 | 0
2040-09-02 | 10 | 27.12 | -18363 | -314 | -909 | 0 | 0 | 0 | 2436 | 0 | 0 | 331 | 52 | 335 | 4394 | 3273 | 593 | 0 | 1328 | 3714 | 219 | 963 | 0 | 286 | 1200 | 0 | 462 | 0 | 0 | 0 | 0 | 0 | 0 | 0 | 0 | 0
2040-09-02 | 11 | 23.5 | -19475 | -267 | -818 | 0 | 0 | -366 | 3234 | 0 | 0 | 331 | 52 | 227 | 3913 | 3273 | 754 | 0 | 1353 | 4646 | 219 | 980 | 0 | 282 | 1200 | 0 | 462 | 0 | 0 | 0 | 0 | 0 | 0 | 0 | 0 | 0
2040-09-02 | 12 | 23.5 | -20101 | -204 | -909 | 0 | 0 | -255 | 3683 | 0 | 0 | 331 | 52 | 211 | 3718 | 3273 | 1101 | 0 | 1354 | 4594 | 219 | 977 | 0 | 292 | 1200 | 0 | 462 | 0 | 0 | 0 | 0 | 0 | 0 | 0 | 0 | 0
2040-09-02 | 13 | 24.21 | -20498 | -204 | -981 | 0 | 0 | 0 | 3968 | 0 | 0 | 331 | 52 | 239 | 3718 | 3273 | 1586 | 0 | 1225 | 4118 | 218 | 984 | 0 | 309 | 1200 | 0 | 462 | 0 | 0 | 0 | 0 | 0 | 0 | 0 | 0 | 0
2040-09-02 | 14 | 24.92 | -20640 | -188 | -1018 | 0 | 0 | 0 | 4074 | 0 | 0 | 331 | 52 | 325 | 3718 | 3273 | 2364 | 0 | 1125 | 3372 | 217 | 998 | 0 | 335 | 1200 | 0 | 462 | 0 | 0 | 0 | 0 | 0 | 0 | 0 | 0 | 0
2040-09-02 | 15 | 23.5 | -20631 | -188 | -1054 | 0 | 0 | -296 | 4063 | 0 | 0 | 331 | 52 | 217 | 3718 | 3273 | 3306 | 0 | 1236 | 2764 | 218 | 990 | 0 | 338 | 1200 | 0 | 462 | 0 | 0 | 0 | 0 | 0 | 0 | 0 | 0 | 0
2040-09-02 | 16 | 23.5 | -20654 | -188 | -999 | 0 | 0 | -402 | 4085 | 0 | 0 | 312 | 52 | 209 | 2774 | 3273 | 4589 | 0 | 1195 | 2540 | 219 | 996 | 0 | 337 | 1200 | 0 | 462 | 0 | 0 | 0 | 0 | 0 | 0 | 0 | 0 | 0
2040-09-02 | 17 | 23.5 | -21090 | -225 | -999 | 0 | 0 | -463 | 4396 | 0 | 0 | 301 | 52 | 211 | 2629 | 3273 | 5616 | 0 | 956 | 2114 | 219 | 992 | 0 | 356 | 1200 | 0 | 462 | 0 | 0 | 0 | 0 | 0 | 0 | 0 | 0 | 0
2040-09-02 | 18 | 23.5 | -21590 | -204 | -1018 | 0 | 0 | -173 | 4756 | 0 | 0 | 301 | 52 | 227 | 2249 | 3273 | 6548 | 0 | 874 | 1446 | 219 | 989 | 0 | 390 | 1200 | 0 | 462 | 0 | 0 | 0 | 0 | 0 | 0 | 0 | 0 | 0
2040-09-02 | 19 | 31.76 | -21538 | -204 | -1054 | 0 | 0 | 22 | 4719 | 0 | 0 | 312 | 52 | 335 | 2496 | 3273 | 6906 | 0 | 878 | 542 | 219 | 987 | 0 | 393 | 1200 | 0 | 462 | 0 | 0 | 0 | 0 | 0 | 0 | 0 | 0 | 0
2040-09-02 | 20 | 31.76 | -21531 | -225 | -981 | 0 | 0 | 694 | 4713 | 0 | 0 | 331 | 52 | 335 | 2496 | 3273 | 6680 | 0 | 885 | 27 | 219 | 978 | 0 | 392 | 1200 | 0 | 462 | 0 | 0 | 0 | 0 | 0 | 0 | 0 | 0 | 0
2040-09-02 | 21 | 31.76 | -21144 | -225 | -927 | 0 | 0 | 352 | 4433 | 0 | 0 | 331 | 52 | 335 | 2614 | 3273 | 6899 | 0 | 714 | 0 | 219 | 981 | 0 | 431 | 1200 | 0 | 462 | 0 | 0 | 0 | 0 | 0 | 0 | 0 | 0 | 0
2040-09-02 | 22 | 31.76 | -19843 | -225 | -836 | 0 | 0 | 152 | 3498 | 0 | 0 | 331 | 52 | 335 | 3147 | 3273 | 6224 | 0 | 575 | 0 | 219 | 972 | 0 | 465 | 1200 | 0 | 462 | 0 | 0 | 0 | 0 | 0 | 0 | 0 | 0 | 0
2040-09-02 | 23 | 31.75 | -18183 | -246 | -836 | 0 | 0 | 113 | 2304 | 0 | 0 | 331 | 52 | 335 | 3521 | 3273 | 5594 | 0 | 406 | 0 | 219 | 956 | 0 | 499 | 1200 | 0 | 462 | 0 | 0 | 0 | 0 | 0 | 0 | 0 | 0 | 0
2040-09-02 | 24 | 31.75 | -16676 | -246 | -763 | 0 | 0 | 113 | 1221 | 0 | 0 | 354 | 52 | 335 | 4444 | 3273 | 3971 | 0 | 623 | 0 | 216 | 950 | 0 | 472 | 1200 | 0 | 462 | 0 | 0 | 0 | 0 | 0 | 0 | 0 | 0 | 0
2040-09-03 | 1 | 31.57 | -15612 | -267 | -509 | 0 | -388 | -710 | 528 | 0 | 0 | 331 | 52 | 335 | 4472 | 3273 | 3695 | 0 | 985 | 0 | 214 | 942 | 0 | 996 | 1200 | 0 | 462 | 0 | 0 | 0 | 0 | 0 | 0 | 0 | 0 | 0
2040-09-03 | 2 | 31.57 | -14923 | -288 | -454 | 0 | -722 | -1585 | 528 | 0 | 0 | 312 | 52 | 335 | 4472 | 3273 | 4179 | 0 | 1017 | 0 | 210 | 932 | 0 | 1000 | 1200 | 0 | 462 | 0 | 0 | 0 | 0 | 0 | 0 | 0 | 0 | 0
2040-09-03 | 3 | 31.57 | -14504 | -314 | -400 | 0 | -1405 | -1196 | 528 | 0 | 0 | 312 | 52 | 335 | 4472 | 3273 | 4189 | 0 | 892 | 0 | 204 | 908 | 0 | 992 | 1200 | 0 | 462 | 0 | 0 | 0 | 0 | 0 | 0 | 0 | 0 | 0
2040-09-03 | 4 | 31.57 | -14321 | -314 | -382 | 0 | 0 | -1208 | 528 | 0 | 0 | 331 | 52 | 335 | 4472 | 3273 | 2970 | 0 | 1010 | 0 | 201 | 903 | 0 | 488 | 1200 | 0 | 462 | 0 | 0 | 0 | 0 | 0 | 0 | 0 | 0 | 0
2040-09-03 | 5 | 31.57 | -14591 | -366 | -363 | 0 | -234 | -384 | 528 | 0 | 0 | 331 | 52 | 335 | 4766 | 3273 | 2591 | 0 | 821 | 0 | 202 | 903 | 0 | 475 | 1200 | 0 | 462 | 0 | 0 | 0 | 0 | 0 | 0 | 0 | 0 | 0
2040-09-03 | 6 | 35.98 | -15810 | -397 | -382 | 0 | 0 | 0 | 528 | 0 | 0 | 551 | 52 | 335 | 5909 | 3273 | 2052 | 0 | 691 | 0 | 201 | 894 | 0 | 441 | 1200 | 0 | 462 | 0 | 0 | 0 | 0 | 0 | 0 | 0 | 0 | 0
2040-09-03 | 7 | 40.42 | -17859 | -429 | -491 | 0 | 0 | 0 | 528 | 0 | 0 | 848 | 52 | 335 | 8342 | 3273 | 1421 | 0 | 693 | 133 | 209 | 899 | 0 | 384 | 1200 | 0 | 462 | 0 | 0 | 0 | 0 | 0 | 0 | 0 | 0 | 0
2040-09-03 | 8 | 40.45 | -19369 | -429 | -600 | 0 | 0 | 0 | 1390 | 0 | 0 | 848 | 52 | 335 | 8429 | 3273 | 1164 | 0 | 546 | 1235 | 218 | 912 | 0 | 334 | 1200 | 0 | 462 | 0 | 0 | 0 | 0 | 0 | 0 | 0 | 0 | 0
2040-09-03 | 9 | 38.17 | -20410 | -314 | -727 | 0 | 0 | 0 | 2045 | 0 | 0 | 699 | 52 | 335 | 6977 | 3273 | 779 | 0 | 369 | 3827 | 218 | 914 | 0 | 302 | 1200 | 0 | 462 | 0 | 0 | 0 | 0 | 0 | 0 | 0 | 0 | 0
2040-09-03 | 10 | 31.57 | -21480 | -267 | -854 | 0 | 0 | -522 | 2716 | 0 | 0 | 331 | 52 | 335 | 5053 | 3273 | 609 | 0 | 497 | 7127 | 219 | 963 | 0 | 286 | 1200 | 0 | 462 | 0 | 0 | 0 | 0 | 0 | 0 | 0 | 0 | 0
2040-09-03 | 11 | 31.57 | -22514 | -204 | -818 | 0 | -650 | -1561 | 3366 | 0 | 0 | 312 | 52 | 335 | 4926 | 3273 | 362 | 0 | 227 | 9751 | 219 | 980 | 0 | 282 | 1200 | 0 | 462 | 0 | 0 | 0 | 0 | 0 | 0 | 0 | 0 | 0
2040-09-03 | 12 | 31.57 | -23326 | -167 | -709 | 0 | -1120 | -1859 | 3878 | 0 | 0 | 253 | 52 | 335 | 4630 | 3273 | 324 | 0 | 228 | 11057 | 219 | 977 | 0 | 292 | 1200 | 0 | 462 | 0 | 0 | 0 | 0 | 0 | 0 | 0 | 0 | 0
2040-09-03 | 13 | 31.57 | -23866 | -141 | -927 | 0 | -804 | -1859 | 4217 | 0 | 0 | 301 | 52 | 335 | 4359 | 3273 | 330 | 0 | 143 | 11415 | 218 | 984 | 0 | 309 | 1200 | 0 | 462 | 0 | 0 | 0 | 0 | 0 | 0 | 0 | 0 | 0
2040-09-03 | 14 | 31.57 | -24404 | -141 | -909 | 0 | -510 | -1831 | 4555 | 0 | 0 | 301 | 52 | 335 | 4256 | 3273 | 313 | 0 | 137 | 11362 | 217 | 998 | 0 | 335 | 1200 | 0 | 462 | 0 | 0 | 0 | 0 | 0 | 0 | 0 | 0 | 0
2040-09-03 | 15 | 31.57 | -24583 | -120 | -818 | 0 | 0 | -1086 | 4666 | 0 | 0 | 331 | 52 | 335 | 4256 | 3273 | 219 | 0 | 112 | 10156 | 218 | 990 | 0 | 338 | 1200 | 0 | 462 | 0 | 0 | 0 | 0 | 0 | 0 | 0 | 0 | 0
2040-09-03 | 16 | 39.1 | -24726 | -131 | -1072 | 0 | 0 | 0 | 4756 | 0 | 0 | 472 | 52 | 335 | 5556 | 3273 | 133 | 0 | 83 | 8057 | 219 | 996 | 0 | 337 | 1200 | 0 | 462 | 0 | 0 | 0 | 0 | 0 | 0 | 0 | 0 | 0
2040-09-03 | 17 | 42.67 | -24709 | -131 | -1381 | 0 | 0 | 1342 | 4745 | 0 | 0 | 800 | 52 | 335 | 6910 | 3273 | 136 | 0 | 55 | 5345 | 219 | 992 | 0 | 356 | 1200 | 0 | 462 | 0 | 0 | 0 | 0 | 0 | 0 | 0 | 0 | 0
2040-09-03 | 18 | 43.2 | -24515 | -120 | -1654 | 0 | 1277 | 1859 | 4624 | 0 | 0 | 1051 | 52 | 335 | 7822 | 3273 | 131 | 0 | 38 | 2567 | 219 | 989 | 0 | 390 | 1200 | 0 | 462 | 0 | 0 | 0 | 0 | 0 | 0 | 0 | 0 | 0
2040-09-03 | 19 | 43.83 | -23915 | -131 | -1581 | 0 | 2000 | 1859 | 4248 | 0 | 0 | 1051 | 52 | 335 | 8500 | 3273 | 113 | 0 | 169 | 765 | 219 | 987 | 0 | 393 | 1200 | 0 | 462 | 0 | 0 | 0 | 0 | 0 | 0 | 0 | 0 | 0
2040-09-03 | 20 | 43.2 | -23550 | -167 | -1109 | 0 | 1600 | 1859 | 4016 | 0 | 0 | 1051 | 52 | 335 | 9045 | 3273 | 140 | 0 | 186 | 19 | 219 | 978 | 0 | 392 | 1200 | 0 | 462 | 0 | 0 | 0 | 0 | 0 | 0 | 0 | 0 | 0
2040-09-03 | 21 | 43.2 | -22871 | -204 | -1018 | 0 | 141 | 1859 | 3593 | 0 | 0 | 1051 | 52 | 335 | 9956 | 3273 | 186 | 0 | 354 | 0 | 219 | 981 | 0 | 431 | 1200 | 0 | 462 | 0 | 0 | 0 | 0 | 0 | 0 | 0 | 0 | 0
2040-09-03 | 22 | 42.67 | -21154 | -246 | -854 | 0 | 0 | 1212 | 2515 | 0 | 0 | 1051 | 52 | 335 | 9842 | 3273 | 199 | 0 | 457 | 0 | 219 | 972 | 0 | 465 | 1200 | 0 | 462 | 0 | 0 | 0 | 0 | 0 | 0 | 0 | 0 | 0
2040-09-03 | 23 | 42.67 | -19066 | -267 | -709 | 0 | 0 | 222 | 1199 | 0 | 0 | 1051 | 52 | 335 | 9842 | 3273 | 199 | 0 | 532 | 0 | 219 | 956 | 0 | 499 | 1200 | 0 | 462 | 0 | 0 | 0 | 0 | 0 | 0 | 0 | 0 | 0
2040-09-03 | 24 | 41.19 | -17312 | -288 | -582 | 0 | 0 | 0 | 528 | 0 | 0 | 975 | 52 | 335 | 9009 | 3273 | 137 | 0 | 572 | 0 | 216 | 950 | 0 | 472 | 1200 | 0 | 462 | 0 | 0 | 0 | 0 | 0 | 0 | 0 | 0 | 0
2040-09-04 | 1 | 38.92 | -16071 | -314 | -509 | 0 | 0 | 0 | 528 | 0 | 0 | 781 | 52 | 335 | 7307 | 3273 | 150 | 0 | 653 | 0 | 214 | 942 | 0 | 996 | 1200 | 0 | 462 | 0 | 0 | 0 | 0 | 0 | 0 | 0 | 0 | 0
2040-09-04 | 2 | 37.9 | -15307 | -340 | -454 | 0 | 0 | 0 | 528 | 0 | 0 | 740 | 52 | 335 | 6572 | 3273 | 135 | 0 | 663 | 0 | 210 | 932 | 0 | 1000 | 1200 | 0 | 462 | 0 | 0 | 0 | 0 | 0 | 0 | 0 | 0 | 0
2040-09-04 | 3 | 37 | -14881 | -340 | -400 | 0 | 0 | 0 | 528 | 0 | 0 | 681 | 52 | 335 | 5928 | 3273 | 182 | 0 | 875 | 0 | 204 | 908 | 0 | 992 | 1200 | 0 | 462 | 0 | 0 | 0 | 0 | 0 | 0 | 0 | 0 | 0
2040-09-04 | 4 | 37.84 | -14746 | -340 | -382 | 0 | 0 | 0 | 528 | 0 | 0 | 660 | 52 | 335 | 6177 | 3273 | 282 | 0 | 906 | 0 | 201 | 903 | 0 | 488 | 1200 | 0 | 462 | 0 | 0 | 0 | 0 | 0 | 0 | 0 | 0 | 0
2040-09-04 | 5 | 38.48 | -15086 | -340 | -363 | 0 | 0 | 0 | 528 | 0 | 0 | 664 | 52 | 335 | 6438 | 3273 | 357 | 0 | 901 | 0 | 202 | 903 | 0 | 475 | 1200 | 0 | 462 | 0 | 0 | 0 | 0 | 0 | 0 | 0 | 0 | 0
2040-09-04 | 6 | 40.29 | -16382 | -340 | -382 | 0 | 0 | 0 | 528 | 0 | 0 | 740 | 52 | 335 | 7290 | 3273 | 713 | 0 | 975 | 0 | 201 | 894 | 0 | 441 | 1200 | 0 | 462 | 0 | 0 | 0 | 0 | 0 | 0 | 0 | 0 | 0
2040-09-04 | 7 | 43.13 | -18563 | -340 | -491 | 0 | 0 | 0 | 528 | 0 | 0 | 932 | 52 | 335 | 8981 | 3273 | 1012 | 0 | 1028 | 98 | 209 | 899 | 0 | 384 | 1200 | 0 | 462 | 0 | 0 | 0 | 0 | 0 | 0 | 0 | 0 | 0
2040-09-04 | 8 | 43.37 | -20127 | -314 | -600 | 0 | 0 | 0 | 1115 | 0 | 0 | 1010 | 52 | 335 | 9288 | 3273 | 1012 | 0 | 1085 | 745 | 218 | 912 | 0 | 334 | 1200 | 0 | 462 | 0 | 0 | 0 | 0 | 0 | 0 | 0 | 0 | 0
2040-09-04 | 9 | 40.42 | -21111 | -267 | -727 | 0 | 0 | 0 | 1696 | 0 | 0 | 848 | 52 | 335 | 8459 | 3273 | 1162 | 0 | 1271 | 1912 | 218 | 914 | 0 | 302 | 1200 | 0 | 462 | 0 | 0 | 0 | 0 | 0 | 0 | 0 | 0 | 0
2040-09-04 | 10 | 37.94 | -22093 | -225 | -854 | 0 | 0 | 0 | 2277 | 0 | 0 | 699 | 52 | 335 | 6912 | 3273 | 1634 | 0 | 1367 | 3493 | 219 | 963 | 0 | 286 | 1200 | 0 | 462 | 0 | 0 | 0 | 0 | 0 | 0 | 0 | 0 | 0
2040-09-04 | 11 | 32.43 | -23066 | -188 | -818 | 0 | 0 | 0 | 2848 | 0 | 0 | 407 | 52 | 335 | 5036 | 3273 | 2221 | 0 | 1426 | 5333 | 219 | 980 | 0 | 282 | 1200 | 0 | 462 | 0 | 0 | 0 | 0 | 0 | 0 | 0 | 0 | 0
2040-09-04 | 12 | 30.57 | -23955 | -141 | -709 | 0 | 0 | -824 | 3376 | 0 | 0 | 331 | 52 | 335 | 4268 | 3273 | 2721 | 0 | 1536 | 6587 | 219 | 977 | 0 | 292 | 1200 | 0 | 462 | 0 | 0 | 0 | 0 | 0 | 0 | 0 | 0 | 0
2040-09-04 | 13 | 30.57 | -24743 | -110 | -927 | 0 | 0 | -1365 | 3841 | 0 | 0 | 312 | 52 | 335 | 3528 | 3273 | 3356 | 0 | 1456 | 7818 | 218 | 984 | 0 | 309 | 1200 | 0 | 462 | 0 | 0 | 0 | 0 | 0 | 0 | 0 | 0 | 0
2040-09-04 | 14 | 29.95 | -25503 | -105 | -909 | 0 | -54 | -1859 | 4291 | 0 | 0 | 253 | 52 | 335 | 3320 | 3273 | 4022 | 0 | 1568 | 8103 | 217 | 998 | 0 | 335 | 1200 | 0 | 462 | 0 | 0 | 0 | 0 | 0 | 0 | 0 | 0 | 0
2040-09-04 | 15 | 30.57 | -25946 | -99 | -818 | 0 | 0 | -763 | 4550 | 0 | 0 | 312 | 52 | 335 | 3027 | 3273 | 4011 | 0 | 1463 | 7396 | 218 | 990 | 0 | 338 | 1200 | 0 | 462 | 0 | 0 | 0 | 0 | 0 | 0 | 0 | 0 | 0
2040-09-04 | 16 | 35.16 | -26123 | -94 | -1072 | 0 | 0 | 0 | 4655 | 0 | 0 | 331 | 52 | 335 | 3205 | 3273 | 5017 | 0 | 1295 | 5912 | 219 | 996 | 0 | 337 | 1200 | 0 | 462 | 0 | 0 | 0 | 0 | 0 | 0 | 0 | 0 | 0
2040-09-04 | 17 | 41.31 | -26292 | -94 | -1381 | 0 | 0 | 588 | 4756 | 0 | 0 | 425 | 52 | 335 | 4525 | 3273 | 5380 | 0 | 1329 | 3877 | 219 | 992 | 0 | 356 | 1200 | 0 | 462 | 0 | 0 | 0 | 0 | 0 | 0 | 0 | 0 | 0
2040-09-04 | 18 | 41.31 | -26145 | -99 | -1654 | 0 | 0 | 1052 | 4671 | 0 | 0 | 699 | 52 | 335 | 5685 | 3273 | 5691 | 0 | 1313 | 1868 | 219 | 989 | 0 | 390 | 1200 | 0 | 462 | 0 | 0 | 0 | 0 | 0 | 0 | 0 | 0 | 0
2040-09-04 | 19 | 41.31 | -25598 | -131 | -1581 | 0 | 0 | 1817 | 4343 | 0 | 0 | 781 | 52 | 335 | 5966 | 3273 | 5797 | 0 | 1092 | 594 | 219 | 987 | 0 | 393 | 1200 | 0 | 462 | 0 | 0 | 0 | 0 | 0 | 0 | 0 | 0 | 0
2040-09-04 | 20 | 41.31 | -25242 | -141 | -1109 | 0 | 46 | 103 | 4137 | 0 | 0 | 781 | 52 | 335 | 7270 | 3273 | 6060 | 0 | 1161 | 22 | 219 | 978 | 0 | 392 | 1200 | 0 | 462 | 0 | 0 | 0 | 0 | 0 | 0 | 0 | 0 | 0
2040-09-04 | 21 | 37.72 | -24503 | -188 | -1018 | 0 | 0 | 0 | 3699 | 0 | 0 | 594 | 52 | 335 | 5981 | 3273 | 6724 | 0 | 1758 | 0 | 219 | 981 | 0 | 431 | 1200 | 0 | 462 | 0 | 0 | 0 | 0 | 0 | 0 | 0 | 0 | 0
2040-09-04 | 22 | 32.43 | -22637 | -204 | -854 | 0 | 0 | 0 | 2594 | 0 | 0 | 425 | 52 | 332 | 5052 | 3273 | 6793 | 0 | 1855 | 0 | 219 | 972 | 0 | 465 | 1200 | 0 | 462 | 0 | 0 | 0 | 0 | 0 | 0 | 0 | 0 | 0
2040-09-04 | 23 | 23.29 | -20340 | -204 | -709 | 0 | 0 | 0 | 1242 | 0 | 0 | 331 | 52 | 184 | 4381 | 3273 | 6577 | 0 | 1878 | 0 | 219 | 956 | 0 | 499 | 1200 | 0 | 462 | 0 | 0 | 0 | 0 | 0 | 0 | 0 | 0 | 0
2040-09-04 | 24 | 11.89 | -18236 | -246 | -582 | 0 | 0 | 0 | 528 | 0 | 0 | 331 | 52 | 157 | 3628 | 3273 | 5865 | 0 | 1928 | 0 | 216 | 950 | 0 | 472 | 1200 | 0 | 462 | 0 | 0 | 0 | 0 | 0 | 0 | 0 | 0 | 0
2040-09-05 | 1 | 27.39 | -16702 | -288 | -509 | 0 | -507 | -1385 | 1057 | 0 | 0 | 312 | 52 | 317 | 4088 | 3273 | 4594 | 0 | 1883 | 0 | 214 | 942 | 0 | 996 | 1200 | 0 | 462 | 0 | 0 | 0 | 0 | 0 | 0 | 0 | 0 | 0
2040-09-05 | 2 | 27.39 | -15670 | -340 | -454 | 0 | -378 | -1168 | 528 | 0 | 0 | 331 | 52 | 332 | 3894 | 3273 | 3887 | 0 | 1909 | 0 | 210 | 932 | 0 | 1000 | 1200 | 0 | 462 | 0 | 0 | 0 | 0 | 0 | 0 | 0 | 0 | 0
2040-09-05 | 3 | 27.39 | -15026 | -366 | -400 | 0 | -106 | -1168 | 528 | 0 | 0 | 331 | 52 | 335 | 3700 | 3273 | 3194 | 0 | 1887 | 0 | 204 | 908 | 0 | 992 | 1200 | 0 | 462 | 0 | 0 | 0 | 0 | 0 | 0 | 0 | 0 | 0
2040-09-05 | 4 | 27.39 | -14672 | -429 | -382 | 0 | -450 | -666 | 528 | 0 | 0 | 312 | 52 | 335 | 3561 | 3273 | 3437 | 0 | 1846 | 0 | 201 | 903 | 0 | 488 | 1200 | 0 | 462 | 0 | 0 | 0 | 0 | 0 | 0 | 0 | 0 | 0
2040-09-05 | 5 | 27.39 | -14758 | -460 | -363 | 0 | 0 | -1104 | 528 | 0 | 0 | 312 | 52 | 335 | 3561 | 3273 | 3614 | 0 | 1768 | 0 | 202 | 903 | 0 | 475 | 1200 | 0 | 462 | 0 | 0 | 0 | 0 | 0 | 0 | 0 | 0 | 0
2040-09-05 | 6 | 27.39 | -15819 | -528 | -382 | 0 | -120 | -303 | 528 | 0 | 0 | 331 | 52 | 335 | 3891 | 3273 | 3836 | 0 | 1708 | 0 | 201 | 894 | 0 | 441 | 1200 | 0 | 462 | 0 | 0 | 0 | 0 | 0 | 0 | 0 | 0 | 0
2040-09-05 | 7 | 35.98 | -17596 | -565 | -491 | 0 | 0 | 0 | 1691 | 0 | 0 | 331 | 52 | 335 | 4512 | 3273 | 3605 | 0 | 1582 | 117 | 209 | 899 | 0 | 384 | 1200 | 0 | 462 | 0 | 0 | 0 | 0 | 0 | 0 | 0 | 0 | 0
2040-09-05 | 8 | 35.58 | -18830 | -565 | -600 | 0 | 0 | 0 | 2568 | 0 | 0 | 354 | 52 | 335 | 4711 | 3273 | 2942 | 0 | 1482 | 1152 | 218 | 912 | 0 | 334 | 1200 | 0 | 462 | 0 | 0 | 0 | 0 | 0 | 0 | 0 | 0 | 0
2040-09-05 | 9 | 27.39 | -19482 | -460 | -727 | 0 | 0 | -289 | 3028 | 0 | 0 | 331 | 52 | 335 | 3857 | 3273 | 2242 | 0 | 1171 | 3574 | 218 | 914 | 0 | 302 | 1200 | 0 | 462 | 0 | 0 | 0 | 0 | 0 | 0 | 0 | 0 | 0
2040-09-05 | 10 | 27.39 | -20176 | -397 | -854 | 0 | -544 | -1208 | 3519 | 0 | 0 | 301 | 52 | 335 | 3527 | 3273 | 1428 | 0 | 973 | 6642 | 219 | 963 | 0 | 286 | 1200 | 0 | 462 | 0 | 0 | 0 | 0 | 0 | 0 | 0 | 0 | 0
2040-09-05 | 11 | 27.39 | -20896 | -340 | -818 | 0 | -1116 | -1859 | 4026 | 0 | 0 | 252 | 52 | 335 | 3047 | 3273 | 823 | 0 | 913 | 9164 | 219 | 980 | 0 | 282 | 1200 | 0 | 462 | 0 | 0 | 0 | 0 | 0 | 0 | 0 | 0 | 0
2040-09-05 | 12 | 27.39 | -21432 | -288 | -709 | 0 | -1561 | -1859 | 4407 | 0 | 0 | 252 | 52 | 335 | 2677 | 3273 | 494 | 0 | 595 | 10613 | 219 | 977 | 0 | 292 | 1200 | 0 | 462 | 0 | 0 | 0 | 0 | 0 | 0 | 0 | 0 | 0
2040-09-05 | 13 | 27.39 | -21662 | -246 | -927 | 0 | -702 | -1859 | 4571 | 0 | 0 | 252 | 52 | 335 | 2192 | 3273 | 253 | 0 | 475 | 10820 | 218 | 984 | 0 | 309 | 1200 | 0 | 462 | 0 | 0 | 0 | 0 | 0 | 0 | 0 | 0 | 0
2040-09-05 | 14 | 27.39 | -21922 | -225 | -909 | 0 | -869 | -1528 | 4756 | 0 | 0 | 252 | 52 | 335 | 2192 | 3273 | 186 | 0 | 523 | 10672 | 217 | 998 | 0 | 335 | 1200 | 0 | 462 | 0 | 0 | 0 | 0 | 0 | 0 | 0 | 0 | 0
2040-09-05 | 15 | 27.39 | -21864 | -225 | -818 | 0 | -3 | -632 | 4713 | 0 | 0 | 253 | 52 | 335 | 2024 | 3273 | 126 | 0 | 481 | 9078 | 218 | 990 | 0 | 338 | 1200 | 0 | 462 | 0 | 0 | 0 | 0 | 0 | 0 | 0 | 0 | 0
2040-09-05 | 16 | 38.34 | -21690 | -225 | -1072 | 0 | 0 | 705 | 4592 | 0 | 0 | 331 | 52 | 335 | 2799 | 3273 | 97 | 0 | 646 | 6944 | 219 | 996 | 0 | 337 | 1200 | 0 | 462 | 0 | 0 | 0 | 0 | 0 | 0 | 0 | 0 | 0
2040-09-05 | 17 | 38.34 | -21583 | -225 | -1381 | 0 | 0 | 1002 | 4513 | 0 | 0 | 551 | 52 | 335 | 4764 | 3273 | 95 | 0 | 746 | 4631 | 219 | 992 | 0 | 356 | 1200 | 0 | 462 | 0 | 0 | 0 | 0 | 0 | 0 | 0 | 0 | 0
2040-09-05 | 18 | 38.34 | -21442 | -225 | -1654 | 0 | 1075 | 1731 | 4417 | 0 | 0 | 781 | 52 | 335 | 5289 | 3273 | 115 | 0 | 748 | 2245 | 219 | 989 | 0 | 390 | 1200 | 0 | 462 | 0 | 0 | 0 | 0 | 0 | 0 | 0 | 0 | 0
2040-09-05 | 19 | 38.34 | -21075 | -246 | -1581 | 0 | 1667 | 1763 | 4159 | 0 | 0 | 1031 | 52 | 335 | 5798 | 3273 | 116 | 0 | 841 | 607 | 219 | 987 | 0 | 393 | 1200 | 0 | 462 | 0 | 0 | 0 | 0 | 0 | 0 | 0 | 0 | 0
2040-09-05 | 20 | 38.34 | -21121 | -314 | -1109 | 0 | 1636 | 1744 | 4190 | 0 | 0 | 1051 | 52 | 335 | 5978 | 3273 | 174 | 0 | 850 | 10 | 219 | 978 | 0 | 392 | 1200 | 0 | 462 | 0 | 0 | 0 | 0 | 0 | 0 | 0 | 0 | 0
2040-09-05 | 21 | 38.34 | -20624 | -366 | -1018 | 0 | 885 | 1708 | 3836 | 0 | 0 | 975 | 52 | 335 | 6349 | 3273 | 185 | 0 | 1116 | 0 | 219 | 981 | 0 | 431 | 1200 | 0 | 462 | 0 | 0 | 0 | 0 | 0 | 0 | 0 | 0 | 0
2040-09-05 | 22 | 38.34 | -19146 | -397 | -854 | 0 | 50 | 1551 | 2790 | 0 | 0 | 848 | 52 | 335 | 6721 | 3273 | 268 | 0 | 1192 | 0 | 219 | 972 | 0 | 465 | 1200 | 0 | 462 | 0 | 0 | 0 | 0 | 0 | 0 | 0 | 0 | 0
2040-09-05 | 23 | 38.34 | -17387 | -429 | -709 | 0 | 3 | 775 | 1543 | 0 | 0 | 781 | 52 | 335 | 6670 | 3273 | 345 | 0 | 1412 | 0 | 219 | 956 | 0 | 499 | 1200 | 0 | 462 | 0 | 0 | 0 | 0 | 0 | 0 | 0 | 0 | 0
2040-09-05 | 24 | 38.34 | -15739 | -497 | -582 | 0 | 150 | 141 | 528 | 0 | 0 | 740 | 52 | 335 | 6652 | 3273 | 321 | 0 | 1326 | 0 | 216 | 950 | 0 | 472 | 1200 | 0 | 462 | 0 | 0 | 0 | 0 | 0 | 0 | 0 | 0 | 0
2040-09-06 | 1 | 35.1 | -14682 | -497 | -509 | 0 | 0 | 0 | 528 | 0 | 0 | 628 | 52 | 335 | 5548 | 3273 | 236 | 0 | 1273 | 0 | 214 | 942 | 0 | 996 | 1200 | 0 | 462 | 0 | 0 | 0 | 0 | 0 | 0 | 0 | 0 | 0
2040-09-06 | 2 | 35.98 | -13977 | -528 | -454 | 0 | 0 | 0 | 528 | 0 | 0 | 551 | 52 | 335 | 5212 | 3273 | 264 | 0 | 940 | 0 | 210 | 932 | 0 | 1000 | 1200 | 0 | 462 | 0 | 0 | 0 | 0 | 0 | 0 | 0 | 0 | 0
2040-09-06 | 3 | 35.16 | -13647 | -565 | -400 | 0 | 0 | 0 | 528 | 0 | 0 | 452 | 52 | 335 | 4848 | 3273 | 482 | 0 | 876 | 0 | 204 | 908 | 0 | 992 | 1200 | 0 | 462 | 0 | 0 | 0 | 0 | 0 | 0 | 0 | 0 | 0
2040-09-06 | 4 | 35.98 | -13525 | -528 | -382 | 0 | 0 | 0 | 528 | 0 | 0 | 425 | 52 | 335 | 5125 | 3273 | 732 | 0 | 711 | 0 | 201 | 903 | 0 | 488 | 1200 | 0 | 462 | 0 | 0 | 0 | 0 | 0 | 0 | 0 | 0 | 0
2040-09-06 | 5 | 36.86 | -13834 | -565 | -363 | 0 | 0 | 0 | 528 | 0 | 0 | 452 | 52 | 335 | 5259 | 3273 | 991 | 0 | 629 | 0 | 202 | 903 | 0 | 475 | 1200 | 0 | 462 | 0 | 0 | 0 | 0 | 0 | 0 | 0 | 0 | 0
2040-09-06 | 6 | 40.29 | -14996 | -565 | -382 | 0 | 0 | 0 | 597 | 0 | 0 | 608 | 52 | 335 | 6109 | 3273 | 1402 | 0 | 368 | 0 | 201 | 894 | 0 | 441 | 1200 | 0 | 462 | 0 | 0 | 0 | 0 | 0 | 0 | 0 | 0 | 0
2040-09-06 | 7 | 40.15 | -16943 | -607 | -491 | 0 | 0 | 0 | 2071 | 0 | 0 | 587 | 52 | 335 | 6041 | 3273 | 2184 | 0 | 268 | 76 | 209 | 899 | 0 | 384 | 1200 | 0 | 462 | 0 | 0 | 0 | 0 | 0 | 0 | 0 | 0 | 0
2040-09-06 | 8 | 37.59 | -18278 | -643 | -600 | 0 | 0 | 0 | 3081 | 0 | 0 | 425 | 52 | 335 | 5209 | 3273 | 3078 | 0 | 183 | 760 | 218 | 912 | 0 | 334 | 1200 | 0 | 462 | 0 | 0 | 0 | 0 | 0 | 0 | 0 | 0 | 0
2040-09-06 | 9 | 24.22 | -19037 | -607 | -727 | 0 | 0 | 0 | 3657 | 0 | 0 | 331 | 52 | 315 | 3387 | 3273 | 4087 | 0 | 137 | 2037 | 218 | 914 | 0 | 302 | 1200 | 0 | 462 | 0 | 0 | 0 | 0 | 0 | 0 | 0 | 0 | 0
2040-09-06 | 10 | 24.22 | -19630 | -497 | -854 | 0 | 0 | 0 | 4106 | 0 | 0 | 252 | 52 | 315 | 1088 | 3273 | 4717 | 0 | 99 | 3949 | 219 | 963 | 0 | 286 | 1200 | 0 | 462 | 0 | 0 | 0 | 0 | 0 | 0 | 0 | 0 | 0
2040-09-06 | 11 | 17.23 | -20162 | -397 | -818 | 0 | 0 | -1335 | 4513 | 0 | 0 | 252 | 52 | 157 | 0 | 3273 | 5846 | 0 | 86 | 5391 | 219 | 980 | 0 | 282 | 1200 | 0 | 462 | 0 | 0 | 0 | 0 | 0 | 0 | 0 | 0 | 0
2040-09-06 | 12 | 14.45 | -20484 | -340 | -709 | 0 | -614 | -1859 | 4756 | 0 | 0 | 252 | 52 | 157 | 0 | 3273 | 6423 | 0 | 86 | 5857 | 219 | 977 | 0 | 292 | 1200 | 0 | 462 | 0 | 0 | 0 | 0 | 0 | 0 | 0 | 0 | 0
2040-09-06 | 13 | 14.45 | -20463 | -288 | -927 | 0 | -202 | -1859 | 4740 | 0 | 0 | 252 | 52 | 157 | 0 | 3273 | 6401 | 0 | 90 | 5601 | 218 | 984 | 0 | 309 | 1200 | 0 | 462 | 0 | 0 | 0 | 0 | 0 | 0 | 0 | 0 | 0
2040-09-06 | 14 | 14.45 | -20463 | -288 | -909 | 0 | -365 | -1859 | 4740 | 0 | 0 | 252 | 52 | 157 | 0 | 3273 | 6827 | 0 | 93 | 5277 | 217 | 998 | 0 | 335 | 1200 | 0 | 462 | 0 | 0 | 0 | 0 | 0 | 0 | 0 | 0 | 0
2040-09-06 | 15 | 17.23 | -20174 | -288 | -818 | 0 | 0 | -1859 | 4523 | 0 | 0 | 252 | 52 | 157 | 0 | 3273 | 7077 | 0 | 108 | 4488 | 218 | 990 | 0 | 338 | 1200 | 0 | 462 | 0 | 0 | 0 | 0 | 0 | 0 | 0 | 0 | 0
2040-09-06 | 16 | 17.23 | -19883 | -288 | -1072 | 0 | 0 | -861 | 4301 | 0 | 0 | 252 | 52 | 157 | 0 | 3273 | 7246 | 0 | 141 | 3467 | 219 | 996 | 0 | 337 | 1200 | 0 | 462 | 0 | 0 | 0 | 0 | 0 | 0 | 0 | 0 | 0
2040-09-06 | 17 | 23.29 | -19755 | -314 | -1381 | 0 | 53 | 383 | 4201 | 0 | 0 | 252 | 52 | 168 | 239 | 3273 | 7264 | 0 | 195 | 2140 | 219 | 992 | 0 | 356 | 1200 | 0 | 462 | 0 | 0 | 0 | 0 | 0 | 0 | 0 | 0 | 0
2040-09-06 | 18 | 23.29 | -19734 | -340 | -1654 | 0 | 125 | 1106 | 4185 | 0 | 0 | 253 | 52 | 168 | 498 | 3273 | 7278 | 0 | 282 | 1246 | 219 | 989 | 0 | 390 | 1200 | 0 | 462 | 0 | 0 | 0 | 0 | 0 | 0 | 0 | 0 | 0
2040-09-06 | 19 | 23.29 | -19525 | -366 | -1581 | 0 | 343 | 1549 | 4026 | 0 | 0 | 312 | 52 | 168 | 442 | 3273 | 7325 | 0 | 336 | 384 | 219 | 987 | 0 | 393 | 1200 | 0 | 462 | 0 | 0 | 0 | 0 | 0 | 0 | 0 | 0 | 0
2040-09-06 | 20 | 23.29 | -19500 | -397 | -1109 | 0 | 152 | 1549 | 4011 | 0 | 0 | 301 | 52 | 168 | 442 | 3273 | 7392 | 0 | 413 | 3 | 219 | 978 | 0 | 392 | 1200 | 0 | 462 | 0 | 0 | 0 | 0 | 0 | 0 | 0 | 0 | 0
2040-09-06 | 21 | 23.29 | -18918 | -429 | -1018 | 0 | 133 | 1273 | 3567 | 0 | 0 | 301 | 52 | 168 | 442 | 3273 | 7400 | 0 | 463 | 0 | 219 | 981 | 0 | 431 | 1200 | 0 | 462 | 0 | 0 | 0 | 0 | 0 | 0 | 0 | 0 | 0
2040-09-06 | 22 | 23.29 | -17862 | -429 | -854 | 0 | 47 | 961 | 2769 | 0 | 0 | 253 | 52 | 168 | 442 | 3273 | 7384 | 0 | 478 | 0 | 219 | 972 | 0 | 465 | 1200 | 0 | 462 | 0 | 0 | 0 | 0 | 0 | 0 | 0 | 0 | 0
2040-09-06 | 23 | 23.29 | -16465 | -460 | -709 | 0 | 163 | 305 | 1707 | 0 | 0 | 252 | 52 | 168 | 442 | 3273 | 7409 | 0 | 527 | 0 | 219 | 956 | 0 | 499 | 1200 | 0 | 462 | 0 | 0 | 0 | 0 | 0 | 0 | 0 | 0 | 0
2040-09-06 | 24 | 21.38 | -15146 | -460 | -582 | 0 | 0 | 0 | 708 | 0 | 0 | 252 | 52 | 157 | 602 | 3273 | 7404 | 0 | 439 | 0 | 216 | 950 | 0 | 472 | 1200 | 0 | 462 | 0 | 0 | 0 | 0 | 0 | 0 | 0 | 0 | 0
2040-09-07 | 1 | -39.99 | -14171 | -497 | -509 | 0 | -503 | 0 | 1004 | 0 | 0 | 0 | 48 | 157 | 114 | 3273 | 7401 | 0 | 0 | 0 | 214 | 942 | 0 | 996 | 1200 | 0 | 331 | 0 | 478 | 0 | 0 | 0 | 0 | 0 | 0 | 0
2040-09-07 | 2 | -39.99 | -13542 | -528 | -454 | 0 | -620 | 0 | 528 | 0 | 0 | 0 | 48 | 157 | 110 | 3273 | 7396 | 0 | 0 | 0 | 210 | 932 | 0 | 1000 | 1200 | 0 | 291 | 0 | 487 | 0 | 0 | 0 | 0 | 0 | 0 | 0
2040-09-07 | 3 | -40 | -13181 | -565 | -400 | 0 | -659 | -253 | 528 | 0 | 0 | 0 | 48 | 157 | 110 | 3273 | 7356 | 0 | 0 | 0 | 204 | 908 | 0 | 992 | 1200 | 0 | 282 | 0 | 617 | 0 | 0 | 0 | 0 | 0 | 0 | 0
2040-09-07 | 4 | -40 | -12983 | -565 | -382 | 0 | -548 | -101 | 528 | 0 | 0 | 0 | 48 | 157 | 110 | 3273 | 7389 | 0 | 0 | 0 | 201 | 903 | 0 | 488 | 1200 | 0 | 282 | 0 | 725 | 0 | 0 | 0 | 0 | 0 | 0 | 0
2040-09-07 | 5 | -40 | -12989 | -643 | -363 | -101 | 148 | -614 | 528 | 0 | 0 | 0 | 48 | 157 | 110 | 3273 | 7384 | 0 | 0 | 0 | 202 | 903 | 0 | 475 | 1200 | 0 | 282 | 0 | 710 | 0 | 0 | 0 | 0 | 0 | 0 | 0
2040-09-07 | 6 | -40 | -13381 | -643 | -382 | -190 | 306 | -228 | 528 | 0 | 0 | 0 | 48 | 157 | 110 | 3273 | 7384 | 0 | 0 | 0 | 201 | 894 | 0 | 441 | 1200 | 0 | 282 | 0 | 758 | 0 | 0 | 0 | 0 | 0 | 0 | 0
2040-09-07 | 7 | -40 | -14209 | -685 | -491 | 0 | 661 | -338 | 1036 | 0 | 0 | 0 | 48 | 157 | 110 | 3273 | 7392 | 0 | 0 | 73 | 209 | 899 | 0 | 384 | 1200 | 0 | 282 | 0 | 791 | 0 | 0 | 0 | 0 | 0 | 0 | 0
2040-09-07 | 8 | -40 | -15212 | -643 | -600 | 0 | 298 | -349 | 1871 | 0 | 0 | 0 | 48 | 157 | 100 | 3273 | 7384 | 0 | 0 | 728 | 218 | 912 | 0 | 334 | 1200 | 0 | 282 | 0 | 771 | 0 | 0 | 0 | 0 | 0 | 0 | 0
2040-09-07 | 9 | -40 | -16462 | -607 | -727 | -107 | 235 | -1168 | 2906 | 0 | 0 | 0 | 48 | 157 | 100 | 3273 | 7379 | 0 | 0 | 2058 | 218 | 914 | 0 | 302 | 1200 | 0 | 282 | 0 | 645 | 0 | 0 | 0 | 0 | 0 | 0 | 0
2040-09-07 | 10 | -40 | -17440 | -528 | -854 | -329 | -1053 | -1831 | 3720 | 0 | 0 | 0 | 48 | 157 | 100 | 3273 | 7362 | 0 | 0 | 4425 | 219 | 963 | 0 | 286 | 1200 | 0 | 282 | 0 | 605 | 0 | 0 | 0 | 0 | 0 | 0 | 0
2040-09-07 | 11 | -40 | -18054 | -460 | -818 | -908 | -2000 | -1859 | 4232 | 0 | 0 | 0 | 48 | 157 | 100 | 3273 | 6932 | 0 | 0 | 6395 | 219 | 980 | 0 | 282 | 1200 | 0 | 282 | 394 | 487 | 0 | 0 | 0 | 0 | 0 | 0 | 0
2040-09-07 | 12 | -40 | -18374 | -397 | -709 | -908 | -2000 | -1859 | 4497 | 0 | 0 | 0 | 48 | 157 | 0 | 3273 | 5159 | 0 | 0 | 8144 | 219 | 977 | 0 | 292 | 1200 | 0 | 282 | 2140 | 497 | 0 | 0 | 0 | 0 | 0 | 0 | 0
2040-09-07 | 13 | -40 | -18511 | -314 | -927 | -908 | -2000 | -1859 | 4613 | 0 | 0 | 0 | 48 | 157 | 0 | 3273 | 3560 | 0 | 0 | 9876 | 218 | 984 | 0 | 309 | 1200 | 0 | 282 | 3660 | 507 | 0 | 0 | 0 | 0 | 0 | 0 | 0
2040-09-07 | 14 | -40 | -18525 | -267 | -909 | -622 | -1615 | -1859 | 4624 | 0 | 0 | 0 | 48 | 157 | 0 | 3273 | 2397 | 0 | 0 | 10265 | 217 | 998 | 0 | 335 | 1200 | 0 | 282 | 4568 | 556 | 0 | 0 | 0 | 0 | 0 | 0 | 0
2040-09-07 | 15 | -40 | -18379 | -204 | -818 | 0 | -299 | -1541 | 4502 | 0 | 0 | 0 | 48 | 157 | 0 | 3273 | 1247 | 0 | 0 | 8986 | 218 | 990 | 0 | 338 | 1200 | 0 | 282 | 5192 | 798 | 0 | 0 | 0 | 0 | 0 | 0 | 0
2040-09-07 | 16 | -40 | -18323 | -204 | -1072 | 0 | 0 | -1168 | 4454 | 0 | 0 | 0 | 48 | 157 | 0 | 3273 | 3266 | 0 | 0 | 6535 | 219 | 996 | 0 | 337 | 1200 | 0 | 282 | 1829 | 1124 | 0 | 0 | 0 | 0 | 0 | 0 | 0
2040-09-07 | 17 | 0 | -18396 | -188 | -1381 | 0 | 0 | 0 | 4513 | 0 | 0 | 198 | 48 | 157 | 0 | 3273 | 3322 | 0 | 1262 | 4104 | 219 | 992 | 0 | 356 | 1200 | 0 | 322 | 0 | 0 | 0 | 0 | 0 | 0 | 0 | 0 | 0
2040-09-07 | 18 | 17.55 | -18586 | -204 | -1654 | 288 | 712 | 1729 | 4671 | 0 | 0 | 312 | 52 | 157 | 5 | 3273 | 2626 | 0 | 1349 | 2019 | 219 | 989 | 0 | 390 | 1200 | 0 | 453 | 0 | 0 | 0 | 0 | 0 | 0 | 0 | 0 | 0
2040-09-07 | 19 | 17.55 | -18561 | -225 | -1581 | 908 | 1812 | 1749 | 4655 | 0 | 0 | 424 | 52 | 157 | 711 | 3273 | 1572 | 0 | 1286 | 507 | 219 | 987 | 0 | 393 | 1200 | 0 | 462 | 0 | 0 | 0 | 0 | 0 | 0 | 0 | 0 | 0
2040-09-07 | 20 | 17.55 | -18685 | -267 | -1109 | 908 | 1841 | 1859 | 4756 | 0 | 0 | 425 | 52 | 157 | 744 | 3273 | 1563 | 0 | 1228 | 3 | 219 | 978 | 0 | 392 | 1200 | 0 | 462 | 0 | 0 | 0 | 0 | 0 | 0 | 0 | 0 | 0
2040-09-07 | 21 | 17.55 | -18296 | -314 | -1018 | 908 | 1819 | 1765 | 4433 | 0 | 0 | 425 | 52 | 157 | 742 | 3273 | 1641 | 0 | 1119 | 0 | 219 | 981 | 0 | 431 | 1200 | 0 | 462 | 0 | 0 | 0 | 0 | 0 | 0 | 0 | 0 | 0
2040-09-07 | 22 | 17.55 | -17324 | -340 | -854 | 471 | 1450 | 1744 | 3625 | 0 | 0 | 331 | 52 | 157 | 678 | 3273 | 2359 | 0 | 1060 | 0 | 219 | 972 | 0 | 465 | 1200 | 0 | 462 | 0 | 0 | 0 | 0 | 0 | 0 | 0 | 0 | 0
2040-09-07 | 23 | 17.55 | -16126 | -397 | -709 | 19 | 235 | 1283 | 2631 | 0 | 0 | 312 | 52 | 157 | 678 | 3273 | 4145 | 0 | 1110 | 0 | 219 | 956 | 0 | 499 | 1200 | 0 | 462 | 0 | 0 | 0 | 0 | 0 | 0 | 0 | 0 | 0
2040-09-07 | 24 | 0 | -14919 | -429 | -582 | 0 | 0 | 64 | 1627 | 0 | 0 | 252 | 48 | 157 | 678 | 3273 | 5648 | 0 | 1013 | 0 | 216 | 950 | 0 | 472 | 1200 | 0 | 331 | 0 | 0 | 0 | 0 | 0 | 0 | 0 | 0 | 0
2040-09-08 | 1 | 12.98 | -13927 | -429 | -672 | 0 | 0 | -1118 | 528 | 0 | 0 | 252 | 52 | 157 | 1591 | 3273 | 5604 | 0 | 874 | 0 | 214 | 942 | 0 | 996 | 1200 | 0 | 462 | 0 | 0 | 0 | 0 | 0 | 0 | 0 | 0 | 0
2040-09-08 | 2 | 9.51 | -13291 | -460 | -582 | 0 | -584 | -1859 | 528 | 0 | 0 | 252 | 52 | 157 | 1587 | 3273 | 6105 | 0 | 1017 | 0 | 210 | 932 | 0 | 1000 | 1200 | 0 | 462 | 0 | 0 | 0 | 0 | 0 | 0 | 0 | 0 | 0
2040-09-08 | 3 | 12.98 | -12927 | -497 | -527 | 0 | 0 | -1579 | 528 | 0 | 0 | 252 | 52 | 157 | 913 | 3273 | 5663 | 0 | 925 | 0 | 204 | 908 | 0 | 992 | 1200 | 0 | 462 | 0 | 0 | 0 | 0 | 0 | 0 | 0 | 0 | 0
2040-09-08 | 4 | 12.98 | -12726 | -528 | -472 | 0 | 0 | -4 | 528 | 0 | 0 | 252 | 52 | 157 | 1046 | 3273 | 4316 | 0 | 852 | 0 | 201 | 903 | 0 | 488 | 1200 | 0 | 462 | 0 | 0 | 0 | 0 | 0 | 0 | 0 | 0 | 0
2040-09-08 | 5 | 12.98 | -12704 | -565 | -472 | 0 | 0 | -214 | 528 | 0 | 0 | 253 | 52 | 157 | 1876 | 3273 | 3622 | 0 | 951 | 0 | 202 | 903 | 0 | 475 | 1200 | 0 | 462 | 0 | 0 | 0 | 0 | 0 | 0 | 0 | 0 | 0
2040-09-08 | 6 | 17.55 | -12959 | -565 | -491 | 0 | 67 | 417 | 528 | 0 | 0 | 312 | 52 | 157 | 2070 | 3273 | 3124 | 0 | 815 | 0 | 201 | 894 | 0 | 441 | 1200 | 0 | 462 | 0 | 0 | 0 | 0 | 0 | 0 | 0 | 0 | 0
2040-09-08 | 7 | 17.55 | -13417 | -565 | -545 | 0 | 51 | 491 | 528 | 0 | 0 | 312 | 52 | 157 | 2580 | 3273 | 2979 | 0 | 850 | 99 | 209 | 899 | 0 | 384 | 1200 | 0 | 462 | 0 | 0 | 0 | 0 | 0 | 0 | 0 | 0 | 0
2040-09-08 | 8 | 17.55 | -14377 | -565 | -636 | 0 | 0 | 1532 | 528 | 0 | 0 | 331 | 52 | 157 | 2580 | 3273 | 2028 | 0 | 885 | 1086 | 218 | 912 | 0 | 334 | 1200 | 0 | 462 | 0 | 0 | 0 | 0 | 0 | 0 | 0 | 0 | 0
2040-09-08 | 9 | 17.55 | -15727 | -460 | -763 | 0 | 255 | 156 | 1474 | 0 | 0 | 331 | 52 | 157 | 3388 | 3273 | 1365 | 0 | 570 | 2833 | 218 | 914 | 0 | 302 | 1200 | 0 | 462 | 0 | 0 | 0 | 0 | 0 | 0 | 0 | 0 | 0
2040-09-08 | 10 | 12.98 | -16845 | -366 | -909 | 0 | 0 | -1371 | 2346 | 0 | 0 | 301 | 52 | 157 | 3388 | 3273 | 943 | 0 | 385 | 5516 | 219 | 963 | 0 | 286 | 1200 | 0 | 462 | 0 | 0 | 0 | 0 | 0 | 0 | 0 | 0 | 0
2040-09-08 | 11 | 6.72 | -17633 | -288 | -818 | -71 | -1763 | -1859 | 2959 | 0 | 0 | 252 | 52 | 157 | 2585 | 3273 | 857 | 0 | 495 | 8659 | 219 | 980 | 0 | 282 | 1200 | 0 | 462 | 0 | 0 | 0 | 0 | 0 | 0 | 0 | 0 | 0
2040-09-08 | 12 | 6.72 | -18297 | -246 | -909 | -876 | -2000 | -1859 | 3477 | 0 | 0 | 252 | 52 | 157 | 2391 | 3273 | 821 | 0 | 551 | 10062 | 219 | 977 | 0 | 292 | 1200 | 0 | 462 | 0 | 0 | 0 | 0 | 0 | 0 | 0 | 0 | 0
2040-09-08 | 13 | 6.72 | -18737 | -204 | -981 | -643 | -1872 | -1859 | 3820 | 0 | 0 | 252 | 52 | 157 | 1661 | 3273 | 957 | 0 | 662 | 10288 | 218 | 984 | 0 | 309 | 1200 | 0 | 462 | 0 | 0 | 0 | 0 | 0 | 0 | 0 | 0 | 0
2040-09-08 | 14 | 0 | -18878 | -188 | -1018 | -908 | -2000 | -1859 | 3931 | 0 | 0 | 184 | 48 | 157 | 1661 | 3273 | 1176 | 0 | 817 | 10523 | 217 | 998 | 0 | 335 | 1200 | 0 | 331 | 0 | 0 | 0 | 0 | 0 | 0 | 0 | 0 | 0
2040-09-08 | 15 | 6.72 | -18902 | -188 | -1054 | -320 | -1347 | -1859 | 3947 | 0 | 0 | 252 | 52 | 157 | 1501 | 3273 | 1347 | 0 | 929 | 9004 | 218 | 990 | 0 | 338 | 1200 | 0 | 462 | 0 | 0 | 0 | 0 | 0 | 0 | 0 | 0 | 0
2040-09-08 | 16 | 12.98 | -18988 | -157 | -999 | 0 | 0 | -1640 | 4016 | 0 | 0 | 252 | 52 | 157 | 1368 | 3273 | 1509 | 0 | 918 | 7025 | 219 | 996 | 0 | 337 | 1200 | 0 | 462 | 0 | 0 | 0 | 0 | 0 | 0 | 0 | 0 | 0
2040-09-08 | 17 | 17.55 | -19286 | -167 | -999 | 8 | 471 | 22 | 4248 | 0 | 0 | 301 | 52 | 157 | 1367 | 3273 | 1867 | 0 | 901 | 4556 | 219 | 992 | 0 | 356 | 1200 | 0 | 462 | 0 | 0 | 0 | 0 | 0 | 0 | 0 | 0 | 0
2040-09-08 | 18 | 17.55 | -19633 | -167 | -1018 | 27 | 584 | 1537 | 4518 | 0 | 0 | 331 | 52 | 157 | 2120 | 3273 | 1843 | 0 | 1003 | 2112 | 219 | 989 | 0 | 390 | 1200 | 0 | 462 | 0 | 0 | 0 | 0 | 0 | 0 | 0 | 0 | 0
2040-09-08 | 19 | 17.55 | -19677 | -188 | -1054 | 545 | 1357 | 1419 | 4550 | 0 | 0 | 495 | 52 | 157 | 2410 | 3273 | 1890 | 0 | 956 | 554 | 219 | 987 | 0 | 393 | 1200 | 0 | 462 | 0 | 0 | 0 | 0 | 0 | 0 | 0 | 0 | 0
2040-09-08 | 20 | 17.55 | -19940 | -246 | -981 | 636 | 1542 | 1675 | 4756 | 0 | 0 | 609 | 52 | 157 | 2436 | 3273 | 1690 | 0 | 1089 | 3 | 219 | 978 | 0 | 392 | 1200 | 0 | 462 | 0 | 0 | 0 | 0 | 0 | 0 | 0 | 0 | 0
2040-09-08 | 21 | 17.55 | -19377 | -314 | -927 | 600 | 1251 | 1692 | 4317 | 0 | 0 | 594 | 52 | 157 | 2596 | 3273 | 1513 | 0 | 1279 | 0 | 219 | 981 | 0 | 431 | 1200 | 0 | 462 | 0 | 0 | 0 | 0 | 0 | 0 | 0 | 0 | 0
2040-09-08 | 22 | 17.55 | -18052 | -366 | -836 | 258 | 1181 | 1672 | 3287 | 0 | 0 | 608 | 52 | 157 | 3036 | 3273 | 1058 | 0 | 1354 | 0 | 219 | 972 | 0 | 465 | 1200 | 0 | 462 | 0 | 0 | 0 | 0 | 0 | 0 | 0 | 0 | 0
2040-09-08 | 23 | 17.55 | -16494 | -397 | -836 | 258 | 858 | 1672 | 2071 | 0 | 0 | 658 | 52 | 157 | 3416 | 3273 | 845 | 0 | 1131 | 0 | 219 | 956 | 0 | 499 | 1200 | 0 | 462 | 0 | 0 | 0 | 0 | 0 | 0 | 0 | 0 | 0
2040-09-08 | 24 | 17.55 | -15075 | -429 | -763 | 92 | 610 | 1283 | 967 | 0 | 0 | 475 | 52 | 157 | 3703 | 3273 | 1132 | 0 | 1222 | 0 | 216 | 950 | 0 | 472 | 1200 | 0 | 462 | 0 | 0 | 0 | 0 | 0 | 0 | 0 | 0 | 0
2040-09-09 | 1 | 28.61 | -14075 | -497 | -672 | 0 | -37 | -576 | 528 | 0 | 0 | 331 | 52 | 317 | 4570 | 3273 | 1672 | 0 | 1300 | 0 | 214 | 942 | 0 | 996 | 1200 | 0 | 462 | 0 | 0 | 0 | 0 | 0 | 0 | 0 | 0 | 0
2040-09-09 | 2 | 29.19 | -13423 | -497 | -582 | 0 | 0 | -1225 | 528 | 0 | 0 | 331 | 52 | 332 | 4407 | 3273 | 1672 | 0 | 1328 | 0 | 210 | 932 | 0 | 1000 | 1200 | 0 | 462 | 0 | 0 | 0 | 0 | 0 | 0 | 0 | 0 | 0
2040-09-09 | 3 | 29.19 | -13152 | -497 | -527 | 0 | 0 | -1003 | 528 | 0 | 0 | 331 | 52 | 335 | 4381 | 3273 | 1212 | 0 | 1301 | 0 | 204 | 908 | 0 | 992 | 1200 | 0 | 462 | 0 | 0 | 0 | 0 | 0 | 0 | 0 | 0 | 0
2040-09-09 | 4 | 29.19 | -13059 | -528 | -472 | 0 | 0 | -379 | 528 | 0 | 0 | 331 | 52 | 335 | 4381 | 3273 | 948 | 0 | 1337 | 0 | 201 | 903 | 0 | 488 | 1200 | 0 | 462 | 0 | 0 | 0 | 0 | 0 | 0 | 0 | 0 | 0
2040-09-09 | 5 | 29.19 | -13432 | -565 | -472 | 0 | 0 | -201 | 528 | 0 | 0 | 331 | 52 | 335 | 4581 | 3273 | 1061 | 0 | 1267 | 0 | 202 | 903 | 0 | 475 | 1200 | 0 | 462 | 0 | 0 | 0 | 0 | 0 | 0 | 0 | 0 | 0
2040-09-09 | 6 | 37 | -14702 | -643 | -491 | 0 | 0 | 0 | 528 | 0 | 0 | 517 | 52 | 335 | 5625 | 3273 | 1050 | 0 | 1258 | 0 | 201 | 894 | 0 | 441 | 1200 | 0 | 462 | 0 | 0 | 0 | 0 | 0 | 0 | 0 | 0 | 0
2040-09-09 | 7 | 39.45 | -16736 | -643 | -545 | 0 | 0 | 470 | 1273 | 0 | 0 | 699 | 52 | 335 | 6298 | 3273 | 960 | 0 | 1309 | 102 | 209 | 899 | 0 | 384 | 1200 | 0 | 462 | 0 | 0 | 0 | 0 | 0 | 0 | 0 | 0 | 0
2040-09-09 | 8 | 38.77 | -18071 | -643 | -636 | 0 | 0 | 0 | 2235 | 0 | 0 | 664 | 52 | 335 | 6561 | 3273 | 923 | 0 | 1034 | 1148 | 218 | 912 | 0 | 334 | 1200 | 0 | 462 | 0 | 0 | 0 | 0 | 0 | 0 | 0 | 0 | 0
2040-09-09 | 9 | 32.43 | -18782 | -528 | -763 | 0 | 0 | 0 | 2748 | 0 | 0 | 407 | 52 | 335 | 5068 | 3273 | 910 | 0 | 588 | 3597 | 218 | 914 | 0 | 302 | 1200 | 0 | 462 | 0 | 0 | 0 | 0 | 0 | 0 | 0 | 0 | 0
2040-09-09 | 10 | 29.19 | -19634 | -429 | -909 | 0 | 0 | -1306 | 3361 | 0 | 0 | 312 | 52 | 335 | 3975 | 3273 | 801 | 0 | 477 | 6563 | 219 | 963 | 0 | 286 | 1200 | 0 | 462 | 0 | 0 | 0 | 0 | 0 | 0 | 0 | 0 | 0
2040-09-09 | 11 | 28.61 | -20448 | -314 | -818 | 0 | -925 | -1859 | 3947 | 0 | 0 | 252 | 52 | 335 | 3310 | 3273 | 710 | 0 | 376 | 8966 | 219 | 980 | 0 | 282 | 1200 | 0 | 462 | 0 | 0 | 0 | 0 | 0 | 0 | 0 | 0 | 0
2040-09-09 | 12 | 28.61 | -20982 | -267 | -909 | 0 | -707 | -1859 | 4328 | 0 | 0 | 252 | 52 | 335 | 2718 | 3273 | 706 | 0 | 324 | 9586 | 219 | 977 | 0 | 292 | 1200 | 0 | 462 | 0 | 0 | 0 | 0 | 0 | 0 | 0 | 0 | 0
2040-09-09 | 13 | 28.61 | -21321 | -246 | -981 | 0 | -519 | -1859 | 4576 | 0 | 0 | 252 | 52 | 335 | 2526 | 3273 | 757 | 0 | 210 | 9771 | 218 | 984 | 0 | 309 | 1200 | 0 | 462 | 0 | 0 | 0 | 0 | 0 | 0 | 0 | 0 | 0
2040-09-09 | 14 | 28.61 | -21573 | -225 | -1018 | 0 | -137 | -1859 | 4756 | 0 | 0 | 252 | 52 | 335 | 2522 | 3273 | 813 | 0 | 143 | 9454 | 217 | 998 | 0 | 335 | 1200 | 0 | 462 | 0 | 0 | 0 | 0 | 0 | 0 | 0 | 0 | 0
2040-09-09 | 15 | 29.19 | -21526 | -204 | -1054 | 0 | 0 | -962 | 4724 | 0 | 0 | 301 | 52 | 335 | 2591 | 3273 | 840 | 0 | 180 | 8244 | 218 | 990 | 0 | 338 | 1200 | 0 | 462 | 0 | 0 | 0 | 0 | 0 | 0 | 0 | 0 | 0
2040-09-09 | 16 | 35.69 | -21457 | -204 | -999 | 0 | 0 | 0 | 4671 | 0 | 0 | 331 | 52 | 335 | 3273 | 3273 | 906 | 0 | 170 | 6435 | 219 | 996 | 0 | 337 | 1200 | 0 | 462 | 0 | 0 | 0 | 0 | 0 | 0 | 0 | 0 | 0
2040-09-09 | 17 | 39.45 | -21360 | -204 | -999 | 0 | 0 | 973 | 4602 | 0 | 0 | 452 | 52 | 335 | 4391 | 3273 | 865 | 0 | 157 | 4234 | 219 | 992 | 0 | 356 | 1200 | 0 | 462 | 0 | 0 | 0 | 0 | 0 | 0 | 0 | 0 | 0
2040-09-09 | 18 | 39.75 | -21393 | -204 | -1018 | 0 | 130 | 1859 | 4624 | 0 | 0 | 740 | 52 | 335 | 5145 | 3273 | 880 | 0 | 160 | 2158 | 219 | 989 | 0 | 390 | 1200 | 0 | 462 | 0 | 0 | 0 | 0 | 0 | 0 | 0 | 0 | 0
2040-09-09 | 19 | 39.75 | -21224 | -225 | -1054 | 0 | 1164 | 1859 | 4502 | 0 | 0 | 868 | 52 | 335 | 5496 | 3273 | 973 | 0 | 164 | 558 | 219 | 987 | 0 | 393 | 1200 | 0 | 462 | 0 | 0 | 0 | 0 | 0 | 0 | 0 | 0 | 0
2040-09-09 | 20 | 39.75 | -21372 | -267 | -981 | 0 | 705 | 1859 | 4613 | 0 | 0 | 932 | 52 | 335 | 6142 | 3273 | 1014 | 0 | 442 | 3 | 219 | 978 | 0 | 392 | 1200 | 0 | 462 | 0 | 0 | 0 | 0 | 0 | 0 | 0 | 0 | 0
2040-09-09 | 21 | 39.45 | -20732 | -340 | -927 | 0 | 0 | 1766 | 4148 | 0 | 0 | 848 | 52 | 335 | 6549 | 3273 | 1048 | 0 | 688 | 0 | 219 | 981 | 0 | 431 | 1200 | 0 | 462 | 0 | 0 | 0 | 0 | 0 | 0 | 0 | 0 | 0
2040-09-09 | 22 | 39.45 | -19214 | -314 | -836 | 0 | 0 | 649 | 3059 | 0 | 0 | 781 | 52 | 335 | 6885 | 3273 | 1034 | 0 | 978 | 0 | 219 | 972 | 0 | 465 | 1200 | 0 | 462 | 0 | 0 | 0 | 0 | 0 | 0 | 0 | 0 | 0
2040-09-09 | 23 | 39.45 | -17383 | -366 | -836 | 0 | 0 | 207 | 1738 | 0 | 0 | 740 | 52 | 335 | 6885 | 3273 | 1088 | 0 | 930 | 0 | 219 | 956 | 0 | 499 | 1200 | 0 | 462 | 0 | 0 | 0 | 0 | 0 | 0 | 0 | 0 | 0
2040-09-09 | 24 | 39.45 | -15803 | -366 | -763 | 0 | 0 | 43 | 602 | 0 | 0 | 740 | 52 | 335 | 6835 | 3273 | 973 | 0 | 780 | 0 | 216 | 950 | 0 | 472 | 1200 | 0 | 462 | 0 | 0 | 0 | 0 | 0 | 0 | 0 | 0 | 0
2040-09-10 | 1 | 34.21 | -14768 | -397 | -509 | 0 | 0 | 0 | 528 | 0 | 0 | 587 | 52 | 335 | 5421 | 3273 | 960 | 0 | 704 | 0 | 214 | 942 | 0 | 996 | 1200 | 0 | 462 | 0 | 0 | 0 | 0 | 0 | 0 | 0 | 0 | 0
2040-09-10 | 2 | 31.85 | -14106 | -429 | -454 | 0 | 0 | 0 | 528 | 0 | 0 | 482 | 52 | 335 | 5008 | 3273 | 918 | 0 | 589 | 0 | 210 | 932 | 0 | 1000 | 1200 | 0 | 462 | 0 | 0 | 0 | 0 | 0 | 0 | 0 | 0 | 0
2040-09-10 | 3 | 30.65 | -13738 | -497 | -400 | 0 | 0 | -68 | 528 | 0 | 0 | 452 | 52 | 335 | 4852 | 3273 | 898 | 0 | 546 | 0 | 204 | 908 | 0 | 992 | 1200 | 0 | 462 | 0 | 0 | 0 | 0 | 0 | 0 | 0 | 0 | 0
2040-09-10 | 4 | 34.21 | -13636 | -528 | -382 | 0 | 0 | 0 | 528 | 0 | 0 | 452 | 52 | 335 | 5276 | 3273 | 917 | 0 | 458 | 0 | 201 | 903 | 0 | 488 | 1200 | 0 | 462 | 0 | 0 | 0 | 0 | 0 | 0 | 0 | 0 | 0
2040-09-10 | 5 | 35.98 | -13966 | -528 | -363 | 0 | 0 | 0 | 528 | 0 | 0 | 532 | 52 | 335 | 5599 | 3273 | 993 | 0 | 304 | 0 | 202 | 903 | 0 | 475 | 1200 | 0 | 462 | 0 | 0 | 0 | 0 | 0 | 0 | 0 | 0 | 0
2040-09-10 | 6 | 39.16 | -15253 | -528 | -382 | 0 | 0 | 0 | 528 | 0 | 0 | 699 | 52 | 335 | 6951 | 3273 | 908 | 0 | 220 | 0 | 201 | 894 | 0 | 441 | 1200 | 0 | 462 | 0 | 0 | 0 | 0 | 0 | 0 | 0 | 0 | 0
2040-09-10 | 7 | 40.9 | -17371 | -565 | -491 | 0 | 0 | 0 | 1590 | 0 | 0 | 781 | 52 | 335 | 7974 | 3273 | 1074 | 0 | 114 | 80 | 209 | 899 | 0 | 384 | 1200 | 0 | 462 | 0 | 0 | 0 | 0 | 0 | 0 | 0 | 0 | 0
2040-09-10 | 8 | 40.42 | -18735 | -565 | -600 | 0 | 0 | 0 | 2557 | 0 | 0 | 781 | 52 | 335 | 7707 | 3273 | 1116 | 0 | 77 | 875 | 218 | 912 | 0 | 334 | 1200 | 0 | 462 | 0 | 0 | 0 | 0 | 0 | 0 | 0 | 0 | 0
2040-09-10 | 9 | 37.76 | -19459 | -497 | -727 | 0 | 0 | 0 | 3075 | 0 | 0 | 663 | 52 | 335 | 6540 | 3273 | 1024 | 0 | 43 | 2582 | 218 | 914 | 0 | 302 | 1200 | 0 | 462 | 0 | 0 | 0 | 0 | 0 | 0 | 0 | 0 | 0
2040-09-10 | 10 | 32.43 | -20078 | -429 | -854 | 0 | 0 | 0 | 3514 | 0 | 0 | 407 | 52 | 335 | 5099 | 3273 | 907 | 0 | 24 | 4620 | 219 | 963 | 0 | 286 | 1200 | 0 | 462 | 0 | 0 | 0 | 0 | 0 | 0 | 0 | 0 | 0
2040-09-10 | 11 | 30.64 | -20713 | -366 | -818 | 0 | 0 | -641 | 3968 | 0 | 0 | 331 | 52 | 335 | 4230 | 3273 | 808 | 0 | 43 | 6355 | 219 | 980 | 0 | 282 | 1200 | 0 | 462 | 0 | 0 | 0 | 0 | 0 | 0 | 0 | 0 | 0
2040-09-10 | 12 | 30.64 | -21182 | -314 | -709 | 0 | 0 | -1244 | 4301 | 0 | 0 | 326 | 52 | 335 | 4198 | 3273 | 782 | 0 | 72 | 6960 | 219 | 977 | 0 | 292 | 1200 | 0 | 462 | 0 | 0 | 0 | 0 | 0 | 0 | 0 | 0 | 0
2040-09-10 | 13 | 30.64 | -21372 | -267 | -927 | 0 | 0 | -730 | 4439 | 0 | 0 | 331 | 52 | 335 | 4146 | 3273 | 559 | 0 | 106 | 6882 | 218 | 984 | 0 | 309 | 1200 | 0 | 462 | 0 | 0 | 0 | 0 | 0 | 0 | 0 | 0 | 0
2040-09-10 | 14 | 30.64 | -21475 | -246 | -909 | 0 | 0 | -520 | 4507 | 0 | 0 | 331 | 52 | 335 | 3986 | 3273 | 585 | 0 | 172 | 6697 | 217 | 998 | 0 | 335 | 1200 | 0 | 462 | 0 | 0 | 0 | 0 | 0 | 0 | 0 | 0 | 0
2040-09-10 | 15 | 36.08 | -21432 | -246 | -818 | 0 | 0 | 0 | 4481 | 0 | 0 | 331 | 52 | 335 | 4107 | 3273 | 546 | 0 | 233 | 5931 | 218 | 990 | 0 | 338 | 1200 | 0 | 462 | 0 | 0 | 0 | 0 | 0 | 0 | 0 | 0 | 0
2040-09-10 | 16 | 41.41 | -21430 | -225 | -1072 | 0 | 0 | 148 | 4476 | 0 | 0 | 472 | 52 | 335 | 5433 | 3273 | 567 | 0 | 325 | 4432 | 219 | 996 | 0 | 337 | 1200 | 0 | 462 | 0 | 0 | 0 | 0 | 0 | 0 | 0 | 0 | 0
2040-09-10 | 17 | 41.41 | -21472 | -204 | -1381 | 0 | 0 | 618 | 4507 | 0 | 0 | 699 | 52 | 335 | 6182 | 3273 | 596 | 0 | 428 | 3138 | 219 | 992 | 0 | 356 | 1200 | 0 | 462 | 0 | 0 | 0 | 0 | 0 | 0 | 0 | 0 | 0
2040-09-10 | 18 | 41.41 | -21599 | -204 | -1654 | 0 | 0 | 1007 | 4597 | 0 | 0 | 848 | 52 | 335 | 7217 | 3273 | 592 | 0 | 592 | 1684 | 219 | 989 | 0 | 390 | 1200 | 0 | 462 | 0 | 0 | 0 | 0 | 0 | 0 | 0 | 0 | 0
2040-09-10 | 19 | 41.41 | -21562 | -204 | -1581 | 0 | 0 | 249 | 4571 | 0 | 0 | 975 | 52 | 335 | 8687 | 3273 | 631 | 0 | 814 | 500 | 219 | 987 | 0 | 393 | 1200 | 0 | 462 | 0 | 0 | 0 | 0 | 0 | 0 | 0 | 0 | 0
2040-09-10 | 20 | 41.41 | -21821 | -204 | -1109 | 0 | 0 | 347 | 4756 | 0 | 0 | 975 | 52 | 335 | 8687 | 3273 | 501 | 0 | 955 | 3 | 219 | 978 | 0 | 392 | 1200 | 0 | 462 | 0 | 0 | 0 | 0 | 0 | 0 | 0 | 0 | 0
2040-09-10 | 21 | 41.24 | -21176 | -246 | -1018 | 0 | 0 | 0 | 4296 | 0 | 0 | 893 | 52 | 335 | 8616 | 3273 | 555 | 0 | 1127 | 0 | 219 | 981 | 0 | 431 | 1200 | 0 | 462 | 0 | 0 | 0 | 0 | 0 | 0 | 0 | 0 | 0
2040-09-10 | 22 | 39.86 | -19753 | -267 | -854 | 0 | 0 | 0 | 3281 | 0 | 0 | 781 | 52 | 335 | 7860 | 3273 | 807 | 0 | 1167 | 0 | 219 | 972 | 0 | 465 | 1200 | 0 | 462 | 0 | 0 | 0 | 0 | 0 | 0 | 0 | 0 | 0
2040-09-10 | 23 | 38.34 | -17971 | -288 | -709 | 0 | 0 | 0 | 2018 | 0 | 0 | 740 | 52 | 335 | 7055 | 3273 | 1128 | 0 | 1030 | 0 | 219 | 956 | 0 | 499 | 1200 | 0 | 462 | 0 | 0 | 0 | 0 | 0 | 0 | 0 | 0 | 0
2040-09-10 | 24 | 37 | -16456 | -288 | -582 | 0 | 0 | 0 | 941 | 0 | 0 | 660 | 52 | 335 | 6192 | 3273 | 1569 | 0 | 1005 | 0 | 216 | 950 | 0 | 472 | 1200 | 0 | 462 | 0 | 0 | 0 | 0 | 0 | 0 | 0 | 0 | 0
2040-09-11 | 1 | 30.45 | -15479 | -288 | -509 | 0 | 0 | -6 | 528 | 0 | 0 | 459 | 52 | 335 | 4850 | 3273 | 1958 | 0 | 1013 | 0 | 214 | 942 | 0 | 996 | 1200 | 0 | 462 | 0 | 0 | 0 | 0 | 0 | 0 | 0 | 0 | 0
2040-09-11 | 2 | 30.45 | -14897 | -267 | -454 | 0 | 0 | -743 | 528 | 0 | 0 | 331 | 52 | 335 | 4691 | 3273 | 2398 | 0 | 950 | 0 | 210 | 932 | 0 | 1000 | 1200 | 0 | 462 | 0 | 0 | 0 | 0 | 0 | 0 | 0 | 0 | 0
2040-09-11 | 3 | 30.45 | -14591 | -267 | -400 | 0 | 0 | -828 | 528 | 0 | 0 | 331 | 52 | 335 | 4173 | 3273 | 2698 | 0 | 930 | 0 | 204 | 908 | 0 | 992 | 1200 | 0 | 462 | 0 | 0 | 0 | 0 | 0 | 0 | 0 | 0 | 0
2040-09-11 | 4 | 30.45 | -14522 | -267 | -382 | 0 | 0 | -590 | 528 | 0 | 0 | 331 | 52 | 335 | 4173 | 3273 | 2896 | 0 | 918 | 0 | 201 | 903 | 0 | 488 | 1200 | 0 | 462 | 0 | 0 | 0 | 0 | 0 | 0 | 0 | 0 | 0
2040-09-11 | 5 | 30.45 | -14958 | -246 | -363 | 0 | 0 | -516 | 528 | 0 | 0 | 331 | 52 | 335 | 4158 | 3273 | 3216 | 0 | 949 | 0 | 202 | 903 | 0 | 475 | 1200 | 0 | 462 | 0 | 0 | 0 | 0 | 0 | 0 | 0 | 0 | 0
2040-09-11 | 6 | 37.84 | -16371 | -246 | -382 | 0 | 0 | 0 | 528 | 0 | 0 | 425 | 52 | 335 | 5124 | 3273 | 3190 | 0 | 873 | 0 | 201 | 894 | 0 | 441 | 1200 | 0 | 462 | 0 | 0 | 0 | 0 | 0 | 0 | 0 | 0 | 0
2040-09-11 | 7 | 41.15 | -18683 | -246 | -491 | 0 | 0 | 851 | 528 | 0 | 0 | 699 | 52 | 335 | 6036 | 3273 | 3565 | 0 | 877 | 49 | 209 | 899 | 0 | 384 | 1200 | 0 | 462 | 0 | 0 | 0 | 0 | 0 | 0 | 0 | 0 | 0
2040-09-11 | 8 | 41.15 | -20256 | -225 | -600 | 0 | 0 | 1069 | 967 | 0 | 0 | 740 | 52 | 335 | 6299 | 3273 | 3645 | 0 | 908 | 667 | 218 | 912 | 0 | 334 | 1200 | 0 | 462 | 0 | 0 | 0 | 0 | 0 | 0 | 0 | 0 | 0
2040-09-11 | 9 | 37.9 | -21229 | -225 | -727 | 0 | 0 | 0 | 1527 | 0 | 0 | 587 | 52 | 335 | 6109 | 3273 | 4200 | 0 | 923 | 2079 | 218 | 914 | 0 | 302 | 1200 | 0 | 462 | 0 | 0 | 0 | 0 | 0 | 0 | 0 | 0 | 0
2040-09-11 | 10 | 30.45 | -22214 | -188 | -854 | 0 | 0 | 0 | 2098 | 0 | 0 | 340 | 52 | 335 | 4681 | 3273 | 5087 | 0 | 946 | 3315 | 219 | 963 | 0 | 286 | 1200 | 0 | 462 | 0 | 0 | 0 | 0 | 0 | 0 | 0 | 0 | 0
2040-09-11 | 11 | 30.45 | -22795 | -167 | -818 | 0 | 0 | -891 | 2436 | 0 | 0 | 331 | 52 | 335 | 4469 | 3273 | 5238 | 0 | 1070 | 4324 | 219 | 980 | 0 | 282 | 1200 | 0 | 462 | 0 | 0 | 0 | 0 | 0 | 0 | 0 | 0 | 0
2040-09-11 | 12 | 29.81 | -23303 | -157 | -709 | -17 | -1759 | -1859 | 2732 | 0 | 0 | 252 | 52 | 335 | 3748 | 3273 | 5405 | 0 | 969 | 7888 | 219 | 977 | 0 | 292 | 1200 | 0 | 462 | 0 | 0 | 0 | 0 | 0 | 0 | 0 | 0 | 0
2040-09-11 | 13 | 29.81 | -24260 | -110 | -927 | -105 | -1874 | -1859 | 3287 | 0 | 0 | 252 | 52 | 335 | 1269 | 3273 | 5849 | 0 | 1008 | 10637 | 218 | 984 | 0 | 309 | 1200 | 0 | 462 | 0 | 0 | 0 | 0 | 0 | 0 | 0 | 0 | 0
2040-09-11 | 14 | 29.81 | -25323 | -94 | -909 | -64 | -1558 | -1859 | 3900 | 0 | 0 | 252 | 52 | 335 | 1169 | 3273 | 6195 | 0 | 1264 | 10156 | 217 | 998 | 0 | 335 | 1200 | 0 | 462 | 0 | 0 | 0 | 0 | 0 | 0 | 0 | 0 | 0
2040-09-11 | 15 | 29.81 | -25900 | -89 | -818 | 0 | -718 | -1859 | 4238 | 0 | 0 | 252 | 52 | 335 | 1072 | 3273 | 6310 | 0 | 1372 | 9272 | 218 | 990 | 0 | 338 | 1200 | 0 | 462 | 0 | 0 | 0 | 0 | 0 | 0 | 0 | 0 | 0
2040-09-11 | 16 | 35.16 | -26438 | -89 | -1072 | 0 | 0 | 0 | 4550 | 0 | 0 | 253 | 52 | 335 | 1418 | 3273 | 5784 | 0 | 1374 | 7347 | 219 | 996 | 0 | 337 | 1200 | 0 | 462 | 0 | 0 | 0 | 0 | 0 | 0 | 0 | 0 | 0
2040-09-11 | 17 | 41.15 | -26750 | -89 | -1381 | 0 | 1264 | 1315 | 4729 | 0 | 0 | 331 | 52 | 335 | 1890 | 3273 | 5982 | 0 | 1242 | 4579 | 219 | 992 | 0 | 356 | 1200 | 0 | 462 | 0 | 0 | 0 | 0 | 0 | 0 | 0 | 0 | 0
2040-09-11 | 18 | 44.39 | -26797 | -89 | -1654 | 160 | 1984 | 1859 | 4756 | 0 | 0 | 740 | 52 | 335 | 3038 | 3273 | 5934 | 0 | 1066 | 2083 | 219 | 989 | 0 | 390 | 1200 | 0 | 462 | 0 | 0 | 0 | 0 | 0 | 0 | 0 | 0 | 0
2040-09-11 | 19 | 41.15 | -26277 | -89 | -1581 | 0 | 864 | 1549 | 4454 | 0 | 0 | 848 | 52 | 335 | 6027 | 3273 | 5717 | 0 | 1078 | 489 | 219 | 987 | 0 | 393 | 1200 | 0 | 462 | 0 | 0 | 0 | 0 | 0 | 0 | 0 | 0 | 0
2040-09-11 | 20 | 41.15 | -26257 | -94 | -1109 | 0 | 680 | 1026 | 4444 | 0 | 0 | 837 | 52 | 335 | 6524 | 3273 | 5958 | 0 | 1078 | 3 | 219 | 978 | 0 | 392 | 1200 | 0 | 462 | 0 | 0 | 0 | 0 | 0 | 0 | 0 | 0 | 0
2040-09-11 | 21 | 41.15 | -25450 | -110 | -1018 | 0 | 291 | 479 | 3974 | 0 | 0 | 781 | 52 | 335 | 6915 | 3273 | 6021 | 0 | 1164 | 0 | 219 | 981 | 0 | 431 | 1200 | 0 | 462 | 0 | 0 | 0 | 0 | 0 | 0 | 0 | 0 | 0
2040-09-11 | 22 | 39.47 | -23635 | -131 | -854 | 0 | 0 | 0 | 2922 | 0 | 0 | 699 | 52 | 335 | 6624 | 3273 | 6109 | 0 | 1289 | 0 | 219 | 972 | 0 | 465 | 1200 | 0 | 462 | 0 | 0 | 0 | 0 | 0 | 0 | 0 | 0 | 0
2040-09-11 | 23 | 36.08 | -21360 | -141 | -709 | 0 | 0 | 0 | 1606 | 0 | 0 | 551 | 52 | 335 | 5660 | 3273 | 6246 | 0 | 1151 | 0 | 219 | 956 | 0 | 499 | 1200 | 0 | 462 | 0 | 0 | 0 | 0 | 0 | 0 | 0 | 0 | 0
2040-09-11 | 24 | 29.01 | -19308 | -188 | -582 | 0 | 0 | 0 | 528 | 0 | 0 | 363 | 52 | 335 | 4757 | 3273 | 6181 | 0 | 1289 | 0 | 216 | 950 | 0 | 472 | 1200 | 0 | 462 | 0 | 0 | 0 | 0 | 0 | 0 | 0 | 0 | 0
2040-09-12 | 1 | 36.08 | -17850 | -188 | -509 | 0 | -1409 | -1275 | 1908 | 0 | 0 | 312 | 52 | 335 | 4846 | 3273 | 5490 | 0 | 1201 | 0 | 214 | 942 | 0 | 996 | 1200 | 0 | 462 | 0 | 0 | 0 | 0 | 0 | 0 | 0 | 0 | 0
2040-09-12 | 2 | 36.08 | -16895 | -225 | -454 | 0 | -950 | -777 | 1226 | 0 | 0 | 331 | 52 | 335 | 4580 | 3273 | 4627 | 0 | 1075 | 0 | 210 | 932 | 0 | 1000 | 1200 | 0 | 462 | 0 | 0 | 0 | 0 | 0 | 0 | 0 | 0 | 0
2040-09-12 | 3 | 36.08 | -16259 | -225 | -400 | 0 | -1015 | -33 | 777 | 0 | 0 | 331 | 52 | 335 | 4483 | 3273 | 3911 | 0 | 1004 | 0 | 204 | 908 | 0 | 992 | 1200 | 0 | 462 | 0 | 0 | 0 | 0 | 0 | 0 | 0 | 0 | 0
2040-09-12 | 4 | 36.7 | -15966 | -246 | -382 | 0 | 0 | 0 | 565 | 0 | 0 | 354 | 52 | 335 | 4720 | 3273 | 3017 | 0 | 1023 | 0 | 201 | 903 | 0 | 488 | 1200 | 0 | 462 | 0 | 0 | 0 | 0 | 0 | 0 | 0 | 0 | 0
2040-09-12 | 5 | 37.76 | -16162 | -267 | -363 | 0 | 0 | 0 | 708 | 0 | 0 | 452 | 52 | 335 | 5339 | 3273 | 2436 | 0 | 955 | 0 | 202 | 903 | 0 | 475 | 1200 | 0 | 462 | 0 | 0 | 0 | 0 | 0 | 0 | 0 | 0 | 0
2040-09-12 | 6 | 41.05 | -17348 | -246 | -382 | 0 | 0 | 0 | 1548 | 0 | 0 | 699 | 52 | 335 | 6594 | 3273 | 1320 | 0 | 957 | 0 | 201 | 894 | 0 | 441 | 1200 | 0 | 462 | 0 | 0 | 0 | 0 | 0 | 0 | 0 | 0 | 0
2040-09-12 | 7 | 41.58 | -19399 | -288 | -491 | 0 | 0 | 0 | 3007 | 0 | 0 | 781 | 52 | 335 | 7699 | 3273 | 860 | 0 | 973 | 44 | 209 | 899 | 0 | 384 | 1200 | 0 | 462 | 0 | 0 | 0 | 0 | 0 | 0 | 0 | 0 | 0
2040-09-12 | 8 | 42.47 | -20739 | -288 | -600 | 0 | 0 | 0 | 3958 | 0 | 0 | 781 | 52 | 335 | 8091 | 3273 | 687 | 0 | 863 | 462 | 218 | 912 | 0 | 334 | 1200 | 0 | 462 | 0 | 0 | 0 | 0 | 0 | 0 | 0 | 0 | 0
2040-09-12 | 9 | 41.31 | -21333 | -340 | -727 | 0 | 0 | 0 | 4380 | 0 | 0 | 781 | 52 | 335 | 7935 | 3273 | 707 | 0 | 735 | 1106 | 218 | 914 | 0 | 302 | 1200 | 0 | 462 | 0 | 0 | 0 | 0 | 0 | 0 | 0 | 0 | 0
2040-09-12 | 10 | 39.54 | -21704 | -340 | -854 | 0 | 0 | 0 | 4645 | 0 | 0 | 740 | 52 | 335 | 7259 | 3273 | 1136 | 0 | 656 | 1673 | 219 | 963 | 0 | 286 | 1200 | 0 | 462 | 0 | 0 | 0 | 0 | 0 | 0 | 0 | 0 | 0
2040-09-12 | 11 | 37.94 | -21863 | -340 | -818 | 0 | 0 | 0 | 4756 | 0 | 0 | 699 | 52 | 335 | 6629 | 3273 | 1399 | 0 | 718 | 2017 | 219 | 980 | 0 | 282 | 1200 | 0 | 462 | 0 | 0 | 0 | 0 | 0 | 0 | 0 | 0 | 0
2040-09-12 | 12 | 36.08 | -21825 | -340 | -709 | 0 | -450 | -117 | 4729 | 0 | 0 | 407 | 52 | 335 | 5661 | 3273 | 2262 | 0 | 669 | 2903 | 219 | 977 | 0 | 292 | 1200 | 0 | 462 | 0 | 0 | 0 | 0 | 0 | 0 | 0 | 0 | 0
2040-09-12 | 13 | 36.08 | -21563 | -397 | -927 | 0 | -1040 | -624 | 4544 | 0 | 0 | 331 | 52 | 335 | 4853 | 3273 | 3406 | 0 | 580 | 4004 | 218 | 984 | 0 | 309 | 1200 | 0 | 462 | 0 | 0 | 0 | 0 | 0 | 0 | 0 | 0 | 0
2040-09-12 | 14 | 36.08 | -21359 | -429 | -909 | 0 | -1328 | -1500 | 4396 | 0 | 0 | 253 | 52 | 335 | 4383 | 3273 | 4750 | 0 | 488 | 4383 | 217 | 998 | 0 | 335 | 1200 | 0 | 462 | 0 | 0 | 0 | 0 | 0 | 0 | 0 | 0 | 0
2040-09-12 | 15 | 36.08 | -20996 | -397 | -818 | 0 | -966 | -68 | 4137 | 0 | 0 | 252 | 52 | 335 | 565 | 3273 | 6119 | 0 | 446 | 4858 | 218 | 990 | 0 | 338 | 1200 | 0 | 462 | 0 | 0 | 0 | 0 | 0 | 0 | 0 | 0 | 0
2040-09-12 | 16 | 36.08 | -20772 | -397 | -1072 | 0 | -323 | 0 | 3979 | 0 | 0 | 252 | 52 | 335 | 177 | 3273 | 6634 | 0 | 429 | 4220 | 219 | 996 | 0 | 337 | 1200 | 0 | 462 | 0 | 0 | 0 | 0 | 0 | 0 | 0 | 0 | 0
2040-09-12 | 17 | 48.45 | -20665 | -397 | -1381 | 0 | 657 | 0 | 3905 | 0 | 0 | 253 | 52 | 350 | 849 | 3273 | 6626 | 0 | 473 | 2776 | 219 | 992 | 0 | 356 | 1200 | 0 | 462 | 0 | 0 | 0 | 0 | 0 | 0 | 0 | 0 | 0
2040-09-12 | 18 | 48.76 | -20664 | -397 | -1654 | 0 | 1955 | 544 | 3905 | 0 | 0 | 312 | 52 | 350 | 301 | 3273 | 6542 | 0 | 560 | 1661 | 219 | 989 | 0 | 390 | 1200 | 0 | 462 | 0 | 0 | 0 | 0 | 0 | 0 | 0 | 0 | 0
2040-09-12 | 19 | 48.76 | -20537 | -429 | -1581 | 0 | 1952 | 1272 | 3815 | 0 | 0 | 331 | 52 | 350 | 603 | 3273 | 6545 | 0 | 657 | 435 | 219 | 987 | 0 | 393 | 1200 | 0 | 462 | 0 | 0 | 0 | 0 | 0 | 0 | 0 | 0 | 0
2040-09-12 | 20 | 48.76 | -20668 | -497 | -1109 | 0 | 1765 | 1423 | 3905 | 0 | 0 | 331 | 52 | 343 | 841 | 3273 | 6403 | 0 | 685 | 3 | 219 | 978 | 0 | 392 | 1200 | 0 | 462 | 0 | 0 | 0 | 0 | 0 | 0 | 0 | 0 | 0
2040-09-12 | 21 | 40.77 | -19943 | -528 | -1018 | 0 | 105 | 12 | 3392 | 0 | 0 | 331 | 52 | 332 | 3465 | 3273 | 6425 | 0 | 808 | 0 | 219 | 981 | 0 | 431 | 1200 | 0 | 462 | 0 | 0 | 0 | 0 | 0 | 0 | 0 | 0 | 0
2040-09-12 | 22 | 23.29 | -18525 | -565 | -854 | 0 | 0 | 0 | 2383 | 0 | 0 | 312 | 52 | 184 | 2923 | 3273 | 6592 | 0 | 907 | 0 | 219 | 972 | 0 | 465 | 1200 | 0 | 462 | 0 | 0 | 0 | 0 | 0 | 0 | 0 | 0 | 0
2040-09-12 | 23 | 0 | -16788 | -607 | -709 | 0 | 0 | 0 | 1152 | 0 | 0 | 261 | 48 | 157 | 2452 | 3273 | 6873 | 0 | 683 | 0 | 219 | 956 | 0 | 499 | 1200 | 0 | 331 | 0 | 0 | 0 | 0 | 0 | 0 | 0 | 0 | 0
2040-09-12 | 24 | 0 | -15226 | -643 | -582 | 0 | 0 | -1080 | 528 | 0 | 0 | 116 | 48 | 157 | 2541 | 3273 | 6919 | 0 | 819 | 0 | 216 | 950 | 0 | 472 | 1200 | 0 | 291 | 0 | 0 | 0 | 0 | 0 | 0 | 0 | 0 | 0
2040-09-13 | 1 | -40 | -14217 | -643 | -509 | -20 | -1386 | -100 | 528 | 0 | 0 | 0 | 48 | 157 | 2541 | 3273 | 6694 | 0 | 0 | 0 | 214 | 942 | 0 | 996 | 1200 | 0 | 282 | 0 | 770 | 0 | 0 | 0 | 0 | 0 | 0 | 0
2040-09-13 | 2 | -40 | -13553 | -727 | -454 | 0 | -878 | -1168 | 528 | 0 | 0 | 0 | 48 | 157 | 2541 | 3273 | 6609 | 0 | 0 | 0 | 210 | 932 | 0 | 1000 | 1200 | 0 | 282 | 0 | 615 | 0 | 0 | 0 | 0 | 0 | 0 | 0
2040-09-13 | 3 | -40 | -13187 | -727 | -400 | 0 | -1548 | -626 | 528 | 0 | 0 | 0 | 48 | 157 | 2205 | 3273 | 6690 | 0 | 0 | 0 | 204 | 908 | 0 | 992 | 1200 | 0 | 282 | 0 | 751 | 0 | 0 | 0 | 0 | 0 | 0 | 0
2040-09-13 | 4 | -40 | -13104 | -727 | -382 | 0 | -1192 | -584 | 528 | 0 | 0 | 0 | 48 | 157 | 2155 | 3273 | 6753 | 0 | 0 | 0 | 201 | 903 | 0 | 488 | 1200 | 0 | 282 | 0 | 689 | 0 | 0 | 0 | 0 | 0 | 0 | 0
2040-09-13 | 5 | -40 | -13431 | -774 | -363 | -47 | -345 | -47 | 528 | 0 | 0 | 0 | 48 | 157 | 1275 | 3273 | 6665 | 0 | 0 | 0 | 202 | 903 | 0 | 475 | 1200 | 0 | 282 | 0 | 657 | 0 | 0 | 0 | 0 | 0 | 0 | 0
2040-09-13 | 6 | -40 | -14643 | -821 | -382 | -2 | 1250 | -440 | 528 | 0 | 0 | 0 | 48 | 157 | 1275 | 3273 | 6739 | 0 | 0 | 0 | 201 | 894 | 0 | 441 | 1200 | 0 | 282 | 0 | 723 | 0 | 0 | 0 | 0 | 0 | 0 | 0
2040-09-13 | 7 | -40 | -16671 | -868 | -491 | 0 | 1800 | -73 | 1966 | 0 | 0 | 0 | 48 | 157 | 955 | 3273 | 6859 | 0 | 0 | 71 | 209 | 899 | 0 | 384 | 1200 | 0 | 282 | 0 | 741 | 0 | 0 | 0 | 0 | 0 | 0 | 0
2040-09-13 | 8 | -40 | -17973 | -821 | -600 | 0 | 1250 | -210 | 2964 | 0 | 0 | 0 | 48 | 157 | 955 | 3273 | 6862 | 0 | 0 | 1149 | 218 | 912 | 0 | 334 | 1200 | 0 | 282 | 0 | 601 | 0 | 0 | 0 | 0 | 0 | 0 | 0
2040-09-13 | 9 | -40 | -18551 | -685 | -727 | 0 | -19 | -760 | 3403 | 0 | 0 | 0 | 48 | 157 | 332 | 3273 | 6792 | 0 | 0 | 3820 | 218 | 914 | 0 | 302 | 1200 | 0 | 282 | 0 | 285 | 0 | 0 | 0 | 0 | 0 | 0 | 0
2040-09-13 | 10 | -40 | -19204 | -528 | -854 | -883 | -1545 | -1859 | 3905 | 0 | 0 | 0 | 48 | 157 | 332 | 3273 | 6758 | 0 | 0 | 7452 | 219 | 963 | 0 | 286 | 1200 | 0 | 282 | 0 | 175 | 0 | 0 | 0 | 0 | 0 | 0 | 0
2040-09-13 | 11 | -40 | -19858 | -429 | -818 | -908 | -2000 | -1859 | 4402 | 0 | 0 | 0 | 48 | 157 | 199 | 3273 | 4720 | 0 | 0 | 10110 | 219 | 980 | 0 | 282 | 1200 | 0 | 282 | 1405 | 164 | 0 | 0 | 0 | 0 | 0 | 0 | 0
2040-09-13 | 12 | -40 | -20241 | -340 | -709 | -908 | -2000 | -1859 | 4697 | 0 | 0 | 0 | 48 | 157 | 0 | 3273 | 3646 | 0 | 0 | 11266 | 219 | 977 | 0 | 292 | 1200 | 0 | 282 | 2070 | 182 | 0 | 0 | 0 | 0 | 0 | 0 | 0
2040-09-13 | 13 | -40 | -20275 | -314 | -927 | -902 | -2000 | -1859 | 4724 | 0 | 0 | 0 | 48 | 157 | 0 | 3273 | 3286 | 0 | 0 | 11796 | 218 | 984 | 0 | 309 | 1200 | 0 | 282 | 1710 | 122 | 0 | 0 | 0 | 0 | 0 | 0 | 0
2040-09-13 | 14 | -40 | -20319 | -267 | -909 | -402 | -1110 | -1853 | 4756 | 0 | 0 | 0 | 48 | 157 | 0 | 3273 | 1556 | 0 | 0 | 12038 | 217 | 998 | 0 | 335 | 1200 | 0 | 282 | 2873 | 120 | 0 | 0 | 0 | 0 | 0 | 0 | 0
2040-09-13 | 15 | -40 | -20086 | -267 | -818 | 0 | -150 | -650 | 4576 | 0 | 0 | 0 | 48 | 157 | 0 | 3273 | 0 | 0 | 0 | 10889 | 218 | 990 | 0 | 338 | 1200 | 0 | 282 | 3822 | 121 | 0 | 0 | 0 | 0 | 0 | 0 | 0
2040-09-13 | 16 | -40 | -19788 | -267 | -1072 | 0 | 0 | 0 | 4349 | 0 | 0 | 0 | 48 | 157 | 0 | 3273 | 1573 | 0 | 0 | 8685 | 219 | 996 | 0 | 337 | 1200 | 0 | 291 | 1951 | 181 | 0 | 0 | 0 | 0 | 0 | 0 | 0
2040-09-13 | 17 | 21.38 | -19608 | -267 | -1381 | 0 | 0 | 0 | 4211 | 0 | 0 | 252 | 52 | 157 | 725 | 3273 | 3667 | 0 | 297 | 5432 | 219 | 992 | 0 | 356 | 1200 | 0 | 422 | 0 | 0 | 0 | 0 | 0 | 0 | 0 | 0 | 0
2040-09-13 | 18 | 23.29 | -19516 | -288 | -1654 | 538 | 551 | 1390 | 4143 | 0 | 0 | 331 | 52 | 168 | 1647 | 3273 | 3264 | 0 | 438 | 2401 | 219 | 989 | 0 | 390 | 1200 | 0 | 462 | 0 | 0 | 0 | 0 | 0 | 0 | 0 | 0 | 0
2040-09-13 | 19 | 23.29 | -19204 | -340 | -1581 | 642 | 1324 | 1720 | 3905 | 0 | 0 | 472 | 52 | 168 | 1950 | 3273 | 3191 | 0 | 672 | 495 | 219 | 987 | 0 | 393 | 1200 | 0 | 462 | 0 | 0 | 0 | 0 | 0 | 0 | 0 | 0 | 0
2040-09-13 | 20 | 23.29 | -19275 | -429 | -1109 | 757 | 1292 | 1574 | 3958 | 0 | 0 | 459 | 52 | 168 | 1950 | 3273 | 3065 | 0 | 1011 | 3 | 219 | 978 | 0 | 392 | 1200 | 0 | 462 | 0 | 0 | 0 | 0 | 0 | 0 | 0 | 0 | 0
2040-09-13 | 21 | 23.29 | -18659 | -528 | -1018 | 676 | 992 | 1711 | 3487 | 0 | 0 | 425 | 52 | 168 | 1950 | 3273 | 3018 | 0 | 1159 | 0 | 219 | 981 | 0 | 431 | 1200 | 0 | 462 | 0 | 0 | 0 | 0 | 0 | 0 | 0 | 0 | 0
2040-09-13 | 22 | 23.29 | -17574 | -565 | -854 | 335 | 1401 | 1723 | 2658 | 0 | 0 | 452 | 52 | 168 | 1950 | 3273 | 2408 | 0 | 1256 | 0 | 219 | 972 | 0 | 465 | 1200 | 0 | 462 | 0 | 0 | 0 | 0 | 0 | 0 | 0 | 0 | 0
2040-09-13 | 23 | 23.29 | -16186 | -607 | -709 | 224 | 1199 | 1718 | 1596 | 0 | 0 | 407 | 52 | 168 | 1950 | 3273 | 2246 | 0 | 1333 | 0 | 219 | 956 | 0 | 499 | 1200 | 0 | 462 | 0 | 0 | 0 | 0 | 0 | 0 | 0 | 0 | 0
2040-09-13 | 24 | 23.29 | -14818 | -685 | -582 | 332 | 1111 | 1283 | 550 | 0 | 0 | 386 | 52 | 168 | 2218 | 3273 | 2069 | 0 | 1343 | 0 | 216 | 950 | 0 | 472 | 1200 | 0 | 462 | 0 | 0 | 0 | 0 | 0 | 0 | 0 | 0 | 0
2040-09-14 | 1 | 24.2 | -13833 | -727 | -509 | 0 | 0 | 0 | 528 | 0 | 0 | 331 | 52 | 228 | 3492 | 3273 | 2011 | 0 | 1340 | 0 | 214 | 942 | 0 | 996 | 1200 | 0 | 462 | 0 | 0 | 0 | 0 | 0 | 0 | 0 | 0 | 0
2040-09-14 | 2 | 23.29 | -13198 | -774 | -454 | 0 | 0 | -496 | 528 | 0 | 0 | 331 | 52 | 168 | 3417 | 3273 | 2000 | 0 | 1349 | 0 | 210 | 932 | 0 | 1000 | 1200 | 0 | 462 | 0 | 0 | 0 | 0 | 0 | 0 | 0 | 0 | 0
2040-09-14 | 3 | 23.29 | -12878 | -774 | -400 | 0 | 0 | -702 | 528 | 0 | 0 | 331 | 52 | 168 | 3417 | 3273 | 1823 | 0 | 1395 | 0 | 204 | 908 | 0 | 992 | 1200 | 0 | 462 | 0 | 0 | 0 | 0 | 0 | 0 | 0 | 0 | 0
2040-09-14 | 4 | 23.29 | -12743 | -774 | -382 | 0 | 0 | -212 | 528 | 0 | 0 | 331 | 52 | 168 | 3417 | 3273 | 1691 | 0 | 1395 | 0 | 201 | 903 | 0 | 488 | 1200 | 0 | 462 | 0 | 0 | 0 | 0 | 0 | 0 | 0 | 0 | 0
2040-09-14 | 5 | 23.29 | -12815 | -821 | -363 | 0 | 0 | -237 | 528 | 0 | 0 | 331 | 52 | 171 | 3543 | 3273 | 1605 | 0 | 1492 | 0 | 202 | 903 | 0 | 475 | 1200 | 0 | 462 | 0 | 0 | 0 | 0 | 0 | 0 | 0 | 0 | 0
2040-09-14 | 6 | 23.29 | -13279 | -774 | -382 | 0 | 0 | -45 | 528 | 0 | 0 | 331 | 52 | 186 | 3687 | 3273 | 1603 | 0 | 1621 | 0 | 201 | 894 | 0 | 441 | 1200 | 0 | 462 | 0 | 0 | 0 | 0 | 0 | 0 | 0 | 0 | 0
2040-09-14 | 7 | 31.48 | -14138 | -774 | -491 | 0 | 0 | 260 | 608 | 0 | 0 | 331 | 52 | 335 | 4095 | 3273 | 1569 | 0 | 1674 | 53 | 209 | 899 | 0 | 384 | 1200 | 0 | 462 | 0 | 0 | 0 | 0 | 0 | 0 | 0 | 0 | 0
2040-09-14 | 8 | 31.48 | -15298 | -685 | -600 | 0 | 0 | 177 | 1538 | 0 | 0 | 331 | 52 | 335 | 3949 | 3273 | 1497 | 0 | 1728 | 578 | 218 | 912 | 0 | 334 | 1200 | 0 | 462 | 0 | 0 | 0 | 0 | 0 | 0 | 0 | 0 | 0
2040-09-14 | 9 | 23.36 | -16646 | -607 | -727 | 0 | 0 | 0 | 2626 | 0 | 0 | 331 | 52 | 193 | 3528 | 3273 | 1544 | 0 | 1720 | 1617 | 218 | 914 | 0 | 302 | 1200 | 0 | 462 | 0 | 0 | 0 | 0 | 0 | 0 | 0 | 0 | 0
2040-09-14 | 10 | 23.29 | -17651 | -528 | -854 | 0 | 0 | -590 | 3435 | 0 | 0 | 312 | 52 | 171 | 3039 | 3273 | 1855 | 0 | 1702 | 2655 | 219 | 963 | 0 | 286 | 1200 | 0 | 462 | 0 | 0 | 0 | 0 | 0 | 0 | 0 | 0 | 0
2040-09-14 | 11 | 23.29 | -18336 | -429 | -818 | 0 | 0 | -735 | 3984 | 0 | 0 | 253 | 52 | 168 | 2294 | 3273 | 1946 | 0 | 1696 | 3508 | 219 | 980 | 0 | 282 | 1200 | 0 | 462 | 0 | 0 | 0 | 0 | 0 | 0 | 0 | 0 | 0
2040-09-14 | 12 | 23.29 | -18687 | -366 | -709 | 0 | 0 | -926 | 4264 | 0 | 0 | 252 | 52 | 171 | 1157 | 3273 | 2583 | 0 | 1685 | 4100 | 219 | 977 | 0 | 292 | 1200 | 0 | 462 | 0 | 0 | 0 | 0 | 0 | 0 | 0 | 0 | 0
2040-09-14 | 13 | 23.29 | -18813 | -288 | -927 | 0 | 0 | -146 | 4370 | 0 | 0 | 252 | 52 | 186 | 405 | 3273 | 2790 | 0 | 1700 | 3972 | 218 | 984 | 0 | 309 | 1200 | 0 | 462 | 0 | 0 | 0 | 0 | 0 | 0 | 0 | 0 | 0
2040-09-14 | 14 | 31.48 | -18702 | -288 | -909 | 0 | 0 | 324 | 4280 | 0 | 0 | 252 | 52 | 335 | 474 | 3273 | 2883 | 0 | 1724 | 3090 | 217 | 998 | 0 | 335 | 1200 | 0 | 462 | 0 | 0 | 0 | 0 | 0 | 0 | 0 | 0 | 0
2040-09-14 | 15 | 31.48 | -18542 | -267 | -818 | 0 | 0 | 307 | 4148 | 0 | 0 | 252 | 52 | 335 | 310 | 3273 | 3504 | 0 | 1651 | 2587 | 218 | 990 | 0 | 338 | 1200 | 0 | 462 | 0 | 0 | 0 | 0 | 0 | 0 | 0 | 0 | 0
2040-09-14 | 16 | 31.48 | -18525 | -267 | -1072 | 0 | 0 | 106 | 4137 | 0 | 0 | 252 | 52 | 335 | 310 | 3273 | 4015 | 0 | 1670 | 2500 | 219 | 996 | 0 | 337 | 1200 | 0 | 462 | 0 | 0 | 0 | 0 | 0 | 0 | 0 | 0 | 0
2040-09-14 | 17 | 31.48 | -18640 | -246 | -1381 | 0 | 0 | 1012 | 4227 | 0 | 0 | 253 | 52 | 335 | 310 | 3273 | 4392 | 0 | 1539 | 1645 | 219 | 992 | 0 | 356 | 1200 | 0 | 462 | 0 | 0 | 0 | 0 | 0 | 0 | 0 | 0 | 0
2040-09-14 | 18 | 31.48 | -18899 | -246 | -1654 | 0 | 0 | 658 | 4439 | 0 | 0 | 301 | 52 | 335 | 928 | 3273 | 4957 | 0 | 1458 | 1139 | 219 | 989 | 0 | 390 | 1200 | 0 | 462 | 0 | 0 | 0 | 0 | 0 | 0 | 0 | 0 | 0
2040-09-14 | 19 | 31.48 | -19092 | -267 | -1581 | 0 | 0 | 182 | 4592 | 0 | 0 | 312 | 52 | 332 | 2088 | 3273 | 5124 | 0 | 1470 | 254 | 219 | 987 | 0 | 393 | 1200 | 0 | 462 | 0 | 0 | 0 | 0 | 0 | 0 | 0 | 0 | 0
2040-09-14 | 20 | 23.37 | -19295 | -267 | -1109 | 0 | 0 | 0 | 4756 | 0 | 0 | 312 | 52 | 224 | 2396 | 3273 | 4994 | 0 | 1410 | 3 | 219 | 978 | 0 | 392 | 1200 | 0 | 462 | 0 | 0 | 0 | 0 | 0 | 0 | 0 | 0 | 0
2040-09-14 | 21 | 17.55 | -18764 | -267 | -1018 | 0 | 0 | 0 | 4328 | 0 | 0 | 312 | 52 | 157 | 2290 | 3273 | 5151 | 0 | 1191 | 0 | 219 | 981 | 0 | 431 | 1200 | 0 | 462 | 0 | 0 | 0 | 0 | 0 | 0 | 0 | 0 | 0
2040-09-14 | 22 | 12.98 | -17863 | -267 | -854 | 0 | 0 | -137 | 3604 | 0 | 0 | 301 | 52 | 157 | 2264 | 3273 | 5085 | 0 | 1067 | 0 | 219 | 972 | 0 | 465 | 1200 | 0 | 462 | 0 | 0 | 0 | 0 | 0 | 0 | 0 | 0 | 0
2040-09-14 | 23 | 17.55 | -16741 | -267 | -709 | 0 | 0 | 101 | 2700 | 0 | 0 | 312 | 52 | 157 | 2308 | 3273 | 4554 | 0 | 923 | 0 | 219 | 956 | 0 | 499 | 1200 | 0 | 462 | 0 | 0 | 0 | 0 | 0 | 0 | 0 | 0 | 0
2040-09-14 | 24 | 0 | -15576 | -267 | -582 | 0 | 0 | -179 | 1765 | 0 | 0 | 164 | 48 | 157 | 2442 | 3273 | 4737 | 0 | 850 | 0 | 216 | 950 | 0 | 472 | 1200 | 0 | 331 | 0 | 0 | 0 | 0 | 0 | 0 | 0 | 0 | 0
2040-09-15 | 1 | 14.95 | -14744 | -288 | -672 | -24 | -540 | -286 | 528 | 0 | 0 | 301 | 52 | 157 | 2487 | 3273 | 4898 | 0 | 1044 | 0 | 214 | 942 | 0 | 996 | 1200 | 0 | 462 | 0 | 0 | 0 | 0 | 0 | 0 | 0 | 0 | 0
2040-09-15 | 2 | 14.95 | -14100 | -288 | -582 | 0 | -447 | -916 | 528 | 0 | 0 | 253 | 52 | 157 | 2174 | 3273 | 4995 | 0 | 1094 | 0 | 210 | 932 | 0 | 1000 | 1200 | 0 | 462 | 0 | 0 | 0 | 0 | 0 | 0 | 0 | 0 | 0
2040-09-15 | 3 | 14.95 | -13748 | -288 | -527 | -1 | -371 | -1528 | 528 | 0 | 0 | 252 | 52 | 157 | 1496 | 3273 | 5807 | 0 | 1130 | 0 | 204 | 908 | 0 | 992 | 1200 | 0 | 462 | 0 | 0 | 0 | 0 | 0 | 0 | 0 | 0 | 0
2040-09-15 | 4 | 14.95 | -13495 | -340 | -472 | 0 | -519 | -1528 | 528 | 0 | 0 | 252 | 52 | 157 | 1496 | 3273 | 6176 | 0 | 1164 | 0 | 201 | 903 | 0 | 488 | 1200 | 0 | 462 | 0 | 0 | 0 | 0 | 0 | 0 | 0 | 0 | 0
2040-09-15 | 5 | 14.95 | -13498 | -366 | -472 | -12 | -150 | -1453 | 528 | 0 | 0 | 252 | 52 | 157 | 1176 | 3273 | 6322 | 0 | 949 | 0 | 202 | 903 | 0 | 475 | 1200 | 0 | 462 | 0 | 0 | 0 | 0 | 0 | 0 | 0 | 0 | 0
2040-09-15 | 6 | 14.95 | -13754 | -366 | -491 | 0 | -18 | -1500 | 528 | 0 | 0 | 252 | 52 | 157 | 1008 | 3273 | 6700 | 0 | 959 | 0 | 201 | 894 | 0 | 441 | 1200 | 0 | 462 | 0 | 0 | 0 | 0 | 0 | 0 | 0 | 0 | 0
2040-09-15 | 7 | 14.95 | -14242 | -397 | -545 | 0 | 0 | -350 | 528 | 0 | 0 | 252 | 52 | 157 | 628 | 3273 | 6262 | 0 | 1174 | 54 | 209 | 899 | 0 | 384 | 1200 | 0 | 462 | 0 | 0 | 0 | 0 | 0 | 0 | 0 | 0 | 0
2040-09-15 | 8 | 20.21 | -15126 | -429 | -636 | 0 | 0 | 1036 | 528 | 0 | 0 | 252 | 52 | 157 | 133 | 3273 | 5645 | 0 | 959 | 1030 | 218 | 912 | 0 | 334 | 1200 | 0 | 462 | 0 | 0 | 0 | 0 | 0 | 0 | 0 | 0 | 0
2040-09-15 | 9 | 20.21 | -16509 | -340 | -763 | 0 | 0 | 174 | 1284 | 0 | 0 | 252 | 52 | 157 | 0 | 3273 | 4619 | 0 | 1093 | 3612 | 218 | 914 | 0 | 302 | 1200 | 0 | 462 | 0 | 0 | 0 | 0 | 0 | 0 | 0 | 0 | 0
2040-09-15 | 10 | 14.95 | -17728 | -267 | -909 | -153 | -913 | -1220 | 2172 | 0 | 0 | 252 | 52 | 157 | 0 | 3273 | 3642 | 0 | 1368 | 7143 | 219 | 963 | 0 | 286 | 1200 | 0 | 462 | 0 | 0 | 0 | 0 | 0 | 0 | 0 | 0 | 0
2040-09-15 | 11 | 14.95 | -18737 | -204 | -818 | -416 | -1597 | -1567 | 2911 | 0 | 0 | 252 | 52 | 157 | 0 | 3273 | 1940 | 0 | 1403 | 10206 | 219 | 980 | 0 | 282 | 1200 | 0 | 462 | 0 | 0 | 0 | 0 | 0 | 0 | 0 | 0 | 0
2040-09-15 | 12 | 14.95 | -19503 | -167 | -909 | -396 | -1802 | -1859 | 3472 | 0 | 0 | 252 | 52 | 157 | 0 | 3273 | 1231 | 0 | 1291 | 11758 | 219 | 977 | 0 | 292 | 1200 | 0 | 462 | 0 | 0 | 0 | 0 | 0 | 0 | 0 | 0 | 0
2040-09-15 | 13 | 14.95 | -20083 | -157 | -981 | -365 | -1501 | -1859 | 3894 | 0 | 0 | 252 | 52 | 157 | 0 | 3273 | 558 | 0 | 1284 | 12303 | 218 | 984 | 0 | 309 | 1200 | 0 | 462 | 0 | 0 | 0 | 0 | 0 | 0 | 0 | 0 | 0
2040-09-15 | 14 | 14.95 | -20368 | -131 | -1018 | -225 | -1067 | -1567 | 4100 | 0 | 0 | 252 | 52 | 157 | 0 | 3273 | 322 | 0 | 1262 | 11744 | 217 | 998 | 0 | 335 | 1200 | 0 | 462 | 0 | 0 | 0 | 0 | 0 | 0 | 0 | 0 | 0
2040-09-15 | 15 | 14.95 | -20512 | -120 | -1054 | 0 | -228 | -851 | 4206 | 0 | 0 | 252 | 52 | 157 | 0 | 3273 | 229 | 0 | 1178 | 10210 | 218 | 990 | 0 | 338 | 1200 | 0 | 462 | 0 | 0 | 0 | 0 | 0 | 0 | 0 | 0 | 0
2040-09-15 | 16 | 27.12 | -20611 | -110 | -999 | 0 | 6 | 297 | 4280 | 0 | 0 | 253 | 52 | 317 | 1169 | 3273 | 110 | 0 | 1156 | 7593 | 219 | 996 | 0 | 337 | 1200 | 0 | 462 | 0 | 0 | 0 | 0 | 0 | 0 | 0 | 0 | 0
2040-09-15 | 17 | 27.12 | -20938 | -105 | -999 | 0 | 0 | 823 | 4518 | 0 | 0 | 354 | 52 | 332 | 3846 | 3273 | 56 | 0 | 1026 | 4532 | 219 | 992 | 0 | 356 | 1200 | 0 | 462 | 0 | 0 | 0 | 0 | 0 | 0 | 0 | 0 | 0
2040-09-15 | 18 | 27.12 | -21157 | -120 | -1018 | 0 | 1624 | 1549 | 4676 | 0 | 0 | 740 | 52 | 335 | 4072 | 3273 | 46 | 0 | 958 | 1710 | 219 | 989 | 0 | 390 | 1200 | 0 | 462 | 0 | 0 | 0 | 0 | 0 | 0 | 0 | 0 | 0
2040-09-15 | 19 | 27.12 | -21072 | -141 | -1054 | 640 | 1825 | 1816 | 4613 | 0 | 0 | 892 | 52 | 335 | 4237 | 3273 | 64 | 0 | 945 | 315 | 219 | 987 | 0 | 393 | 1200 | 0 | 462 | 0 | 0 | 0 | 0 | 0 | 0 | 0 | 0 | 0
2040-09-15 | 20 | 27.12 | -21265 | -167 | -981 | 730 | 1825 | 1773 | 4756 | 0 | 0 | 887 | 52 | 335 | 4200 | 3273 | 220 | 0 | 1109 | 3 | 219 | 978 | 0 | 392 | 1200 | 0 | 462 | 0 | 0 | 0 | 0 | 0 | 0 | 0 | 0 | 0
2040-09-15 | 21 | 27.12 | -20476 | -204 | -927 | 0 | 1319 | 1549 | 4180 | 0 | 0 | 740 | 52 | 335 | 4172 | 3273 | 1303 | 0 | 1391 | 0 | 219 | 981 | 0 | 431 | 1200 | 0 | 462 | 0 | 0 | 0 | 0 | 0 | 0 | 0 | 0 | 0
2040-09-15 | 22 | 27.12 | -19003 | -246 | -836 | 0 | 669 | 1158 | 3102 | 0 | 0 | 608 | 52 | 335 | 4172 | 3273 | 1926 | 0 | 1472 | 0 | 219 | 972 | 0 | 465 | 1200 | 0 | 462 | 0 | 0 | 0 | 0 | 0 | 0 | 0 | 0 | 0
2040-09-15 | 23 | 27.12 | -17253 | -314 | -836 | 0 | 225 | 1388 | 1828 | 0 | 0 | 574 | 52 | 335 | 4172 | 3273 | 1884 | 0 | 1336 | 0 | 219 | 956 | 0 | 499 | 1200 | 0 | 462 | 0 | 0 | 0 | 0 | 0 | 0 | 0 | 0 | 0
2040-09-15 | 24 | 27.12 | -15791 | -314 | -763 | 0 | 376 | 766 | 761 | 0 | 0 | 435 | 52 | 335 | 4045 | 3273 | 2146 | 0 | 1380 | 0 | 216 | 950 | 0 | 472 | 1200 | 0 | 462 | 0 | 0 | 0 | 0 | 0 | 0 | 0 | 0 | 0
2040-09-16 | 1 | 29.79 | -14745 | -340 | -672 | 0 | 0 | -474 | 528 | 0 | 0 | 352 | 52 | 335 | 4472 | 3273 | 2185 | 0 | 1221 | 0 | 214 | 942 | 0 | 996 | 1200 | 0 | 462 | 0 | 0 | 0 | 0 | 0 | 0 | 0 | 0 | 0
2040-09-16 | 2 | 29.79 | -14076 | -366 | -582 | 0 | 0 | -323 | 528 | 0 | 0 | 354 | 52 | 335 | 4444 | 3273 | 1385 | 0 | 1172 | 0 | 210 | 932 | 0 | 1000 | 1200 | 0 | 462 | 0 | 0 | 0 | 0 | 0 | 0 | 0 | 0 | 0
2040-09-16 | 3 | 29.79 | -13751 | -366 | -527 | 0 | 0 | -375 | 528 | 0 | 0 | 354 | 52 | 335 | 4444 | 3273 | 1107 | 0 | 1160 | 0 | 204 | 908 | 0 | 992 | 1200 | 0 | 462 | 0 | 0 | 0 | 0 | 0 | 0 | 0 | 0 | 0
2040-09-16 | 4 | 34.21 | -13679 | -397 | -472 | 0 | 0 | 0 | 528 | 0 | 0 | 363 | 52 | 335 | 4782 | 3273 | 748 | 0 | 1214 | 0 | 201 | 903 | 0 | 488 | 1200 | 0 | 462 | 0 | 0 | 0 | 0 | 0 | 0 | 0 | 0 | 0
2040-09-16 | 5 | 35.16 | -14093 | -429 | -472 | 0 | 0 | 0 | 528 | 0 | 0 | 452 | 52 | 335 | 5337 | 3273 | 457 | 0 | 1318 | 0 | 202 | 903 | 0 | 475 | 1200 | 0 | 462 | 0 | 0 | 0 | 0 | 0 | 0 | 0 | 0 | 0
2040-09-16 | 6 | 38.56 | -15407 | -460 | -491 | 0 | 0 | 0 | 528 | 0 | 0 | 664 | 52 | 335 | 6459 | 3273 | 300 | 0 | 1549 | 0 | 201 | 894 | 0 | 441 | 1200 | 0 | 462 | 0 | 0 | 0 | 0 | 0 | 0 | 0 | 0 | 0
2040-09-16 | 7 | 40.15 | -17525 | -460 | -545 | 0 | 0 | 0 | 1828 | 0 | 0 | 740 | 52 | 335 | 7391 | 3273 | 221 | 0 | 1489 | 47 | 209 | 899 | 0 | 384 | 1200 | 0 | 462 | 0 | 0 | 0 | 0 | 0 | 0 | 0 | 0 | 0
2040-09-16 | 8 | 39.55 | -18867 | -460 | -636 | 0 | 0 | 0 | 2795 | 0 | 0 | 740 | 52 | 335 | 7179 | 3273 | 245 | 0 | 1495 | 723 | 218 | 912 | 0 | 334 | 1200 | 0 | 462 | 0 | 0 | 0 | 0 | 0 | 0 | 0 | 0 | 0
2040-09-16 | 9 | 35.58 | -19395 | -429 | -763 | 0 | 0 | 0 | 3176 | 0 | 0 | 465 | 52 | 335 | 5631 | 3273 | 262 | 0 | 1389 | 2909 | 218 | 914 | 0 | 302 | 1200 | 0 | 462 | 0 | 0 | 0 | 0 | 0 | 0 | 0 | 0 | 0
2040-09-16 | 10 | 29.79 | -20054 | -340 | -909 | 0 | 0 | -1022 | 3646 | 0 | 0 | 312 | 52 | 335 | 3924 | 3273 | 353 | 0 | 1472 | 5827 | 219 | 963 | 0 | 286 | 1200 | 0 | 462 | 0 | 0 | 0 | 0 | 0 | 0 | 0 | 0 | 0
2040-09-16 | 11 | 29.05 | -20691 | -314 | -818 | 0 | -203 | -1859 | 4106 | 0 | 0 | 252 | 52 | 335 | 3065 | 3273 | 467 | 0 | 1490 | 7701 | 219 | 980 | 0 | 282 | 1200 | 0 | 462 | 0 | 0 | 0 | 0 | 0 | 0 | 0 | 0 | 0
2040-09-16 | 12 | 29.05 | -21106 | -267 | -909 | 0 | -1215 | -1859 | 4407 | 0 | 0 | 252 | 52 | 335 | 2965 | 3273 | 492 | 0 | 1448 | 8982 | 219 | 977 | 0 | 292 | 1200 | 0 | 462 | 0 | 0 | 0 | 0 | 0 | 0 | 0 | 0 | 0
2040-09-16 | 13 | 29.05 | -21338 | -246 | -981 | 0 | -895 | -1859 | 4571 | 0 | 0 | 252 | 52 | 335 | 1385 | 3273 | 459 | 0 | 1463 | 10357 | 218 | 984 | 0 | 309 | 1200 | 0 | 462 | 0 | 0 | 0 | 0 | 0 | 0 | 0 | 0 | 0
2040-09-16 | 14 | 29.05 | -21563 | -225 | -1018 | 0 | -236 | -1859 | 4734 | 0 | 0 | 252 | 52 | 335 | 1385 | 3273 | 346 | 0 | 1394 | 9917 | 217 | 998 | 0 | 335 | 1200 | 0 | 462 | 0 | 0 | 0 | 0 | 0 | 0 | 0 | 0 | 0
2040-09-16 | 15 | 29.79 | -21475 | -188 | -1054 | 0 | 0 | -1499 | 4671 | 0 | 0 | 252 | 52 | 335 | 1381 | 3273 | 210 | 0 | 1338 | 9496 | 218 | 990 | 0 | 338 | 1200 | 0 | 462 | 0 | 0 | 0 | 0 | 0 | 0 | 0 | 0 | 0
2040-09-16 | 16 | 36.75 | -21405 | -167 | -999 | 0 | 0 | 0 | 4618 | 0 | 0 | 301 | 52 | 335 | 1738 | 3273 | 120 | 0 | 1342 | 7579 | 219 | 996 | 0 | 337 | 1200 | 0 | 462 | 0 | 0 | 0 | 0 | 0 | 0 | 0 | 0 | 0
2040-09-16 | 17 | 40.26 | -21442 | -167 | -999 | 0 | 0 | 888 | 4645 | 0 | 0 | 335 | 52 | 335 | 3695 | 3273 | 112 | 0 | 1254 | 4793 | 219 | 992 | 0 | 356 | 1200 | 0 | 462 | 0 | 0 | 0 | 0 | 0 | 0 | 0 | 0 | 0
2040-09-16 | 18 | 40.26 | -21594 | -167 | -1018 | 0 | 672 | 1680 | 4756 | 0 | 0 | 740 | 52 | 335 | 4547 | 3273 | 130 | 0 | 1266 | 2068 | 219 | 989 | 0 | 390 | 1200 | 0 | 462 | 0 | 0 | 0 | 0 | 0 | 0 | 0 | 0 | 0
2040-09-16 | 19 | 40.26 | -21411 | -204 | -1054 | 0 | 681 | 1708 | 4624 | 0 | 0 | 848 | 52 | 335 | 6042 | 3273 | 138 | 0 | 1339 | 368 | 219 | 987 | 0 | 393 | 1200 | 0 | 462 | 0 | 0 | 0 | 0 | 0 | 0 | 0 | 0 | 0
2040-09-16 | 20 | 40.26 | -21404 | -288 | -981 | 0 | 635 | 1708 | 4618 | 0 | 0 | 901 | 52 | 335 | 6345 | 3273 | 187 | 0 | 1366 | 3 | 219 | 978 | 0 | 392 | 1200 | 0 | 462 | 0 | 0 | 0 | 0 | 0 | 0 | 0 | 0 | 0
2040-09-16 | 21 | 40.26 | -20447 | -366 | -927 | 0 | 24 | 1554 | 3931 | 0 | 0 | 848 | 52 | 335 | 6803 | 3273 | 255 | 0 | 1372 | 0 | 219 | 981 | 0 | 431 | 1200 | 0 | 462 | 0 | 0 | 0 | 0 | 0 | 0 | 0 | 0 | 0
2040-09-16 | 22 | 40.26 | -18812 | -397 | -836 | 0 | 29 | 494 | 2753 | 0 | 0 | 781 | 52 | 335 | 7324 | 3273 | 246 | 0 | 1441 | 0 | 219 | 972 | 0 | 465 | 1200 | 0 | 462 | 0 | 0 | 0 | 0 | 0 | 0 | 0 | 0 | 0
2040-09-16 | 23 | 40.26 | -16910 | -497 | -836 | 0 | 150 | 204 | 1390 | 0 | 0 | 781 | 52 | 335 | 7324 | 3273 | 132 | 0 | 1266 | 0 | 219 | 956 | 0 | 499 | 1200 | 0 | 462 | 0 | 0 | 0 | 0 | 0 | 0 | 0 | 0 | 0
2040-09-16 | 24 | 39.81 | -15321 | -528 | -763 | 0 | 0 | 0 | 528 | 0 | 0 | 740 | 52 | 335 | 7144 | 3273 | 38 | 0 | 1202 | 0 | 216 | 950 | 0 | 472 | 1200 | 0 | 462 | 0 | 0 | 0 | 0 | 0 | 0 | 0 | 0 | 0
2040-09-17 | 1 | 35.1 | -14267 | -565 | -509 | 0 | 0 | 0 | 528 | 0 | 0 | 608 | 52 | 335 | 5524 | 3273 | 42 | 0 | 1165 | 0 | 214 | 942 | 0 | 996 | 1200 | 0 | 462 | 0 | 0 | 0 | 0 | 0 | 0 | 0 | 0 | 0
2040-09-17 | 2 | 33.72 | -13644 | -607 | -454 | 0 | 0 | 0 | 528 | 0 | 0 | 459 | 52 | 332 | 4842 | 3273 | 286 | 0 | 1129 | 0 | 210 | 932 | 0 | 1000 | 1200 | 0 | 462 | 0 | 0 | 0 | 0 | 0 | 0 | 0 | 0 | 0
2040-09-17 | 3 | 23.36 | -13279 | -643 | -400 | 0 | 0 | 0 | 528 | 0 | 0 | 331 | 52 | 198 | 3991 | 3273 | 1089 | 0 | 1093 | 0 | 204 | 908 | 0 | 992 | 1200 | 0 | 462 | 0 | 0 | 0 | 0 | 0 | 0 | 0 | 0 | 0
2040-09-17 | 4 | 12.98 | -13187 | -727 | -382 | 0 | 0 | -214 | 528 | 0 | 0 | 331 | 52 | 157 | 3696 | 3273 | 2296 | 0 | 922 | 0 | 201 | 903 | 0 | 488 | 1200 | 0 | 462 | 0 | 0 | 0 | 0 | 0 | 0 | 0 | 0 | 0
2040-09-17 | 5 | 12.98 | -13540 | -727 | -363 | 0 | 0 | -1020 | 528 | 0 | 0 | 312 | 52 | 157 | 3561 | 3273 | 3488 | 0 | 1037 | 0 | 202 | 903 | 0 | 475 | 1200 | 0 | 462 | 0 | 0 | 0 | 0 | 0 | 0 | 0 | 0 | 0
2040-09-17 | 6 | 12.98 | -14792 | -774 | -382 | 0 | 0 | -508 | 528 | 0 | 0 | 312 | 52 | 157 | 3362 | 3273 | 4436 | 0 | 1137 | 0 | 201 | 894 | 0 | 441 | 1200 | 0 | 462 | 0 | 0 | 0 | 0 | 0 | 0 | 0 | 0 | 0
2040-09-17 | 7 | 17.55 | -16906 | -821 | -491 | 0 | 0 | 427 | 1871 | 0 | 0 | 331 | 52 | 157 | 3232 | 3273 | 4691 | 0 | 976 | 54 | 209 | 899 | 0 | 384 | 1200 | 0 | 462 | 0 | 0 | 0 | 0 | 0 | 0 | 0 | 0 | 0
2040-09-17 | 8 | 12.98 | -18176 | -774 | -600 | 0 | 0 | -39 | 2816 | 0 | 0 | 312 | 52 | 157 | 2902 | 3273 | 5188 | 0 | 780 | 990 | 218 | 912 | 0 | 334 | 1200 | 0 | 453 | 0 | 0 | 0 | 0 | 0 | 0 | 0 | 0 | 0
2040-09-17 | 9 | 12.98 | -18679 | -607 | -727 | 0 | 0 | -263 | 3192 | 0 | 0 | 252 | 52 | 157 | 495 | 3273 | 5621 | 0 | 698 | 3488 | 218 | 914 | 0 | 302 | 1200 | 0 | 413 | 0 | 0 | 0 | 0 | 0 | 0 | 0 | 0 | 0
2040-09-17 | 10 | -40 | -19324 | -460 | -854 | -17 | -369 | -1484 | 3678 | 0 | 0 | 0 | 48 | 157 | 10 | 3273 | 5671 | 0 | 0 | 6722 | 219 | 963 | 0 | 286 | 1200 | 0 | 282 | 0 | 684 | 0 | 0 | 0 | 0 | 0 | 0 | 0
2040-09-17 | 11 | -40 | -20009 | -366 | -818 | -905 | -1844 | -1847 | 4190 | 0 | 0 | 0 | 48 | 157 | 10 | 3273 | 5510 | 0 | 0 | 9637 | 219 | 980 | 0 | 282 | 1200 | 0 | 282 | 0 | 728 | 0 | 0 | 0 | 0 | 0 | 0 | 0
2040-09-17 | 12 | -40 | -20475 | -288 | -709 | -908 | -2000 | -1859 | 4539 | 0 | 0 | 0 | 48 | 157 | 10 | 3273 | 4453 | 0 | 0 | 10789 | 219 | 977 | 0 | 292 | 1200 | 0 | 282 | 1591 | 666 | 0 | 0 | 0 | 0 | 0 | 0 | 0
2040-09-17 | 13 | -40 | -20591 | -267 | -927 | -908 | -2000 | -1859 | 4624 | 0 | 0 | 0 | 48 | 157 | 10 | 3273 | 4404 | 0 | 0 | 11044 | 218 | 984 | 0 | 309 | 1200 | 0 | 282 | 1211 | 468 | 0 | 0 | 0 | 0 | 0 | 0 | 0
2040-09-17 | 14 | -40 | -20768 | -225 | -909 | -908 | -2000 | -1859 | 4756 | 0 | 0 | 0 | 48 | 157 | 10 | 3273 | 5225 | 0 | 0 | 10169 | 217 | 998 | 0 | 335 | 1200 | 0 | 282 | 682 | 425 | 0 | 0 | 0 | 0 | 0 | 0 | 0
2040-09-17 | 15 | -40 | -20654 | -225 | -818 | -263 | -919 | -1625 | 4671 | 0 | 0 | 0 | 48 | 157 | 10 | 3273 | 4310 | 0 | 0 | 9007 | 218 | 990 | 0 | 338 | 1200 | 0 | 282 | 1610 | 318 | 0 | 0 | 0 | 0 | 0 | 0 | 0
2040-09-17 | 16 | -40 | -20450 | -225 | -1072 | -165 | -19 | -1859 | 4518 | 0 | 0 | 0 | 48 | 157 | 10 | 3273 | 5619 | 0 | 0 | 7130 | 219 | 996 | 0 | 337 | 1200 | 0 | 282 | 135 | 327 | 0 | 0 | 0 | 0 | 0 | 0 | 0
2040-09-17 | 17 | 12.98 | -20420 | -246 | -1381 | 0 | 0 | -15 | 4497 | 0 | 0 | 252 | 52 | 157 | 0 | 3273 | 5748 | 0 | 419 | 4483 | 219 | 992 | 0 | 356 | 1200 | 0 | 413 | 0 | 0 | 0 | 0 | 0 | 0 | 0 | 0 | 0
2040-09-17 | 18 | 17.55 | -20569 | -246 | -1654 | 563 | 875 | 1300 | 4608 | 0 | 0 | 331 | 52 | 157 | 309 | 3273 | 5392 | 0 | 397 | 1961 | 219 | 989 | 0 | 390 | 1200 | 0 | 453 | 0 | 0 | 0 | 0 | 0 | 0 | 0 | 0 | 0
2040-09-17 | 19 | 17.55 | -20556 | -288 | -1581 | 753 | 1667 | 1500 | 4597 | 0 | 0 | 331 | 52 | 157 | 309 | 3273 | 5726 | 0 | 462 | 336 | 219 | 987 | 0 | 393 | 1200 | 0 | 462 | 0 | 0 | 0 | 0 | 0 | 0 | 0 | 0 | 0
2040-09-17 | 20 | 17.55 | -20760 | -366 | -1109 | 766 | 1331 | 1573 | 4750 | 0 | 0 | 331 | 52 | 157 | 255 | 3273 | 5981 | 0 | 513 | 3 | 219 | 978 | 0 | 392 | 1200 | 0 | 462 | 0 | 0 | 0 | 0 | 0 | 0 | 0 | 0 | 0
2040-09-17 | 21 | 17.55 | -19895 | -460 | -1018 | 701 | 1167 | 1577 | 4100 | 0 | 0 | 331 | 52 | 157 | 243 | 3273 | 5808 | 0 | 671 | 0 | 219 | 981 | 0 | 431 | 1200 | 0 | 462 | 0 | 0 | 0 | 0 | 0 | 0 | 0 | 0 | 0
2040-09-17 | 22 | 17.55 | -18413 | -528 | -854 | 56 | 1486 | 1546 | 2996 | 0 | 0 | 331 | 52 | 157 | 243 | 3273 | 5443 | 0 | 893 | 0 | 219 | 972 | 0 | 465 | 1200 | 0 | 462 | 0 | 0 | 0 | 0 | 0 | 0 | 0 | 0 | 0
2040-09-17 | 23 | 17.55 | -16634 | -528 | -709 | 321 | 892 | 1489 | 1664 | 0 | 0 | 330 | 52 | 157 | 243 | 3273 | 5181 | 0 | 933 | 0 | 219 | 956 | 0 | 499 | 1200 | 0 | 462 | 0 | 0 | 0 | 0 | 0 | 0 | 0 | 0 | 0
2040-09-17 | 24 | 17.55 | -15159 | -565 | -582 | 343 | 453 | 1283 | 560 | 0 | 0 | 312 | 52 | 157 | 298 | 3273 | 5501 | 0 | 772 | 0 | 216 | 950 | 0 | 472 | 1200 | 0 | 462 | 0 | 0 | 0 | 0 | 0 | 0 | 0 | 0 | 0
2040-09-18 | 1 | 33.46 | -14152 | -607 | -509 | 0 | -141 | -156 | 528 | 0 | 0 | 253 | 52 | 317 | 822 | 3273 | 5763 | 0 | 741 | 0 | 214 | 942 | 0 | 996 | 1200 | 0 | 462 | 0 | 0 | 0 | 0 | 0 | 0 | 0 | 0 | 0
2040-09-18 | 2 | 27.19 | -13567 | -607 | -454 | 0 | 0 | -26 | 528 | 0 | 0 | 252 | 52 | 332 | 101 | 3273 | 5718 | 0 | 594 | 0 | 210 | 932 | 0 | 1000 | 1200 | 0 | 462 | 0 | 0 | 0 | 0 | 0 | 0 | 0 | 0 | 0
2040-09-18 | 3 | 27.19 | -13310 | -643 | -400 | 0 | 0 | -215 | 528 | 0 | 0 | 252 | 52 | 335 | 101 | 3273 | 5670 | 0 | 591 | 0 | 204 | 908 | 0 | 992 | 1200 | 0 | 462 | 0 | 0 | 0 | 0 | 0 | 0 | 0 | 0 | 0
2040-09-18 | 4 | 36.75 | -13253 | -643 | -382 | 0 | 0 | 0 | 528 | 0 | 0 | 252 | 52 | 335 | 147 | 3273 | 5852 | 0 | 584 | 0 | 201 | 903 | 0 | 488 | 1200 | 0 | 462 | 0 | 0 | 0 | 0 | 0 | 0 | 0 | 0 | 0
2040-09-18 | 5 | 36.75 | -13585 | -685 | -363 | 0 | 11 | 183 | 528 | 0 | 0 | 252 | 52 | 335 | 341 | 3273 | 5850 | 0 | 567 | 0 | 202 | 903 | 0 | 475 | 1200 | 0 | 462 | 0 | 0 | 0 | 0 | 0 | 0 | 0 | 0 | 0
2040-09-18 | 6 | 36.7 | -14837 | -774 | -382 | 0 | 0 | 0 | 697 | 0 | 0 | 301 | 52 | 335 | 1772 | 3273 | 5742 | 0 | 623 | 0 | 201 | 894 | 0 | 441 | 1200 | 0 | 462 | 0 | 0 | 0 | 0 | 0 | 0 | 0 | 0 | 0
2040-09-18 | 7 | 36.7 | -16985 | -774 | -491 | 0 | 110 | 111 | 2351 | 0 | 0 | 301 | 52 | 332 | 1764 | 3273 | 6067 | 0 | 690 | 45 | 209 | 899 | 0 | 384 | 1200 | 0 | 462 | 0 | 0 | 0 | 0 | 0 | 0 | 0 | 0 | 0
2040-09-18 | 8 | 24.2 | -18238 | -774 | -600 | 0 | 0 | 0 | 3324 | 0 | 0 | 253 | 52 | 224 | 1605 | 3273 | 6298 | 0 | 566 | 931 | 218 | 912 | 0 | 334 | 1200 | 0 | 422 | 0 | 0 | 0 | 0 | 0 | 0 | 0 | 0 | 0
2040-09-18 | 9 | -35 | -18734 | -727 | -727 | 0 | 0 | -1168 | 3704 | 0 | 0 | 0 | 48 | 157 | 1605 | 3273 | 6276 | 0 | 284 | 3085 | 218 | 914 | 0 | 302 | 1200 | 0 | 291 | 0 | 60 | 0 | 0 | 0 | 0 | 0 | 0 | 0
2040-09-18 | 10 | -40 | -19122 | -607 | -854 | -587 | -1635 | -1859 | 4005 | 0 | 0 | 0 | 48 | 157 | 1605 | 3273 | 6310 | 0 | 0 | 6316 | 219 | 963 | 0 | 286 | 1200 | 0 | 282 | 0 | 270 | 0 | 0 | 0 | 0 | 0 | 0 | 0
2040-09-18 | 11 | -40 | -19547 | -528 | -818 | -908 | -2000 | -1859 | 4333 | 0 | 0 | 0 | 48 | 157 | 1605 | 3273 | 4616 | 0 | 0 | 8666 | 219 | 980 | 0 | 282 | 1200 | 0 | 282 | 1556 | 132 | 0 | 0 | 0 | 0 | 0 | 0 | 0
2040-09-18 | 12 | -40 | -19879 | -497 | -709 | -908 | -2000 | -1528 | 4592 | 0 | 0 | 0 | 48 | 157 | 1269 | 3273 | 3298 | 0 | 0 | 9914 | 219 | 977 | 0 | 292 | 1200 | 0 | 282 | 2606 | 129 | 0 | 0 | 0 | 0 | 0 | 0 | 0
2040-09-18 | 13 | -40 | -19924 | -429 | -927 | -908 | -2000 | -1859 | 4624 | 0 | 0 | 0 | 48 | 157 | 1269 | 3273 | 2982 | 0 | 0 | 10702 | 218 | 984 | 0 | 309 | 1200 | 0 | 282 | 3627 | 169 | 0 | 0 | 0 | 0 | 0 | 0 | 0
2040-09-18 | 14 | -40 | -19943 | -397 | -909 | -693 | -1347 | -1859 | 4639 | 0 | 0 | 0 | 48 | 157 | 399 | 3273 | 2996 | 0 | 0 | 10605 | 217 | 998 | 0 | 335 | 1200 | 0 | 282 | 3513 | 150 | 0 | 0 | 0 | 0 | 0 | 0 | 0
2040-09-18 | 15 | -40 | -19748 | -366 | -818 | -69 | -150 | -1853 | 4491 | 0 | 0 | 0 | 48 | 157 | 399 | 3273 | 1599 | 0 | 0 | 10009 | 218 | 990 | 0 | 338 | 1200 | 0 | 282 | 5077 | 106 | 0 | 0 | 0 | 0 | 0 | 0 | 0
2040-09-18 | 16 | -40 | -19503 | -366 | -1072 | 0 | -19 | -1576 | 4301 | 0 | 0 | 0 | 48 | 157 | 0 | 3273 | 3594 | 0 | 0 | 8128 | 219 | 996 | 0 | 337 | 1200 | 0 | 282 | 3152 | 100 | 0 | 0 | 0 | 0 | 0 | 0 | 0
2040-09-18 | 17 | -40 | -19511 | -366 | -1381 | 0 | 0 | -1168 | 4306 | 0 | 0 | 0 | 48 | 157 | 0 | 3273 | 6449 | 0 | 0 | 5143 | 219 | 992 | 0 | 356 | 1200 | 0 | 282 | 412 | 81 | 0 | 0 | 0 | 0 | 0 | 0 | 0
2040-09-18 | 18 | 3 | -19712 | -366 | -1654 | 0 | 1204 | 23 | 4460 | 0 | 0 | 252 | 52 | 157 | 0 | 3273 | 6961 | 0 | 71 | 2066 | 219 | 989 | 0 | 390 | 1200 | 0 | 413 | 0 | 0 | 0 | 0 | 0 | 0 | 0 | 0 | 0
2040-09-18 | 19 | 3 | -19768 | -429 | -1581 | 0 | 1021 | 1721 | 4507 | 0 | 0 | 312 | 52 | 157 | 0 | 3273 | 7074 | 0 | 92 | 316 | 219 | 987 | 0 | 393 | 1200 | 0 | 453 | 0 | 0 | 0 | 0 | 0 | 0 | 0 | 0 | 0
2040-09-18 | 20 | 3 | -20092 | -565 | -1109 | 0 | 1069 | 1743 | 4756 | 0 | 0 | 312 | 52 | 157 | 0 | 3273 | 6980 | 0 | 170 | 3 | 219 | 978 | 0 | 392 | 1200 | 0 | 462 | 0 | 0 | 0 | 0 | 0 | 0 | 0 | 0 | 0
2040-09-18 | 21 | 3 | -19312 | -685 | -1018 | 0 | 1120 | 1568 | 4153 | 0 | 0 | 312 | 52 | 157 | 0 | 3273 | 6955 | 0 | 131 | 0 | 219 | 981 | 0 | 431 | 1200 | 0 | 462 | 0 | 0 | 0 | 0 | 0 | 0 | 0 | 0 | 0
2040-09-18 | 22 | 3 | -17866 | -821 | -854 | 0 | 664 | 1744 | 3033 | 0 | 0 | 312 | 52 | 157 | 0 | 3273 | 6899 | 0 | 89 | 0 | 219 | 972 | 0 | 465 | 1200 | 0 | 462 | 0 | 0 | 0 | 0 | 0 | 0 | 0 | 0 | 0
2040-09-18 | 23 | 3 | -16152 | -868 | -709 | 0 | 169 | 1744 | 1712 | 0 | 0 | 301 | 52 | 157 | 0 | 3273 | 6896 | 0 | 90 | 0 | 219 | 956 | 0 | 499 | 1200 | 0 | 462 | 0 | 0 | 0 | 0 | 0 | 0 | 0 | 0 | 0
2040-09-18 | 24 | 3 | -14700 | -968 | -582 | 0 | 450 | 1586 | 587 | 0 | 0 | 301 | 52 | 157 | 0 | 3273 | 6448 | 0 | 95 | 0 | 216 | 950 | 0 | 472 | 1200 | 0 | 462 | 0 | 0 | 0 | 0 | 0 | 0 | 0 | 0 | 0
2040-09-19 | 1 | 17.91 | -13762 | -968 | -509 | 489 | 30 | -156 | 528 | 0 | 0 | 252 | 52 | 157 | 309 | 3273 | 6406 | 0 | 83 | 0 | 214 | 942 | 0 | 996 | 1200 | 0 | 462 | 0 | 0 | 0 | 0 | 0 | 0 | 0 | 0 | 0
2040-09-19 | 2 | 17.91 | -13243 | -1015 | -454 | 0 | 0 | -346 | 528 | 0 | 0 | 252 | 52 | 157 | 309 | 3273 | 6587 | 0 | 95 | 0 | 210 | 932 | 0 | 1000 | 1200 | 0 | 462 | 0 | 0 | 0 | 0 | 0 | 0 | 0 | 0 | 0
2040-09-19 | 3 | 17.91 | -12959 | -1124 | -400 | 117 | 0 | -645 | 528 | 0 | 0 | 252 | 52 | 157 | 309 | 3273 | 6587 | 0 | 86 | 0 | 204 | 908 | 0 | 992 | 1200 | 0 | 462 | 0 | 0 | 0 | 0 | 0 | 0 | 0 | 0 | 0
2040-09-19 | 4 | 17.91 | -12894 | -1124 | -382 | 0 | 0 | -69 | 528 | 0 | 0 | 252 | 52 | 157 | 309 | 3273 | 6545 | 0 | 97 | 0 | 201 | 903 | 0 | 488 | 1200 | 0 | 462 | 0 | 0 | 0 | 0 | 0 | 0 | 0 | 0 | 0
2040-09-19 | 5 | 17.91 | -13369 | -1182 | -363 | 56 | 0 | 0 | 528 | 0 | 0 | 252 | 52 | 157 | 1057 | 3273 | 6197 | 0 | 100 | 0 | 202 | 903 | 0 | 475 | 1200 | 0 | 462 | 0 | 0 | 0 | 0 | 0 | 0 | 0 | 0 | 0
2040-09-19 | 6 | 19.46 | -14688 | -1240 | -382 | 908 | 340 | 0 | 528 | 0 | 0 | 312 | 52 | 157 | 1079 | 3273 | 6351 | 0 | 111 | 0 | 201 | 894 | 0 | 441 | 1200 | 0 | 462 | 0 | 0 | 0 | 0 | 0 | 0 | 0 | 0 | 0
2040-09-19 | 7 | 24.21 | -16943 | -1182 | -491 | 908 | 1246 | 133 | 2256 | 0 | 0 | 331 | 52 | 281 | 1256 | 3273 | 5563 | 0 | 111 | 51 | 209 | 899 | 0 | 384 | 1200 | 0 | 462 | 0 | 0 | 0 | 0 | 0 | 0 | 0 | 0 | 0
2040-09-19 | 8 | 24.2 | -18215 | -1124 | -600 | 908 | 557 | 0 | 3234 | 0 | 0 | 331 | 52 | 229 | 1696 | 3273 | 5445 | 0 | 92 | 996 | 218 | 912 | 0 | 334 | 1200 | 0 | 462 | 0 | 0 | 0 | 0 | 0 | 0 | 0 | 0 | 0
2040-09-19 | 9 | 17.91 | -18561 | -968 | -727 | 117 | 0 | -532 | 3503 | 0 | 0 | 252 | 52 | 157 | 1553 | 3273 | 5066 | 0 | 84 | 3674 | 218 | 914 | 0 | 302 | 1200 | 0 | 422 | 0 | 0 | 0 | 0 | 0 | 0 | 0 | 0 | 0
2040-09-19 | 10 | -40 | -18947 | -774 | -854 | -197 | -586 | -1859 | 3799 | 0 | 0 | 0 | 48 | 157 | 1198 | 3273 | 4557 | 0 | 0 | 7226 | 219 | 963 | 0 | 286 | 1200 | 0 | 291 | 0 | 40 | 0 | 0 | 0 | 0 | 0 | 0 | 0
2040-09-19 | 11 | -40 | -19447 | -565 | -818 | -908 | -2000 | -1859 | 4180 | 0 | 0 | 0 | 48 | 157 | 1030 | 3273 | 3856 | 0 | 0 | 10090 | 219 | 980 | 0 | 282 | 1200 | 0 | 282 | 199 | 27 | 0 | 0 | 0 | 0 | 0 | 0 | 0
2040-09-19 | 12 | -40 | -19787 | -460 | -709 | -908 | -2000 | -1859 | 4444 | 0 | 0 | 0 | 48 | 157 | 1030 | 3273 | 1709 | 0 | 0 | 12093 | 219 | 977 | 0 | 292 | 1200 | 0 | 282 | 2230 | 18 | 0 | 0 | 0 | 0 | 0 | 0 | 0
2040-09-19 | 13 | -40 | -19897 | -397 | -927 | -908 | -2000 | -1859 | 4528 | 0 | 0 | 0 | 48 | 157 | 450 | 3273 | 2036 | 0 | 0 | 12504 | 218 | 984 | 0 | 309 | 1200 | 0 | 282 | 1856 | 22 | 0 | 0 | 0 | 0 | 0 | 0 | 0
2040-09-19 | 14 | -40 | -20028 | -340 | -909 | -897 | -1859 | -1859 | 4629 | 0 | 0 | 0 | 48 | 157 | 450 | 3273 | 2196 | 0 | 0 | 12106 | 217 | 998 | 0 | 335 | 1200 | 0 | 282 | 1570 | 26 | 0 | 0 | 0 | 0 | 0 | 0 | 0
2040-09-19 | 15 | -40 | -19857 | -314 | -818 | -215 | -653 | -1831 | 4497 | 0 | 0 | 0 | 48 | 157 | 450 | 3273 | 1522 | 0 | 0 | 10713 | 218 | 990 | 0 | 338 | 1200 | 0 | 282 | 1963 | 34 | 0 | 0 | 0 | 0 | 0 | 0 | 0
2040-09-19 | 16 | -40 | -19678 | -288 | -1072 | -40 | -53 | -1266 | 4359 | 0 | 0 | 0 | 48 | 157 | 450 | 3273 | 2815 | 0 | 0 | 8252 | 219 | 996 | 0 | 337 | 1200 | 0 | 291 | 709 | 45 | 0 | 0 | 0 | 0 | 0 | 0 | 0
2040-09-19 | 17 | 24.21 | -19672 | -267 | -1381 | 57 | 191 | 276 | 4354 | 0 | 0 | 253 | 52 | 285 | 1116 | 3273 | 3120 | 0 | 55 | 5099 | 219 | 992 | 0 | 356 | 1200 | 0 | 422 | 0 | 0 | 0 | 0 | 0 | 0 | 0 | 0 | 0
2040-09-19 | 18 | 24.21 | -19858 | -288 | -1654 | 375 | 1025 | 1168 | 4497 | 0 | 0 | 407 | 52 | 292 | 2407 | 3273 | 2958 | 0 | 75 | 2011 | 219 | 989 | 0 | 390 | 1200 | 0 | 462 | 0 | 0 | 0 | 0 | 0 | 0 | 0 | 0 | 0
2040-09-19 | 19 | 24.21 | -19897 | -314 | -1581 | 350 | 1430 | 1710 | 4528 | 0 | 0 | 665 | 52 | 292 | 2987 | 3273 | 2820 | 0 | 134 | 291 | 219 | 987 | 0 | 393 | 1200 | 0 | 462 | 0 | 0 | 0 | 0 | 0 | 0 | 0 | 0 | 0
2040-09-19 | 20 | 24.21 | -20193 | -429 | -1109 | 584 | 1317 | 1691 | 4756 | 0 | 0 | 699 | 52 | 292 | 2987 | 3273 | 2566 | 0 | 262 | 3 | 219 | 978 | 0 | 392 | 1200 | 0 | 462 | 0 | 0 | 0 | 0 | 0 | 0 | 0 | 0 | 0
2040-09-19 | 21 | 24.21 | -19446 | -565 | -1018 | 711 | 1042 | 1702 | 4180 | 0 | 0 | 664 | 52 | 292 | 2987 | 3273 | 2442 | 0 | 391 | 0 | 219 | 981 | 0 | 431 | 1200 | 0 | 462 | 0 | 0 | 0 | 0 | 0 | 0 | 0 | 0 | 0
2040-09-19 | 22 | 24.21 | -18027 | -685 | -854 | 600 | 1205 | 1428 | 3091 | 0 | 0 | 660 | 52 | 292 | 2987 | 3273 | 2096 | 0 | 564 | 0 | 219 | 972 | 0 | 465 | 1200 | 0 | 462 | 0 | 0 | 0 | 0 | 0 | 0 | 0 | 0 | 0
2040-09-19 | 23 | 24.21 | -16277 | -727 | -709 | 581 | 848 | 1430 | 1744 | 0 | 0 | 587 | 52 | 292 | 2987 | 3273 | 1783 | 0 | 800 | 0 | 219 | 956 | 0 | 499 | 1200 | 0 | 462 | 0 | 0 | 0 | 0 | 0 | 0 | 0 | 0 | 0
2040-09-19 | 24 | 24.21 | -14813 | -774 | -582 | 247 | 813 | 1698 | 618 | 0 | 0 | 551 | 52 | 288 | 3087 | 3273 | 1319 | 0 | 922 | 0 | 216 | 950 | 0 | 472 | 1200 | 0 | 462 | 0 | 0 | 0 | 0 | 0 | 0 | 0 | 0 | 0
2040-09-20 | 1 | 30.45 | -13870 | -868 | -509 | 0 | 0 | 0 | 528 | 0 | 0 | 452 | 52 | 335 | 4764 | 3273 | 1000 | 0 | 1029 | 0 | 214 | 942 | 0 | 996 | 1200 | 0 | 462 | 0 | 0 | 0 | 0 | 0 | 0 | 0 | 0 | 0
2040-09-20 | 2 | 29.26 | -13303 | -868 | -454 | 0 | 0 | -158 | 528 | 0 | 0 | 407 | 52 | 335 | 4593 | 3273 | 611 | 0 | 1182 | 0 | 210 | 932 | 0 | 1000 | 1200 | 0 | 462 | 0 | 0 | 0 | 0 | 0 | 0 | 0 | 0 | 0
2040-09-20 | 3 | 29.26 | -13020 | -968 | -400 | 0 | 0 | -95 | 528 | 0 | 0 | 424 | 52 | 335 | 4593 | 3273 | 246 | 0 | 1266 | 0 | 204 | 908 | 0 | 992 | 1200 | 0 | 462 | 0 | 0 | 0 | 0 | 0 | 0 | 0 | 0 | 0
2040-09-20 | 4 | 33.72 | -12996 | -968 | -382 | 0 | 0 | 0 | 528 | 0 | 0 | 407 | 52 | 335 | 4998 | 3273 | 90 | 0 | 1408 | 0 | 201 | 903 | 0 | 488 | 1200 | 0 | 462 | 0 | 0 | 0 | 0 | 0 | 0 | 0 | 0 | 0
2040-09-20 | 5 | 35.69 | -13396 | -968 | -363 | 0 | 0 | 0 | 528 | 0 | 0 | 452 | 52 | 335 | 5286 | 3273 | 110 | 0 | 1449 | 0 | 202 | 903 | 0 | 475 | 1200 | 0 | 462 | 0 | 0 | 0 | 0 | 0 | 0 | 0 | 0 | 0
2040-09-20 | 6 | 37.9 | -14665 | -1015 | -382 | 0 | 0 | 0 | 528 | 0 | 0 | 660 | 52 | 335 | 6232 | 3273 | 307 | 0 | 1477 | 0 | 201 | 894 | 0 | 441 | 1200 | 0 | 462 | 0 | 0 | 0 | 0 | 0 | 0 | 0 | 0 | 0
2040-09-20 | 7 | 39.54 | -16868 | -1072 | -491 | 0 | 0 | 187 | 1876 | 0 | 0 | 699 | 52 | 335 | 6734 | 3273 | 587 | 0 | 1491 | 44 | 209 | 899 | 0 | 384 | 1200 | 0 | 462 | 0 | 0 | 0 | 0 | 0 | 0 | 0 | 0 | 0
2040-09-20 | 8 | 39.16 | -18125 | -1072 | -600 | 0 | 0 | 0 | 2816 | 0 | 0 | 660 | 52 | 335 | 6439 | 3273 | 763 | 0 | 1381 | 952 | 218 | 912 | 0 | 334 | 1200 | 0 | 462 | 0 | 0 | 0 | 0 | 0 | 0 | 0 | 0 | 0
2040-09-20 | 9 | 24.2 | -18542 | -774 | -727 | 0 | 0 | 0 | 3133 | 0 | 0 | 331 | 52 | 228 | 4012 | 3273 | 1181 | 0 | 1101 | 3635 | 218 | 914 | 0 | 302 | 1200 | 0 | 462 | 0 | 0 | 0 | 0 | 0 | 0 | 0 | 0 | 0
2040-09-20 | 10 | 12.98 | -19080 | -565 | -854 | 0 | 0 | -354 | 3535 | 0 | 0 | 252 | 52 | 160 | 1447 | 3273 | 1325 | 0 | 764 | 6914 | 219 | 963 | 0 | 286 | 1200 | 0 | 462 | 0 | 0 | 0 | 0 | 0 | 0 | 0 | 0 | 0
2040-09-20 | 11 | 9.51 | -19768 | -397 | -818 | 0 | -1001 | -1859 | 4053 | 0 | 0 | 252 | 52 | 157 | 624 | 3273 | 1574 | 0 | 763 | 9952 | 219 | 980 | 0 | 282 | 1200 | 0 | 462 | 0 | 0 | 0 | 0 | 0 | 0 | 0 | 0 | 0
2040-09-20 | 12 | 6.72 | -20272 | -267 | -709 | -699 | -2000 | -1859 | 4428 | 0 | 0 | 252 | 52 | 157 | 559 | 3273 | 1479 | 0 | 746 | 11709 | 219 | 977 | 0 | 292 | 1200 | 0 | 462 | 0 | 0 | 0 | 0 | 0 | 0 | 0 | 0 | 0
2040-09-20 | 13 | 0.11 | -20476 | -188 | -927 | -908 | -2000 | -1859 | 4581 | 0 | 0 | 252 | 49 | 157 | 230 | 3273 | 1773 | 0 | 606 | 12369 | 218 | 984 | 0 | 309 | 1200 | 0 | 357 | 0 | 0 | 0 | 0 | 0 | 0 | 0 | 0 | 0
2040-09-20 | 14 | 0.14 | -20682 | -131 | -909 | -908 | -2000 | -1859 | 4734 | 0 | 0 | 252 | 52 | 157 | 180 | 3273 | 1952 | 0 | 626 | 12096 | 217 | 998 | 0 | 335 | 1200 | 0 | 415 | 0 | 0 | 0 | 0 | 0 | 0 | 0 | 0 | 0
2040-09-20 | 15 | 9.51 | -20707 | -110 | -818 | 0 | -1741 | -1859 | 4756 | 0 | 0 | 252 | 52 | 157 | 0 | 3273 | 2314 | 0 | 670 | 10552 | 218 | 990 | 0 | 338 | 1200 | 0 | 462 | 0 | 0 | 0 | 0 | 0 | 0 | 0 | 0 | 0
2040-09-20 | 16 | 12.98 | -20634 | -110 | -1072 | 0 | 0 | -1640 | 4703 | 0 | 0 | 252 | 52 | 157 | 0 | 3273 | 2730 | 0 | 846 | 8229 | 219 | 996 | 0 | 337 | 1200 | 0 | 462 | 0 | 0 | 0 | 0 | 0 | 0 | 0 | 0 | 0
2040-09-20 | 17 | 17.55 | -20653 | -105 | -1381 | 0 | 982 | 133 | 4713 | 0 | 0 | 253 | 52 | 157 | 529 | 3273 | 3106 | 0 | 944 | 4767 | 219 | 992 | 0 | 356 | 1200 | 0 | 462 | 0 | 0 | 0 | 0 | 0 | 0 | 0 | 0 | 0
2040-09-20 | 18 | 17.55 | -20636 | -110 | -1654 | 634 | 1667 | 1528 | 4703 | 0 | 0 | 331 | 52 | 157 | 533 | 3273 | 3396 | 0 | 925 | 1939 | 219 | 989 | 0 | 390 | 1200 | 0 | 462 | 0 | 0 | 0 | 0 | 0 | 0 | 0 | 0 | 0
2040-09-20 | 19 | 17.55 | -20327 | -131 | -1581 | 908 | 1758 | 1749 | 4470 | 0 | 0 | 380 | 52 | 157 | 569 | 3273 | 4035 | 0 | 1175 | 251 | 219 | 987 | 0 | 393 | 1200 | 0 | 462 | 0 | 0 | 0 | 0 | 0 | 0 | 0 | 0 | 0
2040-09-20 | 20 | 17.55 | -20387 | -188 | -1109 | 606 | 1542 | 1549 | 4518 | 0 | 0 | 331 | 52 | 157 | 533 | 3273 | 4504 | 0 | 1365 | 3 | 219 | 978 | 0 | 392 | 1200 | 0 | 462 | 0 | 0 | 0 | 0 | 0 | 0 | 0 | 0 | 0
2040-09-20 | 21 | 17.55 | -19538 | -246 | -1018 | 0 | 890 | 1527 | 3878 | 0 | 0 | 312 | 52 | 157 | 533 | 3273 | 5173 | 0 | 1713 | 0 | 219 | 981 | 0 | 431 | 1200 | 0 | 462 | 0 | 0 | 0 | 0 | 0 | 0 | 0 | 0 | 0
2040-09-20 | 22 | 17.55 | -18320 | -288 | -854 | 0 | 200 | 1325 | 2964 | 0 | 0 | 301 | 52 | 157 | 533 | 3273 | 5561 | 0 | 1778 | 0 | 219 | 972 | 0 | 465 | 1200 | 0 | 462 | 0 | 0 | 0 | 0 | 0 | 0 | 0 | 0 | 0
2040-09-20 | 23 | 17.55 | -16886 | -288 | -709 | 15 | 473 | 543 | 1892 | 0 | 0 | 253 | 52 | 157 | 533 | 3273 | 5635 | 0 | 1720 | 0 | 219 | 956 | 0 | 499 | 1200 | 0 | 462 | 0 | 0 | 0 | 0 | 0 | 0 | 0 | 0 | 0
2040-09-20 | 24 | 17.55 | -15437 | -366 | -582 | 0 | 6 | 0 | 803 | 0 | 0 | 252 | 52 | 157 | 756 | 3273 | 6017 | 0 | 1767 | 0 | 216 | 950 | 0 | 472 | 1200 | 0 | 462 | 0 | 0 | 0 | 0 | 0 | 0 | 0 | 0 | 0
2040-09-21 | 1 | 20.07 | -14375 | -429 | -509 | -115 | -509 | -1296 | 528 | 0 | 0 | 252 | 52 | 157 | 1619 | 3273 | 5879 | 0 | 1658 | 0 | 214 | 942 | 0 | 996 | 1200 | 0 | 462 | 0 | 0 | 0 | 0 | 0 | 0 | 0 | 0 | 0
2040-09-21 | 2 | 20.07 | -13670 | -460 | -454 | -171 | -207 | -1775 | 528 | 0 | 0 | 252 | 52 | 157 | 1619 | 3273 | 5626 | 0 | 1426 | 0 | 210 | 932 | 0 | 1000 | 1200 | 0 | 462 | 0 | 0 | 0 | 0 | 0 | 0 | 0 | 0 | 0
2040-09-21 | 3 | 20.07 | -13249 | -497 | -400 | -75 | -361 | -1831 | 528 | 0 | 0 | 252 | 52 | 157 | 1619 | 3273 | 5335 | 0 | 1430 | 0 | 204 | 908 | 0 | 992 | 1200 | 0 | 462 | 0 | 0 | 0 | 0 | 0 | 0 | 0 | 0 | 0
2040-09-21 | 4 | 20.07 | -13072 | -528 | -382 | -82 | -171 | -584 | 528 | 0 | 0 | 252 | 52 | 157 | 1619 | 3273 | 4378 | 0 | 1305 | 0 | 201 | 903 | 0 | 488 | 1200 | 0 | 462 | 0 | 0 | 0 | 0 | 0 | 0 | 0 | 0 | 0
2040-09-21 | 5 | 20.07 | -13151 | -528 | -363 | -50 | 0 | -1186 | 528 | 0 | 0 | 301 | 52 | 157 | 3052 | 3273 | 3520 | 0 | 1154 | 0 | 202 | 903 | 0 | 475 | 1200 | 0 | 462 | 0 | 0 | 0 | 0 | 0 | 0 | 0 | 0 | 0
2040-09-21 | 6 | 20.07 | -13584 | -565 | -382 | -381 | -207 | -398 | 528 | 0 | 0 | 331 | 52 | 160 | 4236 | 3273 | 2697 | 0 | 1041 | 0 | 201 | 894 | 0 | 441 | 1200 | 0 | 462 | 0 | 0 | 0 | 0 | 0 | 0 | 0 | 0 | 0
2040-09-21 | 7 | 27.12 | -14250 | -565 | -491 | 0 | 0 | 378 | 528 | 0 | 0 | 363 | 52 | 319 | 4508 | 3273 | 1858 | 0 | 831 | 41 | 209 | 899 | 0 | 384 | 1200 | 0 | 462 | 0 | 0 | 0 | 0 | 0 | 0 | 0 | 0 | 0
2040-09-21 | 8 | 27.12 | -15430 | -607 | -600 | 0 | 0 | 1371 | 571 | 0 | 0 | 551 | 52 | 335 | 4503 | 3273 | 1245 | 0 | 666 | 944 | 218 | 912 | 0 | 334 | 1200 | 0 | 462 | 0 | 0 | 0 | 0 | 0 | 0 | 0 | 0 | 0
2040-09-21 | 9 | 27.12 | -16706 | -429 | -727 | 0 | 0 | 61 | 1511 | 0 | 0 | 331 | 52 | 319 | 4503 | 3273 | 784 | 0 | 434 | 3498 | 218 | 914 | 0 | 302 | 1200 | 0 | 462 | 0 | 0 | 0 | 0 | 0 | 0 | 0 | 0 | 0
2040-09-21 | 10 | 20.07 | -17899 | -288 | -854 | -159 | -101 | -1426 | 2388 | 0 | 0 | 301 | 52 | 160 | 3906 | 3273 | 498 | 0 | 232 | 6788 | 219 | 963 | 0 | 286 | 1200 | 0 | 462 | 0 | 0 | 0 | 0 | 0 | 0 | 0 | 0 | 0
2040-09-21 | 11 | 20.07 | -18853 | -188 | -818 | -547 | -1861 | -1859 | 3086 | 0 | 0 | 252 | 52 | 157 | 3738 | 3273 | 409 | 0 | 221 | 9795 | 219 | 980 | 0 | 282 | 1200 | 0 | 462 | 0 | 0 | 0 | 0 | 0 | 0 | 0 | 0 | 0
2040-09-21 | 12 | 0 | -19541 | -131 | -709 | -908 | -2000 | -1859 | 3593 | 0 | 0 | 232 | 48 | 157 | 2605 | 3273 | 323 | 0 | 227 | 11671 | 219 | 977 | 0 | 292 | 1200 | 0 | 331 | 0 | 0 | 0 | 0 | 0 | 0 | 0 | 0 | 0
2040-09-21 | 13 | 20.07 | -20024 | -110 | -927 | -908 | -1861 | -1859 | 3947 | 0 | 0 | 252 | 52 | 157 | 2075 | 3273 | 155 | 0 | 181 | 12423 | 218 | 984 | 0 | 309 | 1200 | 0 | 462 | 0 | 0 | 0 | 0 | 0 | 0 | 0 | 0 | 0
2040-09-21 | 14 | 20.07 | -20303 | -99 | -909 | -540 | -1613 | -1831 | 4153 | 0 | 0 | 252 | 52 | 160 | 1773 | 3273 | 103 | 0 | 171 | 12146 | 217 | 998 | 0 | 335 | 1200 | 0 | 462 | 0 | 0 | 0 | 0 | 0 | 0 | 0 | 0 | 0
2040-09-21 | 15 | 20.07 | -20565 | -94 | -818 | -136 | -261 | -1567 | 4343 | 0 | 0 | 252 | 52 | 175 | 1453 | 3273 | 53 | 0 | 182 | 10450 | 218 | 990 | 0 | 338 | 1200 | 0 | 462 | 0 | 0 | 0 | 0 | 0 | 0 | 0 | 0 | 0
2040-09-21 | 16 | 34.21 | -20767 | -94 | -1072 | 0 | 0 | 0 | 4491 | 0 | 0 | 301 | 52 | 335 | 2036 | 3273 | 42 | 0 | 216 | 7975 | 219 | 996 | 0 | 337 | 1200 | 0 | 462 | 0 | 0 | 0 | 0 | 0 | 0 | 0 | 0 | 0
2040-09-21 | 17 | 37.76 | -20957 | -99 | -1381 | 400 | 334 | 1250 | 4634 | 0 | 0 | 459 | 52 | 335 | 3444 | 3273 | 12 | 0 | 226 | 4792 | 219 | 992 | 0 | 356 | 1200 | 0 | 462 | 0 | 0 | 0 | 0 | 0 | 0 | 0 | 0 | 0
2040-09-21 | 18 | 37.76 | -21123 | -99 | -1654 | 828 | 1309 | 1549 | 4756 | 0 | 0 | 848 | 52 | 335 | 4654 | 3273 | 19 | 0 | 167 | 1827 | 219 | 989 | 0 | 390 | 1200 | 0 | 462 | 0 | 0 | 0 | 0 | 0 | 0 | 0 | 0 | 0
2040-09-21 | 19 | 37.76 | -20810 | -110 | -1581 | 908 | 1750 | 1661 | 4528 | 0 | 0 | 1051 | 52 | 335 | 5153 | 3273 | 51 | 0 | 222 | 255 | 219 | 987 | 0 | 393 | 1200 | 0 | 462 | 0 | 0 | 0 | 0 | 0 | 0 | 0 | 0 | 0
2040-09-21 | 20 | 37.76 | -20818 | -157 | -1109 | 735 | 1542 | 1549 | 4528 | 0 | 0 | 1032 | 52 | 335 | 5412 | 3273 | 73 | 0 | 298 | 3 | 219 | 978 | 0 | 392 | 1200 | 0 | 462 | 0 | 0 | 0 | 0 | 0 | 0 | 0 | 0 | 0
2040-09-21 | 21 | 37.76 | -19972 | -225 | -1018 | 578 | 1089 | 1526 | 3910 | 0 | 0 | 975 | 52 | 335 | 5797 | 3273 | 107 | 0 | 280 | 0 | 219 | 981 | 0 | 431 | 1200 | 0 | 462 | 0 | 0 | 0 | 0 | 0 | 0 | 0 | 0 | 0
2040-09-21 | 22 | 37.76 | -18746 | -246 | -854 | 0 | 953 | 1273 | 3007 | 0 | 0 | 893 | 52 | 335 | 6372 | 3273 | 125 | 0 | 245 | 0 | 219 | 972 | 0 | 465 | 1200 | 0 | 462 | 0 | 0 | 0 | 0 | 0 | 0 | 0 | 0 | 0
2040-09-21 | 23 | 37.76 | -17357 | -267 | -709 | 44 | 689 | 1100 | 1987 | 0 | 0 | 848 | 52 | 335 | 6372 | 3273 | 164 | 0 | 134 | 0 | 219 | 956 | 0 | 499 | 1200 | 0 | 462 | 0 | 0 | 0 | 0 | 0 | 0 | 0 | 0 | 0
2040-09-21 | 24 | 37.76 | -16009 | -314 | -582 | 10 | 205 | 1212 | 993 | 0 | 0 | 781 | 52 | 335 | 6359 | 3273 | 260 | 0 | 124 | 0 | 216 | 950 | 0 | 472 | 1200 | 0 | 462 | 0 | 0 | 0 | 0 | 0 | 0 | 0 | 0 | 0
2040-09-22 | 1 | 38.34 | -14838 | -366 | -672 | 0 | 0 | 0 | 528 | 0 | 0 | 740 | 52 | 335 | 6652 | 3273 | 313 | 0 | 170 | 0 | 214 | 942 | 0 | 996 | 1200 | 0 | 462 | 0 | 0 | 0 | 0 | 0 | 0 | 0 | 0 | 0
2040-09-22 | 2 | 36.7 | -14082 | -397 | -582 | 0 | 0 | 0 | 528 | 0 | 0 | 699 | 52 | 335 | 5925 | 3273 | 290 | 0 | 155 | 0 | 210 | 932 | 0 | 1000 | 1200 | 0 | 462 | 0 | 0 | 0 | 0 | 0 | 0 | 0 | 0 | 0
2040-09-22 | 3 | 35.58 | -13733 | -429 | -527 | 0 | 0 | 0 | 528 | 0 | 0 | 658 | 52 | 335 | 5629 | 3273 | 280 | 0 | 167 | 0 | 204 | 908 | 0 | 992 | 1200 | 0 | 462 | 0 | 0 | 0 | 0 | 0 | 0 | 0 | 0 | 0
2040-09-22 | 4 | 36.08 | -13412 | -460 | -472 | 0 | 0 | 0 | 528 | 0 | 0 | 578 | 52 | 335 | 5867 | 3273 | 239 | 0 | 219 | 0 | 201 | 903 | 0 | 488 | 1200 | 0 | 462 | 0 | 0 | 0 | 0 | 0 | 0 | 0 | 0 | 0
2040-09-22 | 5 | 35.98 | -13343 | -497 | -472 | 0 | 0 | 0 | 528 | 0 | 0 | 551 | 52 | 335 | 5828 | 3273 | 231 | 0 | 272 | 0 | 202 | 903 | 0 | 475 | 1200 | 0 | 462 | 0 | 0 | 0 | 0 | 0 | 0 | 0 | 0 | 0
2040-09-22 | 6 | 37 | -13550 | -497 | -491 | 0 | 0 | 0 | 528 | 0 | 0 | 587 | 52 | 335 | 5975 | 3273 | 210 | 0 | 379 | 0 | 201 | 894 | 0 | 441 | 1200 | 0 | 462 | 0 | 0 | 0 | 0 | 0 | 0 | 0 | 0 | 0
2040-09-22 | 7 | 37.9 | -14026 | -528 | -545 | 0 | 0 | 0 | 528 | 0 | 0 | 660 | 52 | 335 | 6273 | 3273 | 309 | 0 | 481 | 34 | 209 | 899 | 0 | 384 | 1200 | 0 | 462 | 0 | 0 | 0 | 0 | 0 | 0 | 0 | 0 | 0
2040-09-22 | 8 | 37.9 | -14889 | -565 | -636 | 0 | 0 | 0 | 528 | 0 | 0 | 658 | 52 | 335 | 6240 | 3273 | 477 | 0 | 492 | 910 | 218 | 912 | 0 | 334 | 1200 | 0 | 462 | 0 | 0 | 0 | 0 | 0 | 0 | 0 | 0 | 0
2040-09-22 | 9 | 35.16 | -16199 | -397 | -763 | 0 | 0 | 0 | 528 | 0 | 0 | 425 | 52 | 335 | 5245 | 3273 | 757 | 0 | 401 | 3248 | 218 | 914 | 0 | 302 | 1200 | 0 | 462 | 0 | 0 | 0 | 0 | 0 | 0 | 0 | 0 | 0
2040-09-22 | 10 | 27.12 | -17590 | -288 | -909 | 0 | 0 | -923 | 1110 | 0 | 0 | 312 | 52 | 335 | 3592 | 3273 | 1073 | 0 | 274 | 6559 | 219 | 963 | 0 | 286 | 1200 | 0 | 462 | 0 | 0 | 0 | 0 | 0 | 0 | 0 | 0 | 0
2040-09-22 | 11 | 27.12 | -18856 | -204 | -818 | 0 | 0 | -589 | 1966 | 0 | 0 | 252 | 52 | 335 | 339 | 3273 | 1399 | 0 | 222 | 9486 | 219 | 980 | 0 | 282 | 1200 | 0 | 462 | 0 | 0 | 0 | 0 | 0 | 0 | 0 | 0 | 0
2040-09-22 | 12 | 25.94 | -20001 | -141 | -909 | 0 | -32 | -1859 | 2742 | 0 | 0 | 252 | 52 | 335 | 101 | 3273 | 1652 | 0 | 248 | 11137 | 219 | 977 | 0 | 292 | 1200 | 0 | 462 | 0 | 0 | 0 | 0 | 0 | 0 | 0 | 0 | 0
2040-09-22 | 13 | 25.94 | -20985 | -105 | -981 | 0 | -634 | -1859 | 3408 | 0 | 0 | 252 | 52 | 335 | 0 | 3273 | 1896 | 0 | 342 | 11833 | 218 | 984 | 0 | 309 | 1200 | 0 | 462 | 0 | 0 | 0 | 0 | 0 | 0 | 0 | 0 | 0
2040-09-22 | 14 | 27.12 | -21589 | -89 | -1018 | 0 | 0 | -1680 | 3815 | 0 | 0 | 252 | 52 | 335 | 0 | 3273 | 2204 | 0 | 414 | 10819 | 217 | 998 | 0 | 335 | 1200 | 0 | 462 | 0 | 0 | 0 | 0 | 0 | 0 | 0 | 0 | 0
2040-09-22 | 15 | 27.12 | -21919 | -89 | -1054 | 0 | 0 | -228 | 4037 | 0 | 0 | 252 | 52 | 335 | 0 | 3273 | 2627 | 0 | 528 | 8978 | 218 | 990 | 0 | 338 | 1200 | 0 | 462 | 0 | 0 | 0 | 0 | 0 | 0 | 0 | 0 | 0
2040-09-22 | 16 | 36.65 | -22258 | -89 | -999 | 0 | 223 | 1211 | 4264 | 0 | 0 | 253 | 52 | 335 | 173 | 3273 | 3115 | 0 | 606 | 6627 | 219 | 996 | 0 | 337 | 1200 | 0 | 462 | 0 | 0 | 0 | 0 | 0 | 0 | 0 | 0 | 0
2040-09-22 | 17 | 36.65 | -22644 | -89 | -999 | 0 | 0 | 1003 | 4528 | 0 | 0 | 331 | 52 | 335 | 2963 | 3273 | 3389 | 0 | 685 | 3944 | 219 | 992 | 0 | 356 | 1200 | 0 | 462 | 0 | 0 | 0 | 0 | 0 | 0 | 0 | 0 | 0
2040-09-22 | 18 | 36.65 | -22915 | -89 | -1018 | 0 | 17 | 1281 | 4708 | 0 | 0 | 551 | 52 | 335 | 4321 | 3273 | 3828 | 0 | 795 | 1599 | 219 | 989 | 0 | 390 | 1200 | 0 | 462 | 0 | 0 | 0 | 0 | 0 | 0 | 0 | 0 | 0
2040-09-22 | 19 | 36.65 | -22804 | -94 | -1054 | 0 | 129 | 994 | 4634 | 0 | 0 | 608 | 52 | 335 | 4957 | 3273 | 4531 | 0 | 949 | 230 | 219 | 987 | 0 | 393 | 1200 | 0 | 462 | 0 | 0 | 0 | 0 | 0 | 0 | 0 | 0 | 0
2040-09-22 | 20 | 36.65 | -22983 | -120 | -981 | 0 | 53 | 582 | 4756 | 0 | 0 | 602 | 52 | 335 | 5397 | 3273 | 4735 | 0 | 1047 | 3 | 219 | 978 | 0 | 392 | 1200 | 0 | 462 | 0 | 0 | 0 | 0 | 0 | 0 | 0 | 0 | 0
2040-09-22 | 21 | 36.65 | -22093 | -157 | -927 | 0 | 150 | 210 | 4153 | 0 | 0 | 551 | 52 | 335 | 5397 | 3273 | 4667 | 0 | 1097 | 0 | 219 | 981 | 0 | 431 | 1200 | 0 | 462 | 0 | 0 | 0 | 0 | 0 | 0 | 0 | 0 | 0
2040-09-22 | 22 | 34.21 | -20606 | -167 | -836 | 0 | 0 | 0 | 3149 | 0 | 0 | 407 | 52 | 332 | 4902 | 3273 | 4967 | 0 | 1209 | 0 | 219 | 972 | 0 | 465 | 1200 | 0 | 462 | 0 | 0 | 0 | 0 | 0 | 0 | 0 | 0 | 0
2040-09-22 | 23 | 18.15 | -18806 | -188 | -836 | 0 | 0 | 0 | 1934 | 0 | 0 | 331 | 52 | 173 | 3994 | 3273 | 5321 | 0 | 1417 | 0 | 219 | 956 | 0 | 499 | 1200 | 0 | 462 | 0 | 0 | 0 | 0 | 0 | 0 | 0 | 0 | 0
2040-09-22 | 24 | 0 | -17161 | -204 | -763 | 0 | 0 | -569 | 824 | 0 | 0 | 164 | 48 | 157 | 3412 | 3273 | 6141 | 0 | 1510 | 0 | 216 | 950 | 0 | 472 | 1200 | 0 | 331 | 0 | 0 | 0 | 0 | 0 | 0 | 0 | 0 | 0
2040-09-23 | 1 | 24.6 | -16146 | -225 | -672 | 0 | -815 | -1503 | 528 | 0 | 0 | 253 | 52 | 317 | 2970 | 3273 | 6545 | 0 | 1609 | 0 | 214 | 942 | 0 | 996 | 1200 | 0 | 462 | 0 | 0 | 0 | 0 | 0 | 0 | 0 | 0 | 0
2040-09-23 | 2 | 24.6 | -15438 | -225 | -582 | 0 | -909 | -1859 | 528 | 0 | 0 | 252 | 52 | 332 | 2680 | 3273 | 6588 | 0 | 1502 | 0 | 210 | 932 | 0 | 1000 | 1200 | 0 | 462 | 0 | 0 | 0 | 0 | 0 | 0 | 0 | 0 | 0
2040-09-23 | 3 | 24.6 | -15071 | -225 | -527 | 0 | -1255 | -1831 | 528 | 0 | 0 | 252 | 52 | 335 | 2215 | 3273 | 6952 | 0 | 1535 | 0 | 204 | 908 | 0 | 992 | 1200 | 0 | 462 | 0 | 0 | 0 | 0 | 0 | 0 | 0 | 0 | 0
2040-09-23 | 4 | 24.6 | -15018 | -246 | -472 | 0 | -739 | -1859 | 528 | 0 | 0 | 252 | 52 | 335 | 2215 | 3273 | 6895 | 0 | 1530 | 0 | 201 | 903 | 0 | 488 | 1200 | 0 | 462 | 0 | 0 | 0 | 0 | 0 | 0 | 0 | 0 | 0
2040-09-23 | 5 | 24.6 | -15485 | -246 | -472 | 0 | -748 | -1295 | 528 | 0 | 0 | 252 | 52 | 335 | 1835 | 3273 | 7197 | 0 | 1532 | 0 | 202 | 903 | 0 | 475 | 1200 | 0 | 462 | 0 | 0 | 0 | 0 | 0 | 0 | 0 | 0 | 0
2040-09-23 | 6 | 24.6 | -16950 | -225 | -491 | 0 | 0 | -339 | 528 | 0 | 0 | 253 | 52 | 335 | 1668 | 3273 | 7212 | 0 | 1485 | 0 | 201 | 894 | 0 | 441 | 1200 | 0 | 462 | 0 | 0 | 0 | 0 | 0 | 0 | 0 | 0 | 0
2040-09-23 | 7 | 33.25 | -19296 | -246 | -545 | 0 | 0 | 810 | 528 | 0 | 0 | 331 | 52 | 335 | 2871 | 3273 | 7310 | 0 | 1400 | 23 | 209 | 899 | 0 | 384 | 1200 | 0 | 462 | 0 | 0 | 0 | 0 | 0 | 0 | 0 | 0 | 0
2040-09-23 | 8 | 33.25 | -20837 | -246 | -636 | 0 | 0 | 1235 | 766 | 0 | 0 | 331 | 52 | 335 | 3394 | 3273 | 7259 | 0 | 1199 | 749 | 218 | 912 | 0 | 334 | 1200 | 0 | 462 | 0 | 0 | 0 | 0 | 0 | 0 | 0 | 0 | 0
2040-09-23 | 9 | 31.85 | -21953 | -225 | -763 | 0 | 0 | 0 | 1384 | 0 | 0 | 331 | 52 | 335 | 3864 | 3273 | 7275 | 0 | 1076 | 2255 | 218 | 914 | 0 | 302 | 1200 | 0 | 462 | 0 | 0 | 0 | 0 | 0 | 0 | 0 | 0 | 0
2040-09-23 | 10 | 24.6 | -23094 | -157 | -909 | 0 | -57 | -880 | 2013 | 0 | 0 | 312 | 52 | 335 | 3190 | 3273 | 7310 | 0 | 901 | 4579 | 219 | 963 | 0 | 286 | 1200 | 0 | 462 | 0 | 0 | 0 | 0 | 0 | 0 | 0 | 0 | 0
2040-09-23 | 11 | 24.6 | -24346 | -120 | -818 | 0 | -107 | -1859 | 2705 | 0 | 0 | 252 | 52 | 335 | 2287 | 3273 | 7303 | 0 | 739 | 7161 | 219 | 980 | 0 | 282 | 1200 | 0 | 462 | 0 | 0 | 0 | 0 | 0 | 0 | 0 | 0 | 0
2040-09-23 | 12 | 24.6 | -25565 | -99 | -909 | 0 | -948 | -1859 | 3382 | 0 | 0 | 252 | 52 | 335 | 2110 | 3273 | 7298 | 0 | 753 | 8775 | 219 | 977 | 0 | 292 | 1200 | 0 | 462 | 0 | 0 | 0 | 0 | 0 | 0 | 0 | 0 | 0
2040-09-23 | 13 | 24.6 | -26537 | -89 | -981 | 0 | -1087 | -1859 | 3921 | 0 | 0 | 252 | 52 | 335 | 1774 | 3273 | 7299 | 0 | 767 | 9707 | 218 | 984 | 0 | 309 | 1200 | 0 | 462 | 0 | 0 | 0 | 0 | 0 | 0 | 0 | 0 | 0
2040-09-23 | 14 | 24.6 | -27450 | -94 | -1018 | 0 | -637 | -1859 | 4428 | 0 | 0 | 252 | 52 | 335 | 1774 | 3273 | 7322 | 0 | 773 | 9636 | 217 | 998 | 0 | 335 | 1200 | 0 | 462 | 0 | 0 | 0 | 0 | 0 | 0 | 0 | 0 | 0
2040-09-23 | 15 | 24.6 | -27905 | -105 | -1054 | 0 | 0 | -219 | 4676 | 0 | 0 | 253 | 52 | 335 | 1458 | 3273 | 7323 | 0 | 653 | 8051 | 218 | 990 | 0 | 338 | 1200 | 0 | 462 | 0 | 0 | 0 | 0 | 0 | 0 | 0 | 0 | 0
2040-09-23 | 16 | 35.1 | -28046 | -105 | -999 | 0 | 341 | 1094 | 4756 | 0 | 0 | 331 | 52 | 335 | 2444 | 3273 | 7293 | 0 | 704 | 5314 | 219 | 996 | 0 | 337 | 1200 | 0 | 462 | 0 | 0 | 0 | 0 | 0 | 0 | 0 | 0 | 0
2040-09-23 | 17 | 35.1 | -27806 | -99 | -999 | 0 | 733 | 1618 | 4624 | 0 | 0 | 658 | 52 | 335 | 3817 | 3273 | 7330 | 0 | 745 | 2493 | 219 | 992 | 0 | 356 | 1200 | 0 | 462 | 0 | 0 | 0 | 0 | 0 | 0 | 0 | 0 | 0
2040-09-23 | 18 | 35.1 | -27367 | -89 | -1018 | 0 | 1392 | 1694 | 4380 | 0 | 0 | 740 | 52 | 335 | 4304 | 3273 | 7361 | 0 | 701 | 982 | 219 | 989 | 0 | 390 | 1200 | 0 | 462 | 0 | 0 | 0 | 0 | 0 | 0 | 0 | 0 | 0
2040-09-23 | 19 | 35.1 | -27020 | -94 | -1054 | 0 | 1667 | 1695 | 4190 | 0 | 0 | 785 | 52 | 335 | 4773 | 3273 | 7364 | 0 | 601 | 173 | 219 | 987 | 0 | 393 | 1200 | 0 | 462 | 0 | 0 | 0 | 0 | 0 | 0 | 0 | 0 | 0
2040-09-23 | 20 | 35.1 | -26862 | -110 | -981 | 0 | 1341 | 1639 | 4100 | 0 | 0 | 785 | 52 | 335 | 5213 | 3273 | 7368 | 0 | 593 | 3 | 219 | 978 | 0 | 392 | 1200 | 0 | 462 | 0 | 0 | 0 | 0 | 0 | 0 | 0 | 0 | 0
2040-09-23 | 21 | 35.1 | -25681 | -120 | -927 | 0 | 528 | 1694 | 3445 | 0 | 0 | 781 | 52 | 335 | 5503 | 3273 | 7346 | 0 | 479 | 0 | 219 | 981 | 0 | 431 | 1200 | 0 | 462 | 0 | 0 | 0 | 0 | 0 | 0 | 0 | 0 | 0
2040-09-23 | 22 | 35.1 | -23816 | -131 | -836 | 0 | 128 | 1270 | 2415 | 0 | 0 | 740 | 52 | 335 | 5440 | 3273 | 7346 | 0 | 467 | 0 | 219 | 972 | 0 | 465 | 1200 | 0 | 462 | 0 | 0 | 0 | 0 | 0 | 0 | 0 | 0 | 0
2040-09-23 | 23 | 35.1 | -21588 | -141 | -836 | 0 | 150 | 416 | 1178 | 0 | 0 | 636 | 52 | 335 | 5460 | 3273 | 7346 | 0 | 383 | 0 | 219 | 956 | 0 | 499 | 1200 | 0 | 462 | 0 | 0 | 0 | 0 | 0 | 0 | 0 | 0 | 0
2040-09-23 | 24 | 32.43 | -19553 | -157 | -763 | 0 | 0 | 0 | 528 | 0 | 0 | 386 | 52 | 335 | 4837 | 3273 | 7349 | 0 | 413 | 0 | 216 | 950 | 0 | 472 | 1200 | 0 | 462 | 0 | 0 | 0 | 0 | 0 | 0 | 0 | 0 | 0
2040-09-24 | 1 | 27.38 | -17962 | -188 | -509 | 0 | 0 | -1689 | 972 | 0 | 0 | 312 | 52 | 335 | 3770 | 3273 | 7342 | 0 | 479 | 0 | 214 | 942 | 0 | 996 | 1200 | 0 | 462 | 0 | 0 | 0 | 0 | 0 | 0 | 0 | 0 | 0
2040-09-24 | 2 | 26.24 | -16945 | -204 | -454 | 0 | -392 | -1859 | 528 | 0 | 0 | 301 | 52 | 335 | 3536 | 3273 | 7343 | 0 | 683 | 0 | 210 | 932 | 0 | 1000 | 1200 | 0 | 462 | 0 | 0 | 0 | 0 | 0 | 0 | 0 | 0 | 0
2040-09-24 | 3 | 26.24 | -16354 | -246 | -400 | 0 | -715 | -1859 | 528 | 0 | 0 | 253 | 52 | 335 | 3536 | 3273 | 7319 | 0 | 511 | 0 | 204 | 908 | 0 | 992 | 1200 | 0 | 462 | 0 | 0 | 0 | 0 | 0 | 0 | 0 | 0 | 0
2040-09-24 | 4 | 26.24 | -15981 | -288 | -382 | 0 | -102 | -1859 | 528 | 0 | 0 | 253 | 52 | 335 | 3156 | 3273 | 7276 | 0 | 485 | 0 | 201 | 903 | 0 | 488 | 1200 | 0 | 462 | 0 | 0 | 0 | 0 | 0 | 0 | 0 | 0 | 0
2040-09-24 | 5 | 27.38 | -16139 | -314 | -363 | 0 | 0 | -1205 | 528 | 0 | 0 | 253 | 52 | 335 | 2532 | 3273 | 7279 | 0 | 527 | 0 | 202 | 903 | 0 | 475 | 1200 | 0 | 462 | 0 | 0 | 0 | 0 | 0 | 0 | 0 | 0 | 0
2040-09-24 | 6 | 27.38 | -17268 | -314 | -382 | 0 | 0 | -86 | 528 | 0 | 0 | 312 | 52 | 335 | 2764 | 3273 | 7038 | 0 | 549 | 0 | 201 | 894 | 0 | 441 | 1200 | 0 | 462 | 0 | 0 | 0 | 0 | 0 | 0 | 0 | 0 | 0
2040-09-24 | 7 | 37 | -19291 | -397 | -491 | 0 | 0 | 370 | 1839 | 0 | 0 | 331 | 52 | 335 | 3952 | 3273 | 6334 | 0 | 517 | 23 | 209 | 899 | 0 | 384 | 1200 | 0 | 462 | 0 | 0 | 0 | 0 | 0 | 0 | 0 | 0 | 0
2040-09-24 | 8 | 37 | -20452 | -366 | -600 | 0 | 0 | 1194 | 2600 | 0 | 0 | 433 | 52 | 335 | 4167 | 3273 | 4752 | 0 | 662 | 825 | 218 | 912 | 0 | 334 | 1200 | 0 | 462 | 0 | 0 | 0 | 0 | 0 | 0 | 0 | 0 | 0
2040-09-24 | 9 | 37 | -21210 | -314 | -727 | 0 | 0 | 758 | 3096 | 0 | 0 | 363 | 52 | 335 | 4167 | 3273 | 3512 | 0 | 532 | 3067 | 218 | 914 | 0 | 302 | 1200 | 0 | 462 | 0 | 0 | 0 | 0 | 0 | 0 | 0 | 0 | 0
2040-09-24 | 10 | 27.38 | -22060 | -246 | -854 | 0 | 0 | -73 | 3651 | 0 | 0 | 331 | 52 | 335 | 3759 | 3273 | 2243 | 0 | 464 | 5995 | 219 | 963 | 0 | 286 | 1200 | 0 | 462 | 0 | 0 | 0 | 0 | 0 | 0 | 0 | 0 | 0
2040-09-24 | 11 | 27.12 | -22870 | -204 | -818 | 0 | 0 | -1859 | 4180 | 0 | 0 | 301 | 52 | 335 | 3693 | 3273 | 2294 | 0 | 468 | 8013 | 219 | 980 | 0 | 282 | 1200 | 0 | 462 | 0 | 0 | 0 | 0 | 0 | 0 | 0 | 0 | 0
2040-09-24 | 12 | 27.12 | -23348 | -167 | -709 | 0 | 0 | -1859 | 4491 | 0 | 0 | 278 | 52 | 335 | 3536 | 3273 | 1950 | 0 | 463 | 8555 | 219 | 977 | 0 | 292 | 1200 | 0 | 462 | 0 | 0 | 0 | 0 | 0 | 0 | 0 | 0 | 0
2040-09-24 | 13 | 27.38 | -23501 | -157 | -927 | 0 | 0 | -1342 | 4592 | 0 | 0 | 301 | 52 | 335 | 3410 | 3273 | 1741 | 0 | 479 | 8572 | 218 | 984 | 0 | 309 | 1200 | 0 | 462 | 0 | 0 | 0 | 0 | 0 | 0 | 0 | 0 | 0
2040-09-24 | 14 | 27.38 | -23752 | -141 | -909 | 0 | 0 | -529 | 4756 | 0 | 0 | 312 | 52 | 335 | 3410 | 3273 | 1472 | 0 | 361 | 8149 | 217 | 998 | 0 | 335 | 1200 | 0 | 462 | 0 | 0 | 0 | 0 | 0 | 0 | 0 | 0 | 0
2040-09-24 | 15 | 36.08 | -23453 | -157 | -818 | 0 | 0 | 0 | 4560 | 0 | 0 | 331 | 52 | 335 | 4537 | 3273 | 1446 | 0 | 351 | 6335 | 218 | 990 | 0 | 338 | 1200 | 0 | 462 | 0 | 0 | 0 | 0 | 0 | 0 | 0 | 0 | 0
2040-09-24 | 16 | 37 | -23297 | -157 | -1072 | 0 | 0 | 530 | 4460 | 0 | 0 | 551 | 52 | 335 | 5227 | 3273 | 1505 | 0 | 392 | 4988 | 219 | 996 | 0 | 337 | 1200 | 0 | 462 | 0 | 0 | 0 | 0 | 0 | 0 | 0 | 0 | 0
2040-09-24 | 17 | 37 | -22965 | -157 | -1381 | 0 | 0 | 1673 | 4243 | 0 | 0 | 740 | 52 | 335 | 5552 | 3273 | 2034 | 0 | 378 | 2994 | 219 | 992 | 0 | 356 | 1200 | 0 | 462 | 0 | 0 | 0 | 0 | 0 | 0 | 0 | 0 | 0
2040-09-24 | 18 | 37 | -22751 | -188 | -1654 | 0 | 453 | 1859 | 4100 | 0 | 0 | 781 | 52 | 335 | 5651 | 3273 | 3198 | 0 | 393 | 1238 | 219 | 989 | 0 | 390 | 1200 | 0 | 462 | 0 | 0 | 0 | 0 | 0 | 0 | 0 | 0 | 0
2040-09-24 | 19 | 37 | -22422 | -246 | -1581 | 0 | 428 | 1859 | 3884 | 0 | 0 | 817 | 52 | 335 | 5933 | 3273 | 3844 | 0 | 379 | 184 | 219 | 987 | 0 | 393 | 1200 | 0 | 462 | 0 | 0 | 0 | 0 | 0 | 0 | 0 | 0 | 0
2040-09-24 | 20 | 37 | -22326 | -314 | -1109 | 0 | 9 | 1688 | 3826 | 0 | 0 | 781 | 52 | 335 | 6015 | 3273 | 4109 | 0 | 408 | 3 | 219 | 978 | 0 | 392 | 1200 | 0 | 462 | 0 | 0 | 0 | 0 | 0 | 0 | 0 | 0 | 0
2040-09-24 | 21 | 37 | -21284 | -340 | -1018 | 0 | 150 | 591 | 3144 | 0 | 0 | 699 | 52 | 335 | 6015 | 3273 | 4606 | 0 | 484 | 0 | 219 | 981 | 0 | 431 | 1200 | 0 | 462 | 0 | 0 | 0 | 0 | 0 | 0 | 0 | 0 | 0
2040-09-24 | 22 | 35.16 | -19567 | -397 | -854 | 0 | 0 | 0 | 2018 | 0 | 0 | 510 | 52 | 335 | 5497 | 3273 | 5271 | 0 | 545 | 0 | 219 | 972 | 0 | 465 | 1200 | 0 | 462 | 0 | 0 | 0 | 0 | 0 | 0 | 0 | 0 | 0
2040-09-24 | 23 | 30.45 | -17609 | -429 | -709 | 0 | 0 | 0 | 740 | 0 | 0 | 386 | 52 | 335 | 4800 | 3273 | 5246 | 0 | 578 | 0 | 219 | 956 | 0 | 499 | 1200 | 0 | 462 | 0 | 0 | 0 | 0 | 0 | 0 | 0 | 0 | 0
2040-09-24 | 24 | 19.46 | -15947 | -497 | -582 | 0 | 0 | 0 | 528 | 0 | 0 | 331 | 52 | 175 | 3718 | 3273 | 5063 | 0 | 585 | 0 | 216 | 950 | 0 | 472 | 1200 | 0 | 462 | 0 | 0 | 0 | 0 | 0 | 0 | 0 | 0 | 0
2040-09-25 | 1 | 27.7 | -14818 | -528 | -509 | 0 | -318 | -852 | 528 | 0 | 0 | 331 | 52 | 335 | 3949 | 3273 | 4129 | 0 | 614 | 0 | 214 | 942 | 0 | 996 | 1200 | 0 | 462 | 0 | 0 | 0 | 0 | 0 | 0 | 0 | 0 | 0
2040-09-25 | 2 | 27.7 | -14046 | -607 | -454 | 0 | 0 | -1599 | 528 | 0 | 0 | 312 | 52 | 335 | 3744 | 3273 | 4063 | 0 | 595 | 0 | 210 | 932 | 0 | 1000 | 1200 | 0 | 462 | 0 | 0 | 0 | 0 | 0 | 0 | 0 | 0 | 0
2040-09-25 | 3 | 27.7 | -13686 | -607 | -400 | 0 | 0 | -1481 | 528 | 0 | 0 | 312 | 52 | 335 | 3545 | 3273 | 3762 | 0 | 600 | 0 | 204 | 908 | 0 | 992 | 1200 | 0 | 462 | 0 | 0 | 0 | 0 | 0 | 0 | 0 | 0 | 0
2040-09-25 | 4 | 27.7 | -13525 | -685 | -382 | 0 | 0 | -790 | 528 | 0 | 0 | 312 | 52 | 335 | 3377 | 3273 | 3647 | 0 | 604 | 0 | 201 | 903 | 0 | 488 | 1200 | 0 | 462 | 0 | 0 | 0 | 0 | 0 | 0 | 0 | 0 | 0
2040-09-25 | 5 | 27.7 | -13786 | -685 | -363 | 0 | 0 | -1014 | 528 | 0 | 0 | 312 | 52 | 335 | 3389 | 3273 | 4060 | 0 | 658 | 0 | 202 | 903 | 0 | 475 | 1200 | 0 | 462 | 0 | 0 | 0 | 0 | 0 | 0 | 0 | 0 | 0
2040-09-25 | 6 | 36.08 | -15069 | -727 | -382 | 0 | 0 | 0 | 528 | 0 | 0 | 331 | 52 | 335 | 4143 | 3273 | 3593 | 0 | 725 | 0 | 201 | 894 | 0 | 441 | 1200 | 0 | 462 | 0 | 0 | 0 | 0 | 0 | 0 | 0 | 0 | 0
2040-09-25 | 7 | 37.44 | -17164 | -774 | -491 | 0 | 0 | 632 | 1707 | 0 | 0 | 452 | 52 | 335 | 4822 | 3273 | 3204 | 0 | 778 | 20 | 209 | 899 | 0 | 384 | 1200 | 0 | 462 | 0 | 0 | 0 | 0 | 0 | 0 | 0 | 0 | 0
2040-09-25 | 8 | 37.44 | -18394 | -774 | -600 | 0 | 0 | 662 | 2600 | 0 | 0 | 459 | 52 | 335 | 4848 | 3273 | 2923 | 0 | 656 | 835 | 218 | 912 | 0 | 334 | 1200 | 0 | 462 | 0 | 0 | 0 | 0 | 0 | 0 | 0 | 0 | 0
2040-09-25 | 9 | 27.7 | -18918 | -607 | -727 | 0 | 0 | -353 | 2985 | 0 | 0 | 331 | 52 | 335 | 3937 | 3273 | 2778 | 0 | 645 | 3172 | 218 | 914 | 0 | 302 | 1200 | 0 | 462 | 0 | 0 | 0 | 0 | 0 | 0 | 0 | 0 | 0
2040-09-25 | 10 | 27.7 | -19572 | -460 | -854 | 0 | -564 | -1859 | 3461 | 0 | 0 | 252 | 52 | 335 | 3057 | 3273 | 2709 | 0 | 624 | 6416 | 219 | 963 | 0 | 286 | 1200 | 0 | 462 | 0 | 0 | 0 | 0 | 0 | 0 | 0 | 0 | 0
2040-09-25 | 11 | 27.7 | -20311 | -366 | -818 | 0 | -1514 | -1859 | 3995 | 0 | 0 | 252 | 52 | 335 | 1524 | 3273 | 2470 | 0 | 688 | 9136 | 219 | 980 | 0 | 282 | 1200 | 0 | 462 | 0 | 0 | 0 | 0 | 0 | 0 | 0 | 0 | 0
2040-09-25 | 12 | 27.7 | -20770 | -314 | -709 | 0 | -1996 | -1859 | 4328 | 0 | 0 | 252 | 52 | 335 | 1089 | 3273 | 2036 | 0 | 695 | 10437 | 219 | 977 | 0 | 292 | 1200 | 0 | 462 | 0 | 0 | 0 | 0 | 0 | 0 | 0 | 0 | 0
2040-09-25 | 13 | 27.7 | -21010 | -246 | -927 | 0 | -1535 | -1859 | 4502 | 0 | 0 | 252 | 52 | 335 | 957 | 3273 | 1635 | 0 | 516 | 10882 | 218 | 984 | 0 | 309 | 1200 | 0 | 462 | 0 | 0 | 0 | 0 | 0 | 0 | 0 | 0 | 0
2040-09-25 | 14 | 27.7 | -21176 | -204 | -909 | 0 | -816 | -1859 | 4624 | 0 | 0 | 252 | 52 | 335 | 836 | 3273 | 1311 | 0 | 450 | 10619 | 217 | 998 | 0 | 335 | 1200 | 0 | 462 | 0 | 0 | 0 | 0 | 0 | 0 | 0 | 0 | 0
2040-09-25 | 15 | 27.7 | -21255 | -188 | -818 | 0 | -8 | -1391 | 4682 | 0 | 0 | 252 | 52 | 335 | 741 | 3273 | 910 | 0 | 352 | 9857 | 218 | 990 | 0 | 338 | 1200 | 0 | 462 | 0 | 0 | 0 | 0 | 0 | 0 | 0 | 0 | 0
2040-09-25 | 16 | 38.7 | -21126 | -167 | -1072 | 0 | 306 | 462 | 4587 | 0 | 0 | 301 | 52 | 335 | 1211 | 3273 | 618 | 0 | 302 | 7706 | 219 | 996 | 0 | 337 | 1200 | 0 | 462 | 0 | 0 | 0 | 0 | 0 | 0 | 0 | 0 | 0
2040-09-25 | 17 | 38.7 | -21244 | -188 | -1381 | 0 | 0 | 901 | 4676 | 0 | 0 | 459 | 52 | 335 | 4528 | 3273 | 469 | 0 | 284 | 4608 | 219 | 992 | 0 | 356 | 1200 | 0 | 462 | 0 | 0 | 0 | 0 | 0 | 0 | 0 | 0 | 0
2040-09-25 | 18 | 38.7 | -21356 | -204 | -1654 | 0 | 1258 | 1684 | 4756 | 0 | 0 | 848 | 52 | 335 | 5420 | 3273 | 407 | 0 | 268 | 1654 | 219 | 989 | 0 | 390 | 1200 | 0 | 462 | 0 | 0 | 0 | 0 | 0 | 0 | 0 | 0 | 0
2040-09-25 | 19 | 39.1 | -21291 | -225 | -1581 | 0 | 2000 | 1859 | 4708 | 0 | 0 | 1051 | 52 | 335 | 5814 | 3273 | 321 | 0 | 249 | 174 | 219 | 987 | 0 | 393 | 1200 | 0 | 462 | 0 | 0 | 0 | 0 | 0 | 0 | 0 | 0 | 0
2040-09-25 | 20 | 38.7 | -21338 | -314 | -1109 | 0 | 1127 | 1677 | 4745 | 0 | 0 | 1051 | 52 | 335 | 6661 | 3273 | 274 | 0 | 311 | 3 | 219 | 978 | 0 | 392 | 1200 | 0 | 462 | 0 | 0 | 0 | 0 | 0 | 0 | 0 | 0 | 0
2040-09-25 | 21 | 38.7 | -20343 | -366 | -1018 | 0 | 718 | 1683 | 4021 | 0 | 0 | 975 | 52 | 335 | 6661 | 3273 | 375 | 0 | 341 | 0 | 219 | 981 | 0 | 431 | 1200 | 0 | 462 | 0 | 0 | 0 | 0 | 0 | 0 | 0 | 0 | 0
2040-09-25 | 22 | 38.7 | -18813 | -460 | -854 | 0 | 246 | 1608 | 2906 | 0 | 0 | 893 | 52 | 335 | 6687 | 3273 | 474 | 0 | 335 | 0 | 219 | 972 | 0 | 465 | 1200 | 0 | 462 | 0 | 0 | 0 | 0 | 0 | 0 | 0 | 0 | 0
2040-09-25 | 23 | 38.7 | -17043 | -497 | -709 | 0 | 45 | 1173 | 1622 | 0 | 0 | 781 | 52 | 335 | 6687 | 3273 | 562 | 0 | 383 | 0 | 219 | 956 | 0 | 499 | 1200 | 0 | 462 | 0 | 0 | 0 | 0 | 0 | 0 | 0 | 0 | 0
2040-09-25 | 24 | 38.7 | -15387 | -528 | -582 | 0 | 105 | 73 | 528 | 0 | 0 | 740 | 52 | 335 | 6687 | 3273 | 625 | 0 | 778 | 0 | 216 | 950 | 0 | 472 | 1200 | 0 | 462 | 0 | 0 | 0 | 0 | 0 | 0 | 0 | 0 | 0
2040-09-26 | 1 | 36.86 | -14460 | -528 | -509 | 0 | -349 | -255 | 528 | 0 | 0 | 587 | 52 | 335 | 6015 | 3273 | 801 | 0 | 696 | 0 | 214 | 942 | 0 | 996 | 1200 | 0 | 462 | 0 | 0 | 0 | 0 | 0 | 0 | 0 | 0 | 0
2040-09-26 | 2 | 36.86 | -13774 | -607 | -454 | 0 | -386 | -298 | 528 | 0 | 0 | 472 | 52 | 335 | 5612 | 3273 | 826 | 0 | 618 | 0 | 210 | 932 | 0 | 1000 | 1200 | 0 | 462 | 0 | 0 | 0 | 0 | 0 | 0 | 0 | 0 | 0
2040-09-26 | 3 | 36.86 | -13464 | -565 | -400 | 0 | -446 | -599 | 528 | 0 | 0 | 425 | 52 | 335 | 5612 | 3273 | 793 | 0 | 690 | 0 | 204 | 908 | 0 | 992 | 1200 | 0 | 462 | 0 | 0 | 0 | 0 | 0 | 0 | 0 | 0 | 0
2040-09-26 | 4 | 36.86 | -13376 | -607 | -382 | 0 | -150 | -196 | 528 | 0 | 0 | 425 | 52 | 335 | 5471 | 3273 | 714 | 0 | 659 | 0 | 201 | 903 | 0 | 488 | 1200 | 0 | 462 | 0 | 0 | 0 | 0 | 0 | 0 | 0 | 0 | 0
2040-09-26 | 5 | 36.86 | -13738 | -643 | -363 | 0 | -226 | 0 | 528 | 0 | 0 | 444 | 52 | 335 | 5471 | 3273 | 990 | 0 | 636 | 0 | 202 | 903 | 0 | 475 | 1200 | 0 | 462 | 0 | 0 | 0 | 0 | 0 | 0 | 0 | 0 | 0
2040-09-26 | 6 | 39.54 | -14972 | -643 | -382 | 0 | 0 | 0 | 528 | 0 | 0 | 638 | 52 | 335 | 6164 | 3273 | 1191 | 0 | 618 | 0 | 201 | 894 | 0 | 441 | 1200 | 0 | 462 | 0 | 0 | 0 | 0 | 0 | 0 | 0 | 0 | 0
2040-09-26 | 7 | 42.45 | -17193 | -643 | -491 | 0 | 0 | 0 | 1083 | 0 | 0 | 740 | 52 | 335 | 7344 | 3273 | 1690 | 0 | 642 | 15 | 209 | 899 | 0 | 384 | 1200 | 0 | 462 | 0 | 0 | 0 | 0 | 0 | 0 | 0 | 0 | 0
2040-09-26 | 8 | 40.15 | -18542 | -643 | -600 | 0 | 0 | 0 | 2018 | 0 | 0 | 660 | 52 | 335 | 6478 | 3273 | 2463 | 0 | 610 | 770 | 218 | 912 | 0 | 334 | 1200 | 0 | 462 | 0 | 0 | 0 | 0 | 0 | 0 | 0 | 0 | 0
2040-09-26 | 9 | 36.86 | -19311 | -497 | -727 | 0 | -596 | 0 | 2547 | 0 | 0 | 354 | 52 | 335 | 5392 | 3273 | 2590 | 0 | 565 | 2927 | 218 | 914 | 0 | 302 | 1200 | 0 | 462 | 0 | 0 | 0 | 0 | 0 | 0 | 0 | 0 | 0
2040-09-26 | 10 | 36.86 | -20142 | -366 | -854 | 0 | -1770 | 0 | 3118 | 0 | 0 | 312 | 52 | 335 | 4131 | 3273 | 2590 | 0 | 548 | 5644 | 219 | 963 | 0 | 286 | 1200 | 0 | 462 | 0 | 0 | 0 | 0 | 0 | 0 | 0 | 0 | 0
2040-09-26 | 11 | 36.86 | -21085 | -246 | -818 | 0 | -2000 | -315 | 3767 | 0 | 0 | 252 | 52 | 335 | 3415 | 3273 | 2297 | 0 | 523 | 7406 | 219 | 980 | 0 | 282 | 1200 | 0 | 462 | 0 | 0 | 0 | 0 | 0 | 0 | 0 | 0 | 0
2040-09-26 | 12 | 36.86 | -21677 | -167 | -709 | 0 | -773 | -28 | 4180 | 0 | 0 | 252 | 52 | 335 | 601 | 3273 | 2048 | 0 | 586 | 8877 | 219 | 977 | 0 | 292 | 1200 | 0 | 462 | 0 | 0 | 0 | 0 | 0 | 0 | 0 | 0 | 0
2040-09-26 | 13 | 36.86 | -22195 | -131 | -927 | 0 | -879 | 0 | 4534 | 0 | 0 | 252 | 52 | 335 | 238 | 3273 | 2522 | 0 | 803 | 8949 | 218 | 984 | 0 | 309 | 1200 | 0 | 462 | 0 | 0 | 0 | 0 | 0 | 0 | 0 | 0 | 0
2040-09-26 | 14 | 49.35 | -22515 | -110 | -909 | 0 | 653 | 0 | 4756 | 0 | 0 | 253 | 52 | 350 | 577 | 3273 | 3250 | 0 | 898 | 6259 | 217 | 998 | 0 | 335 | 1200 | 0 | 462 | 0 | 0 | 0 | 0 | 0 | 0 | 0 | 0 | 0
2040-09-26 | 15 | 49.81 | -22388 | -131 | -818 | 0 | 1995 | 126 | 4666 | 0 | 0 | 318 | 52 | 350 | 759 | 3273 | 3612 | 0 | 963 | 4015 | 218 | 990 | 0 | 338 | 1200 | 0 | 462 | 0 | 0 | 0 | 0 | 0 | 0 | 0 | 0 | 0
2040-09-26 | 16 | 49.81 | -22157 | -120 | -1072 | 0 | 1998 | 683 | 4507 | 0 | 0 | 331 | 52 | 350 | 1249 | 3273 | 4508 | 0 | 857 | 2327 | 219 | 996 | 0 | 337 | 1200 | 0 | 462 | 0 | 0 | 0 | 0 | 0 | 0 | 0 | 0 | 0
2040-09-26 | 17 | 49.81 | -21993 | -188 | -1381 | 0 | 1870 | 442 | 4396 | 0 | 0 | 331 | 52 | 343 | 2125 | 3273 | 5194 | 0 | 940 | 1368 | 219 | 992 | 0 | 356 | 1200 | 0 | 462 | 0 | 0 | 0 | 0 | 0 | 0 | 0 | 0 | 0
2040-09-26 | 18 | 41.31 | -21934 | -267 | -1654 | 0 | 0 | 0 | 4354 | 0 | 0 | 331 | 52 | 335 | 4468 | 3273 | 6272 | 0 | 826 | 684 | 219 | 989 | 0 | 390 | 1200 | 0 | 462 | 0 | 0 | 0 | 0 | 0 | 0 | 0 | 0 | 0
2040-09-26 | 19 | 35.98 | -21670 | -340 | -1581 | 0 | 0 | 0 | 4174 | 0 | 0 | 331 | 52 | 332 | 4459 | 3273 | 6732 | 0 | 870 | 107 | 219 | 987 | 0 | 393 | 1200 | 0 | 462 | 0 | 0 | 0 | 0 | 0 | 0 | 0 | 0 | 0
2040-09-26 | 20 | 27.12 | -21271 | -429 | -1109 | 0 | 0 | 0 | 3900 | 0 | 0 | 331 | 52 | 317 | 3758 | 3273 | 7211 | 0 | 713 | 3 | 219 | 978 | 0 | 392 | 1200 | 0 | 462 | 0 | 0 | 0 | 0 | 0 | 0 | 0 | 0 | 0
2040-09-26 | 21 | 0.14 | -20295 | -460 | -1018 | 0 | 0 | 0 | 3223 | 0 | 0 | 331 | 52 | 157 | 3394 | 3273 | 7314 | 0 | 793 | 0 | 219 | 981 | 0 | 431 | 1200 | 0 | 403 | 0 | 0 | 0 | 0 | 0 | 0 | 0 | 0 | 0
2040-09-26 | 22 | 0 | -18731 | -497 | -854 | 0 | 0 | -459 | 2145 | 0 | 0 | 164 | 48 | 157 | 3362 | 3273 | 7146 | 0 | 1099 | 0 | 219 | 972 | 0 | 465 | 1200 | 0 | 291 | 0 | 0 | 0 | 0 | 0 | 0 | 0 | 0 | 0
2040-09-26 | 23 | 0 | -17087 | -528 | -709 | 0 | 0 | -789 | 1015 | 0 | 0 | 164 | 48 | 157 | 3194 | 3273 | 6779 | 0 | 1327 | 0 | 219 | 956 | 0 | 499 | 1200 | 0 | 282 | 0 | 0 | 0 | 0 | 0 | 0 | 0 | 0 | 0
2040-09-26 | 24 | 0 | -15425 | -565 | -582 | 0 | 0 | -1105 | 528 | 0 | 0 | 164 | 48 | 157 | 3194 | 3273 | 5562 | 0 | 1630 | 0 | 216 | 950 | 0 | 472 | 1200 | 0 | 282 | 0 | 0 | 0 | 0 | 0 | 0 | 0 | 0 | 0
2040-09-27 | 1 | 23.36 | -14536 | -607 | -509 | 0 | -559 | -996 | 528 | 0 | 0 | 302 | 52 | 175 | 3283 | 3273 | 4233 | 0 | 1594 | 0 | 214 | 942 | 0 | 996 | 1200 | 0 | 413 | 0 | 0 | 0 | 0 | 0 | 0 | 0 | 0 | 0
2040-09-27 | 2 | 23.36 | -13733 | -607 | -454 | 0 | -47 | -1505 | 528 | 0 | 0 | 301 | 52 | 175 | 2970 | 3273 | 3605 | 0 | 1647 | 0 | 210 | 932 | 0 | 1000 | 1200 | 0 | 453 | 0 | 0 | 0 | 0 | 0 | 0 | 0 | 0 | 0
2040-09-27 | 3 | 23.36 | -13396 | -643 | -400 | 0 | 0 | -1359 | 528 | 0 | 0 | 301 | 52 | 175 | 2970 | 3273 | 3117 | 0 | 1616 | 0 | 204 | 908 | 0 | 992 | 1200 | 0 | 462 | 0 | 0 | 0 | 0 | 0 | 0 | 0 | 0 | 0
2040-09-27 | 4 | 23.36 | -13320 | -685 | -382 | 0 | 0 | -730 | 528 | 0 | 0 | 304 | 52 | 175 | 2970 | 3273 | 2972 | 0 | 1588 | 0 | 201 | 903 | 0 | 488 | 1200 | 0 | 462 | 0 | 0 | 0 | 0 | 0 | 0 | 0 | 0 | 0
2040-09-27 | 5 | 23.36 | -13598 | -727 | -363 | 0 | 0 | -1074 | 528 | 0 | 0 | 301 | 52 | 190 | 3260 | 3273 | 3293 | 0 | 1623 | 0 | 202 | 903 | 0 | 475 | 1200 | 0 | 462 | 0 | 0 | 0 | 0 | 0 | 0 | 0 | 0 | 0
2040-09-27 | 6 | 25.21 | -14663 | -774 | -382 | 0 | 0 | 0 | 528 | 0 | 0 | 331 | 52 | 332 | 3745 | 3273 | 2756 | 0 | 1603 | 0 | 201 | 894 | 0 | 441 | 1200 | 0 | 462 | 0 | 0 | 0 | 0 | 0 | 0 | 0 | 0 | 0
2040-09-27 | 7 | 31.57 | -16772 | -821 | -491 | 0 | 0 | 1331 | 1807 | 0 | 0 | 472 | 52 | 335 | 4260 | 3273 | 1822 | 0 | 1566 | 13 | 209 | 899 | 0 | 384 | 1200 | 0 | 462 | 0 | 0 | 0 | 0 | 0 | 0 | 0 | 0 | 0
2040-09-27 | 8 | 31.57 | -18067 | -774 | -600 | 0 | 0 | 982 | 2774 | 0 | 0 | 465 | 52 | 335 | 4573 | 3273 | 1513 | 0 | 1549 | 800 | 218 | 912 | 0 | 334 | 1200 | 0 | 462 | 0 | 0 | 0 | 0 | 0 | 0 | 0 | 0 | 0
2040-09-27 | 9 | 23.36 | -18603 | -643 | -727 | 0 | 0 | -183 | 3176 | 0 | 0 | 331 | 52 | 193 | 4102 | 3273 | 1146 | 0 | 1377 | 3411 | 218 | 914 | 0 | 302 | 1200 | 0 | 462 | 0 | 0 | 0 | 0 | 0 | 0 | 0 | 0 | 0
2040-09-27 | 10 | 23.36 | -19127 | -528 | -854 | 0 | -456 | -962 | 3572 | 0 | 0 | 252 | 52 | 172 | 2182 | 3273 | 1077 | 0 | 1255 | 6960 | 219 | 963 | 0 | 286 | 1200 | 0 | 462 | 0 | 0 | 0 | 0 | 0 | 0 | 0 | 0 | 0
2040-09-27 | 11 | 23.36 | -19829 | -397 | -818 | 0 | -1620 | -1859 | 4095 | 0 | 0 | 252 | 52 | 168 | 1414 | 3273 | 681 | 0 | 1328 | 10116 | 219 | 980 | 0 | 282 | 1200 | 0 | 462 | 0 | 0 | 0 | 0 | 0 | 0 | 0 | 0 | 0
2040-09-27 | 12 | 23.29 | -20331 | -314 | -709 | -908 | -2000 | -1859 | 4476 | 0 | 0 | 252 | 52 | 168 | 1271 | 3273 | 518 | 0 | 1162 | 11800 | 219 | 977 | 0 | 292 | 1200 | 0 | 462 | 0 | 0 | 0 | 0 | 0 | 0 | 0 | 0 | 0
2040-09-27 | 13 | 23.29 | -20593 | -246 | -927 | -777 | -2000 | -1859 | 4671 | 0 | 0 | 252 | 52 | 168 | 1148 | 3273 | 329 | 0 | 1040 | 12295 | 218 | 984 | 0 | 309 | 1200 | 0 | 462 | 0 | 0 | 0 | 0 | 0 | 0 | 0 | 0 | 0
2040-09-27 | 14 | 23.36 | -20707 | -225 | -909 | 0 | -1952 | -1859 | 4756 | 0 | 0 | 252 | 52 | 171 | 1019 | 3273 | 223 | 0 | 684 | 12009 | 217 | 998 | 0 | 335 | 1200 | 0 | 462 | 0 | 0 | 0 | 0 | 0 | 0 | 0 | 0 | 0
2040-09-27 | 15 | 23.36 | -20577 | -188 | -818 | 0 | -517 | -1557 | 4660 | 0 | 0 | 252 | 52 | 186 | 753 | 3273 | 127 | 0 | 481 | 10665 | 218 | 990 | 0 | 338 | 1200 | 0 | 462 | 0 | 0 | 0 | 0 | 0 | 0 | 0 | 0 | 0
2040-09-27 | 16 | 33.46 | -20393 | -188 | -1072 | 0 | 0 | 0 | 4518 | 0 | 0 | 266 | 52 | 335 | 1613 | 3273 | 79 | 0 | 302 | 8001 | 219 | 996 | 0 | 337 | 1200 | 0 | 462 | 0 | 0 | 0 | 0 | 0 | 0 | 0 | 0 | 0
2040-09-27 | 17 | 36.81 | -20308 | -188 | -1381 | 0 | 483 | 1150 | 4454 | 0 | 0 | 452 | 52 | 335 | 3683 | 3273 | 57 | 0 | 148 | 4561 | 219 | 992 | 0 | 356 | 1200 | 0 | 462 | 0 | 0 | 0 | 0 | 0 | 0 | 0 | 0 | 0
2040-09-27 | 18 | 36.81 | -20213 | -188 | -1654 | 271 | 1667 | 1696 | 4386 | 0 | 0 | 848 | 52 | 335 | 4591 | 3273 | 45 | 0 | 92 | 1541 | 219 | 989 | 0 | 390 | 1200 | 0 | 462 | 0 | 0 | 0 | 0 | 0 | 0 | 0 | 0 | 0
2040-09-27 | 19 | 36.82 | -19986 | -246 | -1581 | 908 | 1825 | 1826 | 4217 | 0 | 0 | 1051 | 52 | 335 | 4724 | 3273 | 57 | 0 | 127 | 157 | 219 | 987 | 0 | 393 | 1200 | 0 | 462 | 0 | 0 | 0 | 0 | 0 | 0 | 0 | 0 | 0
2040-09-27 | 20 | 36.81 | -19889 | -340 | -1109 | 267 | 1667 | 1680 | 4143 | 0 | 0 | 975 | 52 | 335 | 5355 | 3273 | 110 | 0 | 229 | 3 | 219 | 978 | 0 | 392 | 1200 | 0 | 462 | 0 | 0 | 0 | 0 | 0 | 0 | 0 | 0 | 0
2040-09-27 | 21 | 36.81 | -19037 | -397 | -1018 | 0 | 1248 | 1476 | 3503 | 0 | 0 | 893 | 52 | 335 | 5802 | 3273 | 193 | 0 | 384 | 0 | 219 | 981 | 0 | 431 | 1200 | 0 | 462 | 0 | 0 | 0 | 0 | 0 | 0 | 0 | 0 | 0
2040-09-27 | 22 | 36.81 | -17892 | -429 | -854 | 0 | 466 | 1592 | 2647 | 0 | 0 | 781 | 52 | 335 | 5947 | 3273 | 266 | 0 | 498 | 0 | 219 | 972 | 0 | 465 | 1200 | 0 | 462 | 0 | 0 | 0 | 0 | 0 | 0 | 0 | 0 | 0
2040-09-27 | 23 | 36.81 | -16509 | -497 | -709 | 4 | 362 | 978 | 1606 | 0 | 0 | 745 | 52 | 335 | 5973 | 3273 | 376 | 0 | 675 | 0 | 219 | 956 | 0 | 499 | 1200 | 0 | 462 | 0 | 0 | 0 | 0 | 0 | 0 | 0 | 0 | 0
2040-09-27 | 24 | 36.81 | -15051 | -528 | -582 | 0 | 152 | 722 | 528 | 0 | 0 | 699 | 52 | 335 | 5973 | 3273 | 474 | 0 | 653 | 0 | 216 | 950 | 0 | 472 | 1200 | 0 | 462 | 0 | 0 | 0 | 0 | 0 | 0 | 0 | 0 | 0
2040-09-28 | 1 | 34.21 | -14040 | -565 | -509 | 0 | 0 | 0 | 528 | 0 | 0 | 587 | 52 | 335 | 5338 | 3273 | 563 | 0 | 624 | 0 | 214 | 942 | 0 | 996 | 1200 | 0 | 462 | 0 | 0 | 0 | 0 | 0 | 0 | 0 | 0 | 0
2040-09-28 | 2 | 35.1 | -13475 | -565 | -454 | 0 | 0 | 0 | 528 | 0 | 0 | 452 | 52 | 335 | 4789 | 3273 | 612 | 0 | 649 | 0 | 210 | 932 | 0 | 1000 | 1200 | 0 | 462 | 0 | 0 | 0 | 0 | 0 | 0 | 0 | 0 | 0
2040-09-28 | 3 | 31.75 | -12990 | -607 | -400 | 0 | 0 | 0 | 528 | 0 | 0 | 402 | 52 | 335 | 4375 | 3273 | 659 | 0 | 606 | 0 | 204 | 908 | 0 | 992 | 1200 | 0 | 462 | 0 | 0 | 0 | 0 | 0 | 0 | 0 | 0 | 0
2040-09-28 | 4 | 35.16 | -12870 | -607 | -382 | 0 | 0 | 0 | 528 | 0 | 0 | 386 | 52 | 335 | 4876 | 3273 | 552 | 0 | 602 | 0 | 201 | 903 | 0 | 488 | 1200 | 0 | 462 | 0 | 0 | 0 | 0 | 0 | 0 | 0 | 0 | 0
2040-09-28 | 5 | 35.69 | -12903 | -607 | -363 | 0 | 0 | 0 | 528 | 0 | 0 | 407 | 52 | 335 | 5008 | 3273 | 417 | 0 | 612 | 0 | 202 | 903 | 0 | 475 | 1200 | 0 | 462 | 0 | 0 | 0 | 0 | 0 | 0 | 0 | 0 | 0
2040-09-28 | 6 | 38.56 | -13398 | -607 | -382 | 0 | 0 | 0 | 528 | 0 | 0 | 472 | 52 | 335 | 5587 | 3273 | 263 | 0 | 678 | 0 | 201 | 894 | 0 | 441 | 1200 | 0 | 462 | 0 | 0 | 0 | 0 | 0 | 0 | 0 | 0 | 0
2040-09-28 | 7 | 40.26 | -14202 | -607 | -491 | 0 | 0 | 0 | 528 | 0 | 0 | 658 | 52 | 335 | 6243 | 3273 | 248 | 0 | 792 | 16 | 209 | 899 | 0 | 384 | 1200 | 0 | 462 | 0 | 0 | 0 | 0 | 0 | 0 | 0 | 0 | 0
2040-09-28 | 8 | 39.93 | -15319 | -607 | -600 | 0 | 0 | 0 | 1073 | 0 | 0 | 613 | 52 | 335 | 6236 | 3273 | 312 | 0 | 768 | 738 | 218 | 912 | 0 | 334 | 1200 | 0 | 462 | 0 | 0 | 0 | 0 | 0 | 0 | 0 | 0 | 0
2040-09-28 | 9 | 32.43 | -16661 | -460 | -727 | 0 | 0 | 0 | 2108 | 0 | 0 | 331 | 52 | 332 | 4690 | 3273 | 317 | 0 | 744 | 2905 | 218 | 914 | 0 | 302 | 1200 | 0 | 462 | 0 | 0 | 0 | 0 | 0 | 0 | 0 | 0 | 0
2040-09-28 | 10 | 21.38 | -17773 | -366 | -854 | 0 | 0 | 0 | 2970 | 0 | 0 | 301 | 52 | 173 | 2025 | 3273 | 431 | 0 | 677 | 5963 | 219 | 963 | 0 | 286 | 1200 | 0 | 462 | 0 | 0 | 0 | 0 | 0 | 0 | 0 | 0 | 0
2040-09-28 | 11 | 17.91 | -18561 | -246 | -818 | 0 | 0 | -1212 | 3577 | 0 | 0 | 252 | 52 | 157 | 115 | 3273 | 679 | 0 | 688 | 8900 | 219 | 980 | 0 | 282 | 1200 | 0 | 462 | 0 | 0 | 0 | 0 | 0 | 0 | 0 | 0 | 0
2040-09-28 | 12 | 15.24 | -19065 | -167 | -709 | 0 | -1954 | -1859 | 3968 | 0 | 0 | 252 | 52 | 157 | 115 | 3273 | 987 | 0 | 848 | 10951 | 219 | 977 | 0 | 292 | 1200 | 0 | 462 | 0 | 0 | 0 | 0 | 0 | 0 | 0 | 0 | 0
2040-09-28 | 13 | 12.45 | -19336 | -141 | -927 | -623 | -2000 | -1859 | 4174 | 0 | 0 | 252 | 52 | 157 | 115 | 3273 | 1326 | 0 | 1026 | 11338 | 218 | 984 | 0 | 309 | 1200 | 0 | 462 | 0 | 0 | 0 | 0 | 0 | 0 | 0 | 0 | 0
2040-09-28 | 14 | 12.45 | -19417 | -120 | -909 | -544 | -2000 | -1859 | 4238 | 0 | 0 | 252 | 52 | 157 | 50 | 3273 | 1685 | 0 | 1003 | 10927 | 217 | 998 | 0 | 335 | 1200 | 0 | 462 | 0 | 0 | 0 | 0 | 0 | 0 | 0 | 0 | 0
2040-09-28 | 15 | 15.24 | -19579 | -110 | -818 | 0 | -1351 | -1859 | 4365 | 0 | 0 | 252 | 52 | 157 | 0 | 3273 | 1976 | 0 | 1123 | 9311 | 218 | 990 | 0 | 338 | 1200 | 0 | 462 | 0 | 0 | 0 | 0 | 0 | 0 | 0 | 0 | 0
2040-09-28 | 16 | 17.91 | -19732 | -105 | -1072 | 0 | 0 | -992 | 4481 | 0 | 0 | 252 | 52 | 157 | 0 | 3273 | 2686 | 0 | 1047 | 6739 | 219 | 996 | 0 | 337 | 1200 | 0 | 462 | 0 | 0 | 0 | 0 | 0 | 0 | 0 | 0 | 0
2040-09-28 | 17 | 24.21 | -19873 | -110 | -1381 | 203 | 372 | 300 | 4592 | 0 | 0 | 258 | 52 | 240 | 819 | 3273 | 3388 | 0 | 963 | 3676 | 219 | 992 | 0 | 356 | 1200 | 0 | 462 | 0 | 0 | 0 | 0 | 0 | 0 | 0 | 0 | 0
2040-09-28 | 18 | 24.21 | -19990 | -120 | -1654 | 103 | 1014 | 1539 | 4682 | 0 | 0 | 331 | 52 | 240 | 1088 | 3273 | 4003 | 0 | 1045 | 1135 | 219 | 989 | 0 | 390 | 1200 | 0 | 462 | 0 | 0 | 0 | 0 | 0 | 0 | 0 | 0 | 0
2040-09-28 | 19 | 24.21 | -20041 | -141 | -1581 | 489 | 1383 | 1549 | 4719 | 0 | 0 | 331 | 52 | 240 | 1088 | 3273 | 4248 | 0 | 1016 | 115 | 219 | 987 | 0 | 393 | 1200 | 0 | 462 | 0 | 0 | 0 | 0 | 0 | 0 | 0 | 0 | 0
2040-09-28 | 20 | 24.21 | -20086 | -188 | -1109 | 50 | 1231 | 1268 | 4756 | 0 | 0 | 331 | 52 | 240 | 1528 | 3273 | 4363 | 0 | 1037 | 3 | 219 | 978 | 0 | 392 | 1200 | 0 | 462 | 0 | 0 | 0 | 0 | 0 | 0 | 0 | 0 | 0
2040-09-28 | 21 | 24.21 | -19411 | -204 | -1018 | 60 | 951 | 997 | 4232 | 0 | 0 | 331 | 52 | 240 | 1528 | 3273 | 4690 | 0 | 986 | 0 | 219 | 981 | 0 | 431 | 1200 | 0 | 462 | 0 | 0 | 0 | 0 | 0 | 0 | 0 | 0 | 0
2040-09-28 | 22 | 24.21 | -18539 | -225 | -854 | 52 | 682 | 1161 | 3561 | 0 | 0 | 331 | 52 | 240 | 1528 | 3273 | 4641 | 0 | 779 | 0 | 219 | 972 | 0 | 465 | 1200 | 0 | 462 | 0 | 0 | 0 | 0 | 0 | 0 | 0 | 0 | 0
2040-09-28 | 23 | 24.21 | -17364 | -246 | -709 | 47 | 650 | 320 | 2653 | 0 | 0 | 312 | 52 | 240 | 1528 | 3273 | 4961 | 0 | 948 | 0 | 219 | 956 | 0 | 499 | 1200 | 0 | 462 | 0 | 0 | 0 | 0 | 0 | 0 | 0 | 0 | 0
2040-09-28 | 24 | 0.11 | -16133 | -246 | -582 | 0 | 0 | 0 | 1701 | 0 | 0 | 301 | 52 | 157 | 1929 | 3273 | 5042 | 0 | 1308 | 0 | 216 | 950 | 0 | 472 | 1200 | 0 | 358 | 0 | 0 | 0 | 0 | 0 | 0 | 0 | 0 | 0
2040-09-29 | 1 | 0.1 | -15231 | -246 | -672 | 0 | 0 | -423 | 1268 | 0 | 0 | 301 | 48 | 157 | 1929 | 3273 | 4615 | 0 | 1327 | 0 | 214 | 942 | 0 | 996 | 1200 | 0 | 303 | 0 | 0 | 0 | 0 | 0 | 0 | 0 | 0 | 0
2040-09-29 | 2 | 0.1 | -14526 | -246 | -582 | 0 | 0 | -85 | 708 | 0 | 0 | 301 | 48 | 157 | 1929 | 3273 | 4064 | 0 | 1328 | 0 | 210 | 932 | 0 | 1000 | 1200 | 0 | 289 | 0 | 0 | 0 | 0 | 0 | 0 | 0 | 0 | 0
2040-09-29 | 3 | 0.1 | -14100 | -267 | -527 | 0 | 0 | -393 | 528 | 0 | 0 | 301 | 48 | 157 | 1929 | 3273 | 4106 | 0 | 1352 | 0 | 204 | 908 | 0 | 992 | 1200 | 0 | 289 | 0 | 0 | 0 | 0 | 0 | 0 | 0 | 0 | 0
2040-09-29 | 4 | 0.1 | -13861 | -288 | -472 | 0 | 0 | -248 | 528 | 0 | 0 | 253 | 48 | 157 | 1929 | 3273 | 4223 | 0 | 1377 | 0 | 201 | 903 | 0 | 488 | 1200 | 0 | 289 | 0 | 0 | 0 | 0 | 0 | 0 | 0 | 0 | 0
2040-09-29 | 5 | 0.1 | -13838 | -288 | -472 | 0 | 0 | -657 | 528 | 0 | 0 | 284 | 48 | 157 | 2587 | 3273 | 3819 | 0 | 1480 | 0 | 202 | 903 | 0 | 475 | 1200 | 0 | 299 | 0 | 0 | 0 | 0 | 0 | 0 | 0 | 0 | 0
2040-09-29 | 6 | 0.14 | -14039 | -340 | -491 | 0 | 0 | 342 | 528 | 0 | 0 | 312 | 52 | 157 | 2419 | 3273 | 3037 | 0 | 1609 | 0 | 201 | 894 | 0 | 441 | 1200 | 0 | 402 | 0 | 0 | 0 | 0 | 0 | 0 | 0 | 0 | 0
2040-09-29 | 7 | 0.14 | -14419 | -340 | -545 | 0 | 0 | 740 | 624 | 0 | 0 | 312 | 52 | 157 | 2419 | 3273 | 2944 | 0 | 1679 | 13 | 209 | 899 | 0 | 384 | 1200 | 0 | 398 | 0 | 0 | 0 | 0 | 0 | 0 | 0 | 0 | 0
2040-09-29 | 8 | 0.14 | -15360 | -314 | -636 | 0 | 0 | 255 | 1369 | 0 | 0 | 312 | 52 | 157 | 2409 | 3273 | 3034 | 0 | 1688 | 720 | 218 | 912 | 0 | 334 | 1200 | 0 | 376 | 0 | 0 | 0 | 0 | 0 | 0 | 0 | 0 | 0
2040-09-29 | 9 | 0 | -16403 | -314 | -763 | 0 | 0 | -645 | 2193 | 0 | 0 | 116 | 48 | 157 | 1217 | 3273 | 3535 | 0 | 1604 | 3067 | 218 | 914 | 0 | 302 | 1200 | 0 | 282 | 0 | 0 | 0 | 0 | 0 | 0 | 0 | 0 | 0
2040-09-29 | 10 | -40 | -17555 | -267 | -909 | -152 | -369 | -1853 | 3102 | 0 | 0 | 0 | 48 | 157 | 658 | 3273 | 4496 | 0 | 0 | 6421 | 219 | 963 | 0 | 286 | 1200 | 0 | 282 | 0 | 1492 | 0 | 0 | 0 | 0 | 0 | 0 | 0
2040-09-29 | 11 | -40 | -18245 | -246 | -818 | -908 | -2000 | -1859 | 3651 | 0 | 0 | 0 | 48 | 157 | 658 | 3273 | 3845 | 0 | 0 | 9481 | 219 | 980 | 0 | 282 | 1200 | 0 | 282 | 2097 | 1355 | 0 | 0 | 0 | 0 | 0 | 0 | 0
2040-09-29 | 12 | -40 | -18870 | -225 | -909 | -908 | -2000 | -1859 | 4143 | 0 | 0 | 0 | 48 | 157 | 658 | 3273 | 2172 | 0 | 0 | 11350 | 219 | 977 | 0 | 292 | 1200 | 0 | 282 | 4012 | 1294 | 0 | 0 | 0 | 0 | 0 | 0 | 0
2040-09-29 | 13 | -40 | -19399 | -204 | -981 | -908 | -2000 | -1859 | 4560 | 0 | 0 | 0 | 48 | 157 | 513 | 3273 | 1909 | 0 | 0 | 11899 | 218 | 984 | 0 | 309 | 1200 | 0 | 282 | 4764 | 1266 | 0 | 0 | 0 | 0 | 0 | 0 | 0
2040-09-29 | 14 | -40 | -19463 | -188 | -1018 | -905 | -1859 | -1859 | 4613 | 0 | 0 | 0 | 48 | 157 | 513 | 3273 | 2201 | 0 | 0 | 11455 | 217 | 998 | 0 | 335 | 1200 | 0 | 282 | 4406 | 1146 | 0 | 0 | 0 | 0 | 0 | 0 | 0
2040-09-29 | 15 | -40 | -19378 | -188 | -1054 | -243 | -905 | -1859 | 4544 | 0 | 0 | 0 | 48 | 157 | 513 | 3273 | 2069 | 0 | 0 | 9995 | 218 | 990 | 0 | 338 | 1200 | 0 | 282 | 4221 | 1239 | 0 | 0 | 0 | 0 | 0 | 0 | 0
2040-09-29 | 16 | -40 | -19277 | -167 | -999 | -49 | -19 | -1244 | 4465 | 0 | 0 | 0 | 48 | 157 | 513 | 3273 | 2963 | 0 | 0 | 7302 | 219 | 996 | 0 | 337 | 1200 | 0 | 282 | 2946 | 1227 | 0 | 0 | 0 | 0 | 0 | 0 | 0
2040-09-29 | 17 | -24.2 | -19336 | -188 | -999 | 0 | 0 | -1080 | 4513 | 0 | 0 | 116 | 48 | 157 | 0 | 3273 | 5392 | 0 | 1107 | 3941 | 219 | 992 | 0 | 356 | 1200 | 0 | 291 | 0 | 0 | 0 | 0 | 0 | 0 | 0 | 0 | 0
2040-09-29 | 18 | 24.2 | -19529 | -225 | -1018 | 226 | 300 | 341 | 4666 | 0 | 0 | 301 | 52 | 221 | 1088 | 3273 | 4710 | 0 | 1136 | 1238 | 219 | 989 | 0 | 390 | 1200 | 0 | 422 | 0 | 0 | 0 | 0 | 0 | 0 | 0 | 0 | 0
2040-09-29 | 19 | 24.2 | -19645 | -288 | -1054 | 303 | 928 | 1190 | 4756 | 0 | 0 | 331 | 52 | 221 | 1088 | 3273 | 4277 | 0 | 1198 | 109 | 219 | 987 | 0 | 393 | 1200 | 0 | 462 | 0 | 0 | 0 | 0 | 0 | 0 | 0 | 0 | 0
2040-09-29 | 20 | 24.2 | -19623 | -397 | -981 | 626 | 917 | 1744 | 4740 | 0 | 0 | 331 | 52 | 221 | 1088 | 3273 | 3640 | 0 | 1117 | 3 | 219 | 978 | 0 | 392 | 1200 | 0 | 462 | 0 | 0 | 0 | 0 | 0 | 0 | 0 | 0 | 0
2040-09-29 | 21 | 24.2 | -18651 | -497 | -927 | 709 | 1293 | 1744 | 3968 | 0 | 0 | 363 | 52 | 221 | 1088 | 3273 | 2742 | 0 | 1330 | 0 | 219 | 981 | 0 | 431 | 1200 | 0 | 462 | 0 | 0 | 0 | 0 | 0 | 0 | 0 | 0 | 0
2040-09-29 | 22 | 24.2 | -17301 | -497 | -836 | 652 | 1667 | 1744 | 2901 | 0 | 0 | 425 | 52 | 221 | 1088 | 3273 | 2004 | 0 | 1290 | 0 | 219 | 972 | 0 | 465 | 1200 | 0 | 462 | 0 | 0 | 0 | 0 | 0 | 0 | 0 | 0 | 0
2040-09-29 | 23 | 24.2 | -15694 | -565 | -836 | 692 | 1667 | 1744 | 1633 | 0 | 0 | 425 | 52 | 221 | 1088 | 3273 | 1763 | 0 | 1202 | 0 | 219 | 956 | 0 | 499 | 1200 | 0 | 462 | 0 | 0 | 0 | 0 | 0 | 0 | 0 | 0 | 0
2040-09-29 | 24 | 24.2 | -14346 | -607 | -763 | 297 | 1099 | 1710 | 565 | 0 | 0 | 425 | 52 | 221 | 2064 | 3273 | 1641 | 0 | 1070 | 0 | 216 | 950 | 0 | 472 | 1200 | 0 | 462 | 0 | 0 | 0 | 0 | 0 | 0 | 0 | 0 | 0
2040-09-30 | 1 | 26.12 | -13417 | -685 | -672 | 0 | -354 | -149 | 528 | 0 | 0 | 331 | 52 | 322 | 4368 | 3273 | 1603 | 0 | 986 | 0 | 214 | 942 | 0 | 996 | 1200 | 0 | 462 | 0 | 0 | 0 | 0 | 0 | 0 | 0 | 0 | 0
2040-09-30 | 2 | 26.9 | -12881 | -685 | -582 | 0 | 0 | -1000 | 528 | 0 | 0 | 331 | 52 | 335 | 4368 | 3273 | 1725 | 0 | 732 | 0 | 210 | 932 | 0 | 1000 | 1200 | 0 | 462 | 0 | 0 | 0 | 0 | 0 | 0 | 0 | 0 | 0
2040-09-30 | 3 | 26.9 | -12657 | -727 | -527 | 0 | 0 | -1294 | 528 | 0 | 0 | 331 | 52 | 335 | 4368 | 3273 | 1856 | 0 | 697 | 0 | 204 | 908 | 0 | 992 | 1200 | 0 | 462 | 0 | 0 | 0 | 0 | 0 | 0 | 0 | 0 | 0
2040-09-30 | 4 | 26.9 | -12594 | -774 | -472 | 0 | 0 | -980 | 528 | 0 | 0 | 331 | 52 | 335 | 4368 | 3273 | 2058 | 0 | 623 | 0 | 201 | 903 | 0 | 488 | 1200 | 0 | 462 | 0 | 0 | 0 | 0 | 0 | 0 | 0 | 0 | 0
2040-09-30 | 5 | 26.9 | -12898 | -821 | -472 | 0 | 0 | -804 | 528 | 0 | 0 | 331 | 52 | 335 | 4568 | 3273 | 2058 | 0 | 610 | 0 | 202 | 903 | 0 | 475 | 1200 | 0 | 462 | 0 | 0 | 0 | 0 | 0 | 0 | 0 | 0 | 0
2040-09-30 | 6 | 34.21 | -14249 | -868 | -491 | 0 | 0 | 0 | 528 | 0 | 0 | 425 | 52 | 335 | 5282 | 3273 | 1964 | 0 | 551 | 0 | 201 | 894 | 0 | 441 | 1200 | 0 | 462 | 0 | 0 | 0 | 0 | 0 | 0 | 0 | 0 | 0
2040-09-30 | 7 | 36.36 | -16257 | -915 | -545 | 0 | 0 | 239 | 1749 | 0 | 0 | 587 | 52 | 335 | 5785 | 3273 | 2026 | 0 | 508 | 10 | 209 | 899 | 0 | 384 | 1200 | 0 | 462 | 0 | 0 | 0 | 0 | 0 | 0 | 0 | 0 | 0
2040-09-30 | 8 | 35.98 | -17515 | -968 | -636 | 0 | 0 | 0 | 2716 | 0 | 0 | 517 | 52 | 335 | 5696 | 3273 | 2311 | 0 | 388 | 705 | 218 | 912 | 0 | 334 | 1200 | 0 | 462 | 0 | 0 | 0 | 0 | 0 | 0 | 0 | 0 | 0
2040-09-30 | 9 | 26.9 | -18081 | -868 | -763 | 0 | 0 | -432 | 3155 | 0 | 0 | 331 | 52 | 335 | 4445 | 3273 | 2266 | 0 | 222 | 2970 | 218 | 914 | 0 | 302 | 1200 | 0 | 462 | 0 | 0 | 0 | 0 | 0 | 0 | 0 | 0 | 0
2040-09-30 | 10 | 26.9 | -18539 | -727 | -909 | 0 | 0 | -1449 | 3503 | 0 | 0 | 252 | 52 | 335 | 2631 | 3273 | 2056 | 0 | 111 | 6280 | 219 | 963 | 0 | 286 | 1200 | 0 | 462 | 0 | 0 | 0 | 0 | 0 | 0 | 0 | 0 | 0
2040-09-30 | 11 | 26.12 | -19140 | -607 | -818 | 0 | -1958 | -1859 | 3968 | 0 | 0 | 252 | 52 | 335 | 2276 | 3273 | 2082 | 0 | 65 | 8936 | 219 | 980 | 0 | 282 | 1200 | 0 | 462 | 0 | 0 | 0 | 0 | 0 | 0 | 0 | 0 | 0
2040-09-30 | 12 | 23.37 | -19492 | -528 | -909 | -75 | -2000 | -1859 | 4238 | 0 | 0 | 252 | 52 | 223 | 1990 | 3273 | 1761 | 0 | 54 | 9870 | 219 | 977 | 0 | 292 | 1200 | 0 | 462 | 0 | 0 | 0 | 0 | 0 | 0 | 0 | 0 | 0
2040-09-30 | 13 | 26.12 | -19599 | -460 | -981 | 0 | -844 | -1859 | 4322 | 0 | 0 | 252 | 52 | 335 | 859 | 3273 | 1625 | 0 | 33 | 9819 | 218 | 984 | 0 | 309 | 1200 | 0 | 462 | 0 | 0 | 0 | 0 | 0 | 0 | 0 | 0 | 0
2040-09-30 | 14 | 26.12 | -19709 | -397 | -1018 | 0 | -872 | -1859 | 4407 | 0 | 0 | 252 | 52 | 335 | 855 | 3273 | 1413 | 0 | 27 | 10030 | 217 | 998 | 0 | 335 | 1200 | 0 | 462 | 0 | 0 | 0 | 0 | 0 | 0 | 0 | 0 | 0
2040-09-30 | 15 | 26.9 | -19572 | -397 | -1054 | 0 | 0 | -1493 | 4301 | 0 | 0 | 252 | 52 | 335 | 675 | 3273 | 1287 | 0 | 36 | 9098 | 218 | 990 | 0 | 338 | 1200 | 0 | 462 | 0 | 0 | 0 | 0 | 0 | 0 | 0 | 0 | 0
2040-09-30 | 16 | 36.08 | -19346 | -366 | -999 | 0 | 0 | 0 | 4127 | 0 | 0 | 253 | 52 | 335 | 1608 | 3273 | 1267 | 0 | 50 | 6533 | 219 | 996 | 0 | 337 | 1200 | 0 | 462 | 0 | 0 | 0 | 0 | 0 | 0 | 0 | 0 | 0
2040-09-30 | 17 | 36.7 | -19370 | -366 | -999 | 0 | 0 | 1058 | 4143 | 0 | 0 | 354 | 52 | 335 | 3622 | 3273 | 1080 | 0 | 55 | 3535 | 219 | 992 | 0 | 356 | 1200 | 0 | 462 | 0 | 0 | 0 | 0 | 0 | 0 | 0 | 0 | 0
2040-09-30 | 18 | 36.86 | -19745 | -397 | -1018 | 0 | 1425 | 1859 | 4433 | 0 | 0 | 740 | 52 | 335 | 3821 | 3273 | 853 | 0 | 112 | 997 | 219 | 989 | 0 | 390 | 1200 | 0 | 462 | 0 | 0 | 0 | 0 | 0 | 0 | 0 | 0 | 0
2040-09-30 | 19 | 36.91 | -20157 | -429 | -1054 | 65 | 2000 | 1859 | 4750 | 0 | 0 | 785 | 52 | 335 | 4251 | 3273 | 720 | 0 | 204 | 87 | 219 | 987 | 0 | 393 | 1200 | 0 | 462 | 0 | 0 | 0 | 0 | 0 | 0 | 0 | 0 | 0
2040-09-30 | 20 | 36.86 | -20164 | -460 | -981 | 0 | 1726 | 1859 | 4756 | 0 | 0 | 781 | 52 | 335 | 4191 | 3273 | 798 | 0 | 585 | 0 | 219 | 978 | 0 | 392 | 1200 | 0 | 462 | 0 | 0 | 0 | 0 | 0 | 0 | 0 | 0 | 0
2040-09-30 | 21 | 36.86 | -19143 | -497 | -927 | 0 | 32 | 1859 | 3968 | 0 | 0 | 745 | 52 | 335 | 5468 | 3273 | 903 | 0 | 638 | 0 | 219 | 981 | 0 | 431 | 1200 | 0 | 462 | 0 | 0 | 0 | 0 | 0 | 0 | 0 | 0 | 0
2040-09-30 | 22 | 36.7 | -17750 | -497 | -836 | 0 | 0 | 1214 | 2896 | 0 | 0 | 703 | 52 | 335 | 5621 | 3273 | 962 | 0 | 710 | 0 | 219 | 972 | 0 | 465 | 1200 | 0 | 462 | 0 | 0 | 0 | 0 | 0 | 0 | 0 | 0 | 0
2040-09-30 | 23 | 36.7 | -16146 | -528 | -836 | 0 | 0 | 817 | 1664 | 0 | 0 | 699 | 52 | 335 | 5800 | 3273 | 795 | 0 | 740 | 0 | 219 | 956 | 0 | 499 | 1200 | 0 | 462 | 0 | 0 | 0 | 0 | 0 | 0 | 0 | 0 | 0
2040-09-30 | 24 | 36.7 | -14598 | -528 | -763 | 0 | 0 | 595 | 528 | 0 | 0 | 680 | 52 | 335 | 5800 | 3273 | 629 | 0 | 698 | 0 | 216 | 950 | 0 | 472 | 1200 | 0 | 462 | 0 | 0 | 0 | 0 | 0 | 0 | 0 | 0 | 0
2040-10-01 | 1 | 30.45 | -13746 | -565 | -509 | 0 | 0 | 0 | 528 | 0 | 0 | 754 | 52 | 335 | 4956 | 3273 | 652 | 0 | 656 | 0 | 212 | 950 | 0 | 790 | 1200 | 0 | 462 | 0 | 0 | 0 | 0 | 0 | 0 | 0 | 0 | 0
2040-10-01 | 2 | 30.26 | -13195 | -565 | -454 | 0 | 0 | -39 | 528 | 0 | 0 | 713 | 52 | 335 | 4710 | 3273 | 467 | 0 | 592 | 0 | 200 | 938 | 0 | 783 | 1200 | 0 | 462 | 0 | 0 | 0 | 0 | 0 | 0 | 0 | 0 | 0
2040-10-01 | 3 | 30.26 | -12928 | -565 | -400 | 0 | 0 | -42 | 528 | 0 | 0 | 713 | 52 | 335 | 4710 | 3273 | 194 | 0 | 560 | 0 | 205 | 935 | 0 | 767 | 1200 | 0 | 462 | 0 | 0 | 0 | 0 | 0 | 0 | 0 | 0 | 0
2040-10-01 | 4 | 34.21 | -12892 | -607 | -382 | 0 | 0 | 0 | 528 | 0 | 0 | 754 | 52 | 335 | 5179 | 3273 | 127 | 0 | 470 | 0 | 198 | 935 | 0 | 366 | 1200 | 0 | 462 | 0 | 0 | 0 | 0 | 0 | 0 | 0 | 0 | 0
2040-10-01 | 5 | 35.98 | -13270 | -565 | -363 | 0 | 0 | 0 | 528 | 0 | 0 | 758 | 52 | 335 | 5559 | 3273 | 127 | 0 | 425 | 0 | 195 | 932 | 0 | 352 | 1200 | 0 | 462 | 0 | 0 | 0 | 0 | 0 | 0 | 0 | 0 | 0
2040-10-01 | 6 | 38.34 | -14556 | -565 | -382 | 0 | 0 | 0 | 528 | 0 | 0 | 1137 | 52 | 335 | 6503 | 3273 | 133 | 0 | 417 | 0 | 209 | 930 | 0 | 323 | 1200 | 0 | 462 | 0 | 0 | 0 | 0 | 0 | 0 | 0 | 0 | 0
2040-10-01 | 7 | 40.9 | -16842 | -565 | -491 | 0 | 0 | 60 | 1379 | 0 | 0 | 1158 | 52 | 335 | 7860 | 3273 | 266 | 0 | 434 | 0 | 212 | 935 | 0 | 273 | 1200 | 0 | 462 | 0 | 0 | 0 | 0 | 0 | 0 | 0 | 0 | 0
2040-10-01 | 8 | 40.82 | -18345 | -565 | -600 | 0 | 0 | 0 | 2351 | 0 | 0 | 1158 | 52 | 335 | 8214 | 3273 | 458 | 0 | 415 | 198 | 213 | 942 | 0 | 238 | 1200 | 0 | 462 | 0 | 0 | 0 | 0 | 0 | 0 | 0 | 0 | 0
2040-10-01 | 9 | 40.15 | -19012 | -528 | -727 | 0 | 0 | 0 | 2790 | 0 | 0 | 1158 | 52 | 335 | 7773 | 3273 | 700 | 0 | 552 | 585 | 213 | 942 | 0 | 232 | 1200 | 0 | 462 | 0 | 0 | 0 | 0 | 0 | 0 | 0 | 0 | 0
2040-10-01 | 10 | 39.16 | -19452 | -497 | -854 | 0 | 0 | 0 | 3075 | 0 | 0 | 1157 | 52 | 335 | 7222 | 3273 | 942 | 0 | 496 | 1167 | 213 | 974 | 0 | 235 | 1200 | 0 | 462 | 0 | 0 | 0 | 0 | 0 | 0 | 0 | 0 | 0
2040-10-01 | 11 | 36.36 | -19845 | -429 | -818 | 0 | 0 | 0 | 3329 | 0 | 0 | 992 | 52 | 335 | 5971 | 3273 | 1200 | 0 | 540 | 2307 | 212 | 990 | 0 | 229 | 1200 | 0 | 462 | 0 | 0 | 0 | 0 | 0 | 0 | 0 | 0 | 0
2040-10-01 | 12 | 35.1 | -20090 | -397 | -709 | 0 | 0 | 0 | 3487 | 0 | 0 | 774 | 52 | 335 | 5590 | 3273 | 1390 | 0 | 536 | 2649 | 213 | 992 | 0 | 243 | 1200 | 0 | 462 | 0 | 0 | 0 | 0 | 0 | 0 | 0 | 0 | 0
2040-10-01 | 13 | 28.93 | -20192 | -366 | -927 | 0 | 0 | -719 | 3556 | 0 | 0 | 592 | 52 | 335 | 4533 | 3273 | 2211 | 0 | 575 | 3961 | 212 | 987 | 0 | 255 | 1200 | 0 | 462 | 0 | 0 | 0 | 0 | 0 | 0 | 0 | 0 | 0
2040-10-01 | 14 | 28.93 | -20437 | -314 | -909 | 0 | 0 | -1301 | 3715 | 0 | 0 | 438 | 52 | 335 | 3492 | 3273 | 2909 | 0 | 655 | 4969 | 211 | 990 | 0 | 260 | 1200 | 0 | 462 | 0 | 0 | 0 | 0 | 0 | 0 | 0 | 0 | 0
2040-10-01 | 15 | 28.93 | -20421 | -267 | -818 | 0 | 0 | -907 | 3704 | 0 | 0 | 334 | 52 | 335 | 2470 | 3273 | 3392 | 0 | 747 | 4985 | 213 | 992 | 0 | 254 | 1200 | 0 | 462 | 0 | 0 | 0 | 0 | 0 | 0 | 0 | 0 | 0
2040-10-01 | 16 | 33.46 | -20481 | -225 | -1072 | 0 | 0 | 0 | 3741 | 0 | 0 | 438 | 52 | 335 | 2521 | 3273 | 3535 | 0 | 782 | 3980 | 213 | 996 | 0 | 252 | 1200 | 0 | 462 | 0 | 0 | 0 | 0 | 0 | 0 | 0 | 0 | 0
2040-10-01 | 17 | 39.1 | -20665 | -204 | -1381 | 0 | 0 | 0 | 3863 | 0 | 0 | 501 | 52 | 335 | 3269 | 3273 | 4266 | 0 | 908 | 2621 | 213 | 1010 | 0 | 277 | 1200 | 0 | 462 | 0 | 0 | 0 | 0 | 0 | 0 | 0 | 0 | 0
2040-10-01 | 18 | 39.1 | -20909 | -204 | -1654 | 0 | 0 | 1363 | 4021 | 0 | 0 | 690 | 52 | 335 | 3127 | 3273 | 4838 | 0 | 953 | 930 | 215 | 1011 | 0 | 297 | 1200 | 0 | 462 | 0 | 0 | 0 | 0 | 0 | 0 | 0 | 0 | 0
2040-10-01 | 19 | 39.1 | -21163 | -204 | -1581 | 0 | 0 | 803 | 4185 | 0 | 0 | 674 | 52 | 335 | 3331 | 3273 | 6089 | 0 | 962 | 51 | 215 | 1020 | 0 | 296 | 1200 | 0 | 462 | 0 | 0 | 0 | 0 | 0 | 0 | 0 | 0 | 0
2040-10-01 | 20 | 36.75 | -21226 | -225 | -1109 | 0 | 0 | 0 | 4227 | 0 | 0 | 496 | 52 | 332 | 3183 | 3273 | 6779 | 0 | 1005 | 0 | 216 | 1023 | 0 | 310 | 1200 | 0 | 462 | 0 | 0 | 0 | 0 | 0 | 0 | 0 | 0 | 0
2040-10-01 | 21 | 18.15 | -20400 | -246 | -1018 | 0 | 0 | 0 | 3688 | 0 | 0 | 483 | 52 | 173 | 2997 | 3273 | 6912 | 0 | 839 | 0 | 218 | 1026 | 0 | 341 | 1200 | 0 | 462 | 0 | 0 | 0 | 0 | 0 | 0 | 0 | 0 | 0
2040-10-01 | 22 | 0 | -19012 | -246 | -854 | 0 | 0 | -31 | 2790 | 0 | 0 | 168 | 48 | 157 | 2429 | 3273 | 7136 | 0 | 1010 | 0 | 218 | 1023 | 0 | 361 | 1200 | 0 | 331 | 0 | 0 | 0 | 0 | 0 | 0 | 0 | 0 | 0
2040-10-01 | 23 | 0 | -17341 | -246 | -709 | 0 | 0 | -288 | 1701 | 0 | 0 | 146 | 48 | 157 | 1831 | 3273 | 7227 | 0 | 1087 | 0 | 218 | 1020 | 0 | 384 | 1200 | 0 | 291 | 0 | 0 | 0 | 0 | 0 | 0 | 0 | 0 | 0
2040-10-01 | 24 | 0 | -15924 | -246 | -582 | 0 | 0 | -410 | 782 | 0 | 0 | 146 | 48 | 157 | 993 | 3273 | 7266 | 0 | 1438 | 0 | 215 | 993 | 0 | 369 | 1200 | 0 | 282 | 0 | 0 | 0 | 0 | 0 | 0 | 0 | 0 | 0
2040-10-02 | 1 | 4.64 | -14974 | -225 | -509 | 0 | -1404 | -544 | 528 | 0 | 0 | 333 | 53 | 160 | 993 | 3288 | 7266 | 0 | 1470 | 0 | 212 | 950 | 0 | 790 | 1200 | 0 | 414 | 0 | 0 | 0 | 0 | 0 | 0 | 0 | 0 | 0
2040-10-02 | 2 | 4.64 | -14439 | -225 | -454 | 0 | -639 | -1859 | 528 | 0 | 0 | 333 | 53 | 160 | 993 | 3288 | 7258 | 0 | 1427 | 0 | 200 | 938 | 0 | 783 | 1200 | 0 | 456 | 0 | 0 | 0 | 0 | 0 | 0 | 0 | 0 | 0
2040-10-02 | 3 | 4.64 | -14169 | -225 | -400 | 0 | -572 | -1847 | 528 | 0 | 0 | 333 | 53 | 160 | 775 | 3288 | 7246 | 0 | 1258 | 0 | 205 | 935 | 0 | 767 | 1200 | 0 | 465 | 0 | 0 | 0 | 0 | 0 | 0 | 0 | 0 | 0
2040-10-02 | 4 | 4.64 | -14165 | -225 | -382 | 0 | -517 | -1859 | 528 | 0 | 0 | 333 | 53 | 160 | 775 | 3288 | 7257 | 0 | 1591 | 0 | 198 | 935 | 0 | 366 | 1200 | 0 | 465 | 0 | 0 | 0 | 0 | 0 | 0 | 0 | 0 | 0
2040-10-02 | 5 | 4.64 | -14547 | -225 | -363 | 0 | 0 | -1810 | 528 | 0 | 0 | 333 | 53 | 160 | 485 | 3288 | 7260 | 0 | 1695 | 0 | 195 | 932 | 0 | 352 | 1200 | 0 | 465 | 0 | 0 | 0 | 0 | 0 | 0 | 0 | 0 | 0
2040-10-02 | 6 | 4.64 | -15972 | -225 | -382 | 0 | 0 | -558 | 528 | 0 | 0 | 333 | 53 | 160 | 490 | 3288 | 7283 | 0 | 1876 | 0 | 209 | 930 | 0 | 323 | 1200 | 0 | 465 | 0 | 0 | 0 | 0 | 0 | 0 | 0 | 0 | 0
2040-10-02 | 7 | 4.64 | -18398 | -204 | -491 | 0 | 0 | -694 | 1464 | 0 | 0 | 334 | 53 | 160 | 2241 | 3288 | 7288 | 0 | 1876 | 0 | 212 | 935 | 0 | 273 | 1200 | 0 | 465 | 0 | 0 | 0 | 0 | 0 | 0 | 0 | 0 | 0
2040-10-02 | 8 | 4.64 | -19919 | -225 | -600 | 0 | 0 | -425 | 2378 | 0 | 0 | 369 | 53 | 160 | 2374 | 3288 | 7288 | 0 | 1931 | 271 | 213 | 942 | 0 | 238 | 1200 | 0 | 465 | 0 | 0 | 0 | 0 | 0 | 0 | 0 | 0 | 0
2040-10-02 | 9 | 4.64 | -20697 | -204 | -727 | 0 | 0 | -844 | 2843 | 0 | 0 | 333 | 53 | 160 | 1994 | 3288 | 7269 | 0 | 1873 | 1608 | 213 | 942 | 0 | 232 | 1200 | 0 | 465 | 0 | 0 | 0 | 0 | 0 | 0 | 0 | 0 | 0
2040-10-02 | 10 | 4.64 | -21626 | -167 | -854 | 0 | -8 | -1172 | 3403 | 0 | 0 | 333 | 53 | 160 | 1994 | 3288 | 7261 | 0 | 1822 | 2427 | 213 | 974 | 0 | 235 | 1200 | 0 | 465 | 0 | 0 | 0 | 0 | 0 | 0 | 0 | 0 | 0
2040-10-02 | 11 | 4.64 | -22199 | -167 | -818 | 0 | 0 | -846 | 3746 | 0 | 0 | 333 | 53 | 160 | 1994 | 3288 | 7104 | 0 | 1755 | 2502 | 212 | 990 | 0 | 229 | 1200 | 0 | 465 | 0 | 0 | 0 | 0 | 0 | 0 | 0 | 0 | 0
2040-10-02 | 12 | 4.64 | -22455 | -157 | -709 | 0 | 0 | -702 | 3900 | 0 | 0 | 333 | 53 | 160 | 1894 | 3288 | 6846 | 0 | 1591 | 2846 | 213 | 992 | 0 | 243 | 1200 | 0 | 465 | 0 | 0 | 0 | 0 | 0 | 0 | 0 | 0 | 0
2040-10-02 | 13 | 4.64 | -22693 | -157 | -927 | 0 | 0 | -563 | 4042 | 0 | 0 | 333 | 53 | 160 | 1726 | 3288 | 6567 | 0 | 1456 | 3596 | 212 | 987 | 0 | 255 | 1200 | 0 | 465 | 0 | 0 | 0 | 0 | 0 | 0 | 0 | 0 | 0
2040-10-02 | 14 | 4.64 | -23003 | -141 | -909 | 0 | -19 | -289 | 4227 | 0 | 0 | 333 | 53 | 160 | 1726 | 3288 | 6400 | 0 | 1552 | 3496 | 211 | 990 | 0 | 260 | 1200 | 0 | 465 | 0 | 0 | 0 | 0 | 0 | 0 | 0 | 0 | 0
2040-10-02 | 15 | 6.28 | -22937 | -141 | -818 | 0 | 0 | 537 | 4190 | 0 | 0 | 438 | 53 | 160 | 2106 | 3288 | 5817 | 0 | 1592 | 2592 | 213 | 992 | 0 | 254 | 1200 | 0 | 465 | 0 | 0 | 0 | 0 | 0 | 0 | 0 | 0 | 0
2040-10-02 | 16 | 6.28 | -22553 | -167 | -1072 | 0 | 0 | 676 | 3958 | 0 | 0 | 571 | 53 | 160 | 3230 | 3288 | 5150 | 0 | 1618 | 1963 | 213 | 996 | 0 | 252 | 1200 | 0 | 465 | 0 | 0 | 0 | 0 | 0 | 0 | 0 | 0 | 0
2040-10-02 | 17 | 6.28 | -22348 | -204 | -1381 | 0 | 0 | 1729 | 3836 | 0 | 0 | 713 | 53 | 160 | 3457 | 3288 | 4580 | 0 | 1537 | 1416 | 213 | 1010 | 0 | 277 | 1200 | 0 | 465 | 0 | 0 | 0 | 0 | 0 | 0 | 0 | 0 | 0
2040-10-02 | 18 | 11.89 | -22233 | -314 | -1654 | 0 | 1643 | 1859 | 3767 | 0 | 0 | 1157 | 53 | 160 | 3609 | 3288 | 3453 | 0 | 1526 | 497 | 215 | 1011 | 0 | 297 | 1200 | 0 | 465 | 0 | 0 | 0 | 0 | 0 | 0 | 0 | 0 | 0
2040-10-02 | 19 | 11.89 | -22138 | -340 | -1581 | 0 | 827 | 1859 | 3709 | 0 | 0 | 1137 | 53 | 160 | 3777 | 3288 | 4556 | 0 | 1453 | 42 | 215 | 1020 | 0 | 296 | 1200 | 0 | 465 | 0 | 0 | 0 | 0 | 0 | 0 | 0 | 0 | 0
2040-10-02 | 20 | 11.89 | -21725 | -397 | -1109 | 0 | 247 | 1859 | 3461 | 0 | 0 | 914 | 53 | 160 | 3856 | 3288 | 4697 | 0 | 1483 | 0 | 216 | 1023 | 0 | 310 | 1200 | 0 | 465 | 0 | 0 | 0 | 0 | 0 | 0 | 0 | 0 | 0
2040-10-02 | 21 | 6.28 | -20553 | -429 | -1018 | 0 | 0 | 1538 | 2758 | 0 | 0 | 754 | 53 | 160 | 3851 | 3288 | 4930 | 0 | 1418 | 0 | 218 | 1026 | 0 | 341 | 1200 | 0 | 465 | 0 | 0 | 0 | 0 | 0 | 0 | 0 | 0 | 0
2040-10-02 | 22 | 6.28 | -18938 | -497 | -854 | 0 | 0 | 852 | 1786 | 0 | 0 | 713 | 53 | 160 | 3851 | 3288 | 5064 | 0 | 1255 | 0 | 218 | 1023 | 0 | 361 | 1200 | 0 | 465 | 0 | 0 | 0 | 0 | 0 | 0 | 0 | 0 | 0
2040-10-02 | 23 | 0 | -16957 | -565 | -709 | 0 | 0 | 0 | 602 | 0 | 0 | 407 | 48 | 160 | 3463 | 3288 | 5860 | 0 | 1249 | 0 | 218 | 1020 | 0 | 384 | 1200 | 0 | 332 | 0 | 0 | 0 | 0 | 0 | 0 | 0 | 0 | 0
2040-10-02 | 24 | 0 | -15337 | -685 | -582 | 0 | 0 | -5 | 528 | 0 | 0 | 193 | 48 | 160 | 2523 | 3288 | 5693 | 0 | 1109 | 0 | 215 | 993 | 0 | 369 | 1200 | 0 | 289 | 0 | 0 | 0 | 0 | 0 | 0 | 0 | 0 | 0
2040-10-03 | 1 | 24.95 | -14141 | -685 | -509 | 0 | 0 | -1783 | 528 | 0 | 0 | 334 | 53 | 319 | 2678 | 3288 | 5485 | 0 | 858 | 0 | 212 | 950 | 0 | 790 | 1200 | 0 | 422 | 0 | 0 | 0 | 0 | 0 | 0 | 0 | 0 | 0
2040-10-03 | 2 | 24.95 | -13490 | -774 | -454 | 0 | 0 | -1683 | 528 | 0 | 0 | 333 | 53 | 335 | 2045 | 3288 | 5431 | 0 | 803 | 0 | 200 | 938 | 0 | 783 | 1200 | 0 | 465 | 0 | 0 | 0 | 0 | 0 | 0 | 0 | 0 | 0
2040-10-03 | 3 | 24.95 | -13099 | -821 | -400 | 0 | 0 | -1469 | 528 | 0 | 0 | 333 | 53 | 341 | 1520 | 3288 | 5355 | 0 | 800 | 0 | 205 | 935 | 0 | 767 | 1200 | 0 | 465 | 0 | 0 | 0 | 0 | 0 | 0 | 0 | 0 | 0
2040-10-03 | 4 | 24.95 | -12988 | -821 | -382 | 0 | 0 | -826 | 528 | 0 | 0 | 333 | 53 | 341 | 1245 | 3288 | 5304 | 0 | 762 | 0 | 198 | 935 | 0 | 366 | 1200 | 0 | 465 | 0 | 0 | 0 | 0 | 0 | 0 | 0 | 0 | 0
2040-10-03 | 5 | 24.95 | -13286 | -868 | -363 | 0 | 0 | -235 | 528 | 0 | 0 | 333 | 53 | 341 | 1145 | 3288 | 5209 | 0 | 711 | 0 | 195 | 932 | 0 | 352 | 1200 | 0 | 465 | 0 | 0 | 0 | 0 | 0 | 0 | 0 | 0 | 0
2040-10-03 | 6 | 33.72 | -14520 | -915 | -382 | 0 | 0 | 548 | 528 | 0 | 0 | 438 | 53 | 341 | 1626 | 3288 | 5009 | 0 | 859 | 0 | 209 | 930 | 0 | 323 | 1200 | 0 | 465 | 0 | 0 | 0 | 0 | 0 | 0 | 0 | 0 | 0
2040-10-03 | 7 | 33.72 | -16746 | -968 | -491 | 0 | 0 | 1205 | 2050 | 0 | 0 | 507 | 53 | 341 | 2124 | 3288 | 4753 | 0 | 797 | 2 | 212 | 935 | 0 | 273 | 1200 | 0 | 465 | 0 | 0 | 0 | 0 | 0 | 0 | 0 | 0 | 0
2040-10-03 | 8 | 33.72 | -18087 | -968 | -600 | 0 | 0 | 238 | 2980 | 0 | 0 | 483 | 53 | 341 | 2746 | 3288 | 5361 | 0 | 763 | 343 | 213 | 942 | 0 | 238 | 1200 | 0 | 465 | 0 | 0 | 0 | 0 | 0 | 0 | 0 | 0 | 0
2040-10-03 | 9 | 24.95 | -18560 | -968 | -727 | 0 | 0 | -8 | 3308 | 0 | 0 | 507 | 53 | 341 | 3385 | 3288 | 4499 | 0 | 496 | 1333 | 213 | 942 | 0 | 232 | 1200 | 0 | 465 | 0 | 0 | 0 | 0 | 0 | 0 | 0 | 0 | 0
2040-10-03 | 10 | 24.95 | -18796 | -915 | -854 | 0 | 0 | -1227 | 3472 | 0 | 0 | 438 | 53 | 341 | 3530 | 3288 | 4530 | 0 | 321 | 2734 | 213 | 974 | 0 | 235 | 1200 | 0 | 465 | 0 | 0 | 0 | 0 | 0 | 0 | 0 | 0 | 0
2040-10-03 | 11 | 24.95 | -18978 | -868 | -818 | 0 | 0 | -1380 | 3598 | 0 | 0 | 369 | 53 | 341 | 3100 | 3288 | 4350 | 0 | 171 | 3678 | 212 | 990 | 0 | 229 | 1200 | 0 | 465 | 0 | 0 | 0 | 0 | 0 | 0 | 0 | 0 | 0
2040-10-03 | 12 | 24.95 | -19045 | -821 | -709 | 0 | 0 | -1340 | 3646 | 0 | 0 | 369 | 53 | 341 | 3100 | 3288 | 3725 | 0 | 121 | 4159 | 213 | 992 | 0 | 243 | 1200 | 0 | 465 | 0 | 0 | 0 | 0 | 0 | 0 | 0 | 0 | 0
2040-10-03 | 13 | 24.95 | -18991 | -774 | -927 | 0 | 0 | -682 | 3609 | 0 | 0 | 438 | 53 | 341 | 3100 | 3288 | 3963 | 0 | 92 | 3372 | 212 | 987 | 0 | 255 | 1200 | 0 | 465 | 0 | 0 | 0 | 0 | 0 | 0 | 0 | 0 | 0
2040-10-03 | 14 | 24.95 | -18968 | -821 | -909 | 0 | 0 | -156 | 3593 | 0 | 0 | 483 | 53 | 341 | 3280 | 3288 | 3411 | 0 | 68 | 3212 | 211 | 990 | 0 | 260 | 1200 | 0 | 465 | 0 | 0 | 0 | 0 | 0 | 0 | 0 | 0 | 0
2040-10-03 | 15 | 33.72 | -18771 | -821 | -818 | 0 | 0 | 25 | 3456 | 0 | 0 | 550 | 53 | 341 | 3608 | 3288 | 3335 | 0 | 55 | 2577 | 213 | 992 | 0 | 254 | 1200 | 0 | 465 | 0 | 0 | 0 | 0 | 0 | 0 | 0 | 0 | 0
2040-10-03 | 16 | 31.99 | -18675 | -774 | -1072 | 0 | 0 | 0 | 3387 | 0 | 0 | 674 | 53 | 341 | 4181 | 3288 | 3444 | 0 | 127 | 1901 | 213 | 996 | 0 | 252 | 1200 | 0 | 465 | 0 | 0 | 0 | 0 | 0 | 0 | 0 | 0 | 0
2040-10-03 | 17 | 33.72 | -18835 | -821 | -1381 | 0 | 0 | 506 | 3498 | 0 | 0 | 914 | 53 | 341 | 5287 | 3288 | 2572 | 0 | 116 | 1297 | 213 | 1010 | 0 | 277 | 1200 | 0 | 465 | 0 | 0 | 0 | 0 | 0 | 0 | 0 | 0 | 0
2040-10-03 | 18 | 33.72 | -19289 | -821 | -1654 | 0 | 0 | 1523 | 3815 | 0 | 0 | 1157 | 53 | 341 | 5302 | 3288 | 2378 | 0 | 182 | 538 | 215 | 1011 | 0 | 297 | 1200 | 0 | 465 | 0 | 0 | 0 | 0 | 0 | 0 | 0 | 0 | 0
2040-10-03 | 19 | 33.72 | -19883 | -821 | -1581 | 0 | 0 | 1686 | 4227 | 0 | 0 | 1157 | 53 | 341 | 5302 | 3288 | 2744 | 0 | 266 | 26 | 215 | 1020 | 0 | 296 | 1200 | 0 | 465 | 0 | 0 | 0 | 0 | 0 | 0 | 0 | 0 | 0
2040-10-03 | 20 | 33.72 | -19767 | -868 | -1109 | 0 | 0 | 1172 | 4148 | 0 | 0 | 1157 | 53 | 341 | 5302 | 3288 | 2727 | 0 | 342 | 0 | 216 | 1023 | 0 | 310 | 1200 | 0 | 465 | 0 | 0 | 0 | 0 | 0 | 0 | 0 | 0 | 0
2040-10-03 | 21 | 33.72 | -18935 | -868 | -1018 | 0 | 0 | 433 | 3567 | 0 | 0 | 914 | 53 | 341 | 5212 | 3288 | 3263 | 0 | 500 | 0 | 218 | 1026 | 0 | 341 | 1200 | 0 | 465 | 0 | 0 | 0 | 0 | 0 | 0 | 0 | 0 | 0
2040-10-03 | 22 | 33.72 | -17647 | -868 | -854 | 0 | 0 | 470 | 2674 | 0 | 0 | 914 | 53 | 341 | 5203 | 3288 | 2811 | 0 | 349 | 0 | 218 | 1023 | 0 | 361 | 1200 | 0 | 465 | 0 | 0 | 0 | 0 | 0 | 0 | 0 | 0 | 0
2040-10-03 | 23 | 33.72 | -16041 | -915 | -709 | 0 | 0 | 183 | 1559 | 0 | 0 | 754 | 53 | 341 | 5138 | 3288 | 2679 | 0 | 384 | 0 | 218 | 1020 | 0 | 384 | 1200 | 0 | 465 | 0 | 0 | 0 | 0 | 0 | 0 | 0 | 0 | 0
2040-10-03 | 24 | 30.45 | -14632 | -915 | -582 | 0 | 0 | 0 | 581 | 0 | 0 | 713 | 53 | 341 | 4701 | 3288 | 2836 | 0 | 374 | 0 | 215 | 993 | 0 | 369 | 1200 | 0 | 465 | 0 | 0 | 0 | 0 | 0 | 0 | 0 | 0 | 0
2040-10-04 | 1 | 19.46 | -13711 | -915 | -509 | 0 | 0 | 0 | 528 | 0 | 0 | 674 | 53 | 181 | 3881 | 3288 | 2595 | 0 | 318 | 0 | 212 | 950 | 0 | 790 | 1200 | 0 | 465 | 0 | 0 | 0 | 0 | 0 | 0 | 0 | 0 | 0
2040-10-04 | 2 | 21.38 | -13177 | -915 | -454 | 0 | 0 | 0 | 528 | 0 | 0 | 620 | 53 | 166 | 3742 | 3288 | 2294 | 0 | 270 | 0 | 200 | 938 | 0 | 783 | 1200 | 0 | 465 | 0 | 0 | 0 | 0 | 0 | 0 | 0 | 0 | 0
2040-10-04 | 3 | 24.21 | -12928 | -915 | -400 | 0 | 0 | 0 | 528 | 0 | 0 | 592 | 53 | 257 | 3511 | 3288 | 2236 | 0 | 206 | 0 | 205 | 935 | 0 | 767 | 1200 | 0 | 465 | 0 | 0 | 0 | 0 | 0 | 0 | 0 | 0 | 0
2040-10-04 | 4 | 24.21 | -12858 | -868 | -382 | 0 | 0 | 0 | 528 | 0 | 0 | 507 | 53 | 241 | 3381 | 3288 | 2755 | 0 | 190 | 0 | 198 | 935 | 0 | 366 | 1200 | 0 | 465 | 0 | 0 | 0 | 0 | 0 | 0 | 0 | 0 | 0
2040-10-04 | 5 | 24.21 | -13220 | -868 | -363 | 0 | 0 | 0 | 528 | 0 | 0 | 438 | 53 | 300 | 2544 | 3288 | 3960 | 0 | 197 | 0 | 195 | 932 | 0 | 352 | 1200 | 0 | 465 | 0 | 0 | 0 | 0 | 0 | 0 | 0 | 0 | 0
2040-10-04 | 6 | 24.2 | -14468 | -868 | -382 | 0 | 0 | 0 | 729 | 0 | 0 | 369 | 53 | 235 | 1696 | 3288 | 6010 | 0 | 211 | 0 | 209 | 930 | 0 | 323 | 1200 | 0 | 465 | 0 | 0 | 0 | 0 | 0 | 0 | 0 | 0 | 0
2040-10-04 | 7 | 24.2 | -16659 | -868 | -491 | 0 | 0 | 0 | 2288 | 0 | 0 | 334 | 53 | 224 | 1476 | 3288 | 6992 | 0 | 278 | 0 | 212 | 935 | 0 | 273 | 1200 | 0 | 465 | 0 | 0 | 0 | 0 | 0 | 0 | 0 | 0 | 0
2040-10-04 | 8 | 24.21 | -17997 | -868 | -600 | 0 | 0 | 0 | 3244 | 0 | 0 | 333 | 53 | 275 | 1324 | 3288 | 6939 | 0 | 446 | 514 | 213 | 942 | 0 | 238 | 1200 | 0 | 456 | 0 | 0 | 0 | 0 | 0 | 0 | 0 | 0 | 0
2040-10-04 | 9 | 0 | -18475 | -868 | -727 | 0 | 0 | -55 | 3583 | 0 | 0 | 189 | 48 | 160 | 60 | 3288 | 6944 | 0 | 690 | 2255 | 213 | 942 | 0 | 232 | 1200 | 0 | 323 | 0 | 0 | 0 | 0 | 0 | 0 | 0 | 0 | 0
2040-10-04 | 10 | -35 | -18922 | -685 | -854 | -17 | -639 | -1367 | 3900 | 0 | 0 | 0 | 48 | 160 | 60 | 3288 | 6813 | 0 | 926 | 4388 | 213 | 974 | 0 | 235 | 1200 | 0 | 280 | 0 | 0 | 0 | 0 | 0 | 0 | 0 | 0 | 0
2040-10-04 | 11 | -35 | -19331 | -565 | -818 | -400 | -887 | -1846 | 4190 | 0 | 0 | 0 | 48 | 160 | 60 | 3288 | 6812 | 0 | 430 | 5947 | 212 | 990 | 0 | 229 | 1200 | 0 | 280 | 0 | 835 | 0 | 0 | 0 | 0 | 0 | 0 | 0
2040-10-04 | 12 | -35 | -19380 | -528 | -709 | -730 | -1112 | -1749 | 4227 | 0 | 0 | 0 | 48 | 160 | 60 | 3288 | 7004 | 0 | 0 | 6493 | 213 | 992 | 0 | 243 | 1200 | 0 | 280 | 0 | 1512 | 0 | 0 | 0 | 0 | 0 | 0 | 0
2040-10-04 | 13 | -35 | -19211 | -565 | -927 | -424 | -1502 | -1853 | 4106 | 0 | 0 | 0 | 48 | 160 | 60 | 3288 | 7145 | 0 | 0 | 6742 | 212 | 987 | 0 | 255 | 1200 | 0 | 280 | 0 | 1705 | 0 | 0 | 0 | 0 | 0 | 0 | 0
2040-10-04 | 14 | -40 | -19058 | -565 | -909 | -908 | -2000 | -1859 | 4000 | 0 | 0 | 0 | 48 | 160 | 60 | 3288 | 7032 | 0 | 0 | 7770 | 211 | 990 | 0 | 260 | 1200 | 0 | 280 | 118 | 1767 | 0 | 0 | 0 | 0 | 0 | 0 | 0
2040-10-04 | 15 | -35 | -18733 | -528 | -818 | -908 | -1969 | -1859 | 3767 | 0 | 0 | 0 | 48 | 160 | 60 | 3288 | 7148 | 0 | 0 | 7405 | 213 | 992 | 0 | 254 | 1200 | 0 | 280 | 0 | 1943 | 0 | 0 | 0 | 0 | 0 | 0 | 0
2040-10-04 | 16 | -35 | -18320 | -528 | -1072 | -687 | -1041 | -1859 | 3472 | 0 | 0 | 0 | 48 | 160 | 0 | 3288 | 7135 | 0 | 0 | 6464 | 213 | 996 | 0 | 252 | 1200 | 0 | 280 | 0 | 1987 | 0 | 0 | 0 | 0 | 0 | 0 | 0
2040-10-04 | 17 | -35 | -18194 | -528 | -1381 | 0 | 0 | -1168 | 3382 | 0 | 0 | 0 | 48 | 160 | 0 | 3288 | 7124 | 0 | 710 | 3580 | 213 | 1010 | 0 | 277 | 1200 | 0 | 280 | 0 | 1311 | 0 | 0 | 0 | 0 | 0 | 0 | 0
2040-10-04 | 18 | 0 | -18534 | -607 | -1654 | 0 | 0 | 224 | 3625 | 0 | 0 | 333 | 48 | 160 | 0 | 3288 | 7012 | 0 | 2035 | 1066 | 215 | 1011 | 0 | 297 | 1200 | 0 | 280 | 0 | 0 | 0 | 0 | 0 | 0 | 0 | 0 | 0
2040-10-04 | 19 | 0 | -18940 | -685 | -1581 | 0 | 0 | 1479 | 3915 | 0 | 0 | 333 | 48 | 160 | 0 | 3288 | 6991 | 0 | 1938 | 43 | 215 | 1020 | 0 | 296 | 1200 | 0 | 280 | 0 | 0 | 0 | 0 | 0 | 0 | 0 | 0 | 0
2040-10-04 | 20 | 0 | -18972 | -821 | -1109 | 0 | 0 | 1312 | 3937 | 0 | 0 | 333 | 48 | 160 | 0 | 3288 | 6945 | 0 | 1850 | 0 | 216 | 1023 | 0 | 310 | 1200 | 0 | 280 | 0 | 0 | 0 | 0 | 0 | 0 | 0 | 0 | 0
2040-10-04 | 21 | 0 | -18270 | -915 | -1018 | 0 | 0 | 1168 | 3435 | 0 | 0 | 333 | 48 | 160 | 0 | 3288 | 6847 | 0 | 1860 | 0 | 218 | 1026 | 0 | 341 | 1200 | 0 | 280 | 0 | 0 | 0 | 0 | 0 | 0 | 0 | 0 | 0
2040-10-04 | 22 | 0 | -17299 | -1015 | -854 | 0 | 0 | 807 | 2742 | 0 | 0 | 333 | 48 | 160 | 0 | 3288 | 6802 | 0 | 1905 | 0 | 218 | 1023 | 0 | 361 | 1200 | 0 | 280 | 0 | 0 | 0 | 0 | 0 | 0 | 0 | 0 | 0
2040-10-04 | 23 | 0 | -16056 | -1015 | -709 | 0 | 0 | 361 | 1860 | 0 | 0 | 333 | 48 | 160 | 0 | 3288 | 6720 | 0 | 1908 | 0 | 218 | 1020 | 0 | 384 | 1200 | 0 | 280 | 0 | 0 | 0 | 0 | 0 | 0 | 0 | 0 | 0
2040-10-04 | 24 | 0 | -14657 | -1072 | -582 | 0 | 0 | 12 | 867 | 0 | 0 | 333 | 48 | 160 | 0 | 3288 | 6654 | 0 | 1893 | 0 | 215 | 993 | 0 | 369 | 1200 | 0 | 280 | 0 | 0 | 0 | 0 | 0 | 0 | 0 | 0 | 0
2040-10-05 | 1 | -35 | -13664 | -1182 | -509 | 44 | 0 | 0 | 972 | 0 | 0 | 0 | 48 | 160 | 0 | 3288 | 6772 | 0 | 639 | 0 | 212 | 950 | 0 | 790 | 1200 | 0 | 280 | 0 | 1221 | 0 | 0 | 0 | 0 | 0 | 0 | 0
2040-10-05 | 2 | -35 | -13188 | -1240 | -454 | 244 | 125 | 0 | 602 | 0 | 0 | 0 | 48 | 160 | 0 | 3288 | 6747 | 0 | 267 | 0 | 200 | 938 | 0 | 783 | 1200 | 0 | 280 | 0 | 1567 | 0 | 0 | 0 | 0 | 0 | 0 | 0
2040-10-05 | 3 | -35 | -12896 | -1355 | -400 | 273 | 25 | 0 | 528 | 0 | 0 | 0 | 48 | 160 | 0 | 3288 | 6729 | 0 | 212 | 0 | 205 | 935 | 0 | 767 | 1200 | 0 | 280 | 0 | 1503 | 0 | 0 | 0 | 0 | 0 | 0 | 0
2040-10-05 | 4 | -35 | -12812 | -1480 | -382 | 382 | 604 | 0 | 528 | 0 | 0 | 0 | 48 | 160 | 0 | 3288 | 6354 | 0 | 331 | 0 | 198 | 935 | 0 | 366 | 1200 | 0 | 280 | 0 | 1235 | 0 | 0 | 0 | 0 | 0 | 0 | 0
2040-10-05 | 5 | -35 | -12989 | -1480 | -363 | 363 | 1334 | 0 | 528 | 0 | 0 | 0 | 48 | 160 | 0 | 3288 | 6152 | 0 | 0 | 0 | 195 | 932 | 0 | 352 | 1200 | 0 | 280 | 0 | 1484 | 0 | 0 | 0 | 0 | 0 | 0 | 0
2040-10-05 | 6 | -35 | -13561 | -1548 | -382 | 382 | 1667 | 0 | 893 | 0 | 0 | 0 | 48 | 160 | 0 | 3288 | 5636 | 0 | 475 | 0 | 209 | 930 | 0 | 323 | 1200 | 0 | 280 | 0 | 895 | 0 | 0 | 0 | 0 | 0 | 0 | 0
2040-10-05 | 7 | -35 | -14536 | -1548 | -491 | 491 | 1667 | 0 | 1649 | 0 | 0 | 0 | 48 | 160 | 0 | 3288 | 5466 | 0 | 907 | 0 | 212 | 935 | 0 | 273 | 1200 | 0 | 280 | 0 | 382 | 0 | 0 | 0 | 0 | 0 | 0 | 0
2040-10-05 | 8 | -35 | -15654 | -1611 | -600 | 600 | 1667 | 0 | 2510 | 0 | 0 | 0 | 48 | 160 | 0 | 3288 | 4932 | 0 | 1187 | 600 | 213 | 942 | 0 | 238 | 1200 | 0 | 280 | 0 | 81 | 0 | 0 | 0 | 0 | 0 | 0 | 0
2040-10-05 | 9 | -35 | -16548 | -1417 | -727 | 726 | 782 | 0 | 3197 | 0 | 0 | 0 | 48 | 160 | 0 | 3288 | 4513 | 0 | 0 | 3111 | 213 | 942 | 0 | 232 | 1200 | 0 | 280 | 0 | 1122 | 0 | 0 | 0 | 0 | 0 | 0 | 0
2040-10-05 | 10 | -40 | -17109 | -1124 | -854 | -131 | -670 | -1236 | 3630 | 0 | 0 | 0 | 48 | 160 | 0 | 3288 | 4224 | 0 | 0 | 6872 | 213 | 974 | 0 | 235 | 1200 | 0 | 280 | 0 | 935 | 0 | 0 | 0 | 0 | 0 | 0 | 0
2040-10-05 | 11 | -40 | -17437 | -915 | -818 | -908 | -1907 | -1528 | 3884 | 0 | 0 | 0 | 48 | 160 | 0 | 3288 | 3178 | 0 | 0 | 10044 | 212 | 990 | 0 | 229 | 1200 | 0 | 280 | 0 | 979 | 0 | 0 | 0 | 0 | 0 | 0 | 0
2040-10-05 | 12 | -40 | -17462 | -774 | -709 | -908 | -2000 | -1859 | 3905 | 0 | 0 | 0 | 48 | 160 | 0 | 3288 | 1529 | 0 | 0 | 11854 | 213 | 992 | 0 | 243 | 1200 | 0 | 280 | 1295 | 939 | 0 | 0 | 0 | 0 | 0 | 0 | 0
2040-10-05 | 13 | -40 | -17300 | -727 | -927 | -908 | -2000 | -1859 | 3778 | 0 | 0 | 0 | 48 | 160 | 0 | 3288 | 891 | 0 | 0 | 12622 | 212 | 987 | 0 | 255 | 1200 | 0 | 280 | 1858 | 838 | 0 | 0 | 0 | 0 | 0 | 0 | 0
2040-10-05 | 14 | -40 | -16949 | -643 | -909 | -795 | -1710 | -1246 | 3509 | 0 | 0 | 0 | 48 | 160 | 0 | 3288 | 152 | 0 | 0 | 12154 | 211 | 990 | 0 | 260 | 1200 | 0 | 280 | 2215 | 658 | 0 | 0 | 0 | 0 | 0 | 0 | 0
2040-10-05 | 15 | -40 | -16544 | -607 | -818 | -423 | -831 | -931 | 3197 | 0 | 0 | 0 | 48 | 160 | 0 | 3288 | 0 | 0 | 0 | 10522 | 213 | 992 | 0 | 254 | 1200 | 0 | 280 | 1941 | 603 | 0 | 0 | 0 | 0 | 0 | 0 | 0
2040-10-05 | 16 | -40 | -16303 | -565 | -1072 | 0 | -34 | 0 | 3012 | 0 | 0 | 0 | 48 | 160 | 0 | 3288 | 904 | 0 | 0 | 7612 | 213 | 996 | 0 | 252 | 1200 | 0 | 289 | 881 | 471 | 0 | 0 | 0 | 0 | 0 | 0 | 0
2040-10-05 | 17 | 23.36 | -16390 | -528 | -1381 | 0 | 0 | 0 | 3075 | 0 | 0 | 438 | 53 | 176 | 2529 | 3288 | 1175 | 0 | 394 | 4050 | 213 | 1010 | 0 | 277 | 1200 | 0 | 422 | 0 | 0 | 0 | 0 | 0 | 0 | 0 | 0 | 0
2040-10-05 | 18 | 24.22 | -17058 | -565 | -1654 | 413 | 825 | 1168 | 3593 | 0 | 0 | 867 | 53 | 314 | 3277 | 3288 | 913 | 0 | 233 | 1146 | 215 | 1011 | 0 | 297 | 1200 | 0 | 465 | 0 | 0 | 0 | 0 | 0 | 0 | 0 | 0 | 0
2040-10-05 | 19 | 24.22 | -17741 | -643 | -1581 | 656 | 1402 | 1741 | 4122 | 0 | 0 | 1157 | 53 | 326 | 3277 | 3288 | 480 | 0 | 233 | 35 | 215 | 1020 | 0 | 296 | 1200 | 0 | 465 | 0 | 0 | 0 | 0 | 0 | 0 | 0 | 0 | 0
2040-10-05 | 20 | 24.22 | -17880 | -821 | -1109 | 757 | 1174 | 1710 | 4227 | 0 | 0 | 1157 | 53 | 326 | 3277 | 3288 | 304 | 0 | 324 | 0 | 216 | 1023 | 0 | 310 | 1200 | 0 | 465 | 0 | 0 | 0 | 0 | 0 | 0 | 0 | 0 | 0
2040-10-05 | 21 | 24.22 | -17308 | -968 | -1018 | 757 | 1292 | 1461 | 3789 | 0 | 0 | 1157 | 53 | 326 | 3277 | 3288 | 261 | 0 | 383 | 0 | 218 | 1026 | 0 | 341 | 1200 | 0 | 465 | 0 | 0 | 0 | 0 | 0 | 0 | 0 | 0 | 0
2040-10-05 | 22 | 24.22 | -16531 | -1015 | -854 | 401 | 1200 | 1697 | 3186 | 0 | 0 | 1157 | 53 | 326 | 3167 | 3288 | 229 | 0 | 428 | 0 | 218 | 1023 | 0 | 361 | 1200 | 0 | 465 | 0 | 0 | 0 | 0 | 0 | 0 | 0 | 0 | 0
2040-10-05 | 23 | 24.22 | -15473 | -1124 | -709 | 272 | 1149 | 1696 | 2367 | 0 | 0 | 1137 | 53 | 326 | 3167 | 3288 | 243 | 0 | 321 | 0 | 218 | 1020 | 0 | 384 | 1200 | 0 | 465 | 0 | 0 | 0 | 0 | 0 | 0 | 0 | 0 | 0
2040-10-05 | 24 | 24.22 | -14377 | -1240 | -582 | 248 | 828 | 1647 | 1522 | 0 | 0 | 1127 | 53 | 326 | 3380 | 3288 | 261 | 0 | 277 | 0 | 215 | 993 | 0 | 369 | 1200 | 0 | 465 | 0 | 0 | 0 | 0 | 0 | 0 | 0 | 0 | 0
2040-10-06 | 1 | 37.1 | -13491 | -1240 | -672 | 0 | 0 | 0 | 528 | 0 | 0 | 1137 | 53 | 341 | 5908 | 3288 | 243 | 0 | 287 | 0 | 212 | 950 | 0 | 790 | 1200 | 0 | 465 | 0 | 0 | 0 | 0 | 0 | 0 | 0 | 0 | 0
2040-10-06 | 2 | 35.69 | -13027 | -1355 | -582 | 0 | 0 | 0 | 528 | 0 | 0 | 1021 | 53 | 341 | 5504 | 3288 | 336 | 0 | 307 | 0 | 200 | 938 | 0 | 783 | 1200 | 0 | 465 | 0 | 0 | 0 | 0 | 0 | 0 | 0 | 0 | 0
2040-10-06 | 3 | 35.32 | -12760 | -1297 | -527 | 0 | 0 | 0 | 528 | 0 | 0 | 869 | 53 | 341 | 5272 | 3288 | 324 | 0 | 337 | 0 | 205 | 935 | 0 | 767 | 1200 | 0 | 465 | 0 | 0 | 0 | 0 | 0 | 0 | 0 | 0 | 0
2040-10-06 | 4 | 35.69 | -12667 | -1297 | -472 | 0 | 0 | 0 | 528 | 0 | 0 | 799 | 53 | 341 | 5597 | 3288 | 271 | 0 | 395 | 0 | 198 | 935 | 0 | 366 | 1200 | 0 | 465 | 0 | 0 | 0 | 0 | 0 | 0 | 0 | 0 | 0
2040-10-06 | 5 | 35.5 | -12704 | -1240 | -472 | 0 | 0 | 0 | 528 | 0 | 0 | 754 | 53 | 341 | 5507 | 3288 | 249 | 0 | 552 | 0 | 195 | 932 | 0 | 352 | 1200 | 0 | 465 | 0 | 0 | 0 | 0 | 0 | 0 | 0 | 0 | 0
2040-10-06 | 6 | 35.98 | -13149 | -1240 | -491 | 0 | 0 | 0 | 528 | 0 | 0 | 914 | 53 | 341 | 5803 | 3288 | 292 | 0 | 534 | 0 | 209 | 930 | 0 | 323 | 1200 | 0 | 465 | 0 | 0 | 0 | 0 | 0 | 0 | 0 | 0 | 0
2040-10-06 | 7 | 37.84 | -13824 | -1240 | -545 | 0 | 0 | 0 | 528 | 0 | 0 | 1133 | 53 | 341 | 6245 | 3288 | 382 | 0 | 554 | 0 | 212 | 935 | 0 | 273 | 1200 | 0 | 465 | 0 | 0 | 0 | 0 | 0 | 0 | 0 | 0 | 0
2040-10-06 | 8 | 37.84 | -14726 | -1240 | -636 | 0 | 0 | 0 | 978 | 0 | 0 | 1060 | 53 | 341 | 6224 | 3288 | 543 | 0 | 616 | 442 | 213 | 942 | 0 | 238 | 1200 | 0 | 465 | 0 | 0 | 0 | 0 | 0 | 0 | 0 | 0 | 0
2040-10-06 | 9 | 31.99 | -15859 | -1072 | -763 | 0 | 0 | 0 | 1791 | 0 | 0 | 690 | 53 | 341 | 4679 | 3288 | 852 | 0 | 717 | 2232 | 213 | 942 | 0 | 232 | 1200 | 0 | 465 | 0 | 0 | 0 | 0 | 0 | 0 | 0 | 0 | 0
2040-10-06 | 10 | 20.74 | -16747 | -821 | -909 | 0 | 0 | -577 | 2431 | 0 | 0 | 438 | 53 | 181 | 3346 | 3288 | 1327 | 0 | 772 | 4132 | 213 | 974 | 0 | 235 | 1200 | 0 | 465 | 0 | 0 | 0 | 0 | 0 | 0 | 0 | 0 | 0
2040-10-06 | 11 | 20.74 | -17279 | -643 | -818 | 0 | 0 | -560 | 2811 | 0 | 0 | 369 | 53 | 166 | 2433 | 3288 | 1930 | 0 | 908 | 4247 | 212 | 990 | 0 | 229 | 1200 | 0 | 465 | 0 | 0 | 0 | 0 | 0 | 0 | 0 | 0 | 0
2040-10-06 | 12 | 20.74 | -17600 | -497 | -909 | 0 | 0 | -199 | 3038 | 0 | 0 | 369 | 53 | 181 | 1966 | 3288 | 2661 | 0 | 1066 | 3470 | 213 | 992 | 0 | 243 | 1200 | 0 | 465 | 0 | 0 | 0 | 0 | 0 | 0 | 0 | 0 | 0
2040-10-06 | 13 | 28.03 | -17782 | -460 | -981 | 0 | 0 | 9 | 3170 | 0 | 0 | 369 | 53 | 341 | 1941 | 3288 | 3118 | 0 | 1237 | 2579 | 212 | 987 | 0 | 255 | 1200 | 0 | 465 | 0 | 0 | 0 | 0 | 0 | 0 | 0 | 0 | 0
2040-10-06 | 14 | 28.03 | -17785 | -460 | -1018 | 0 | 0 | 376 | 3170 | 0 | 0 | 438 | 53 | 341 | 1941 | 3288 | 3279 | 0 | 1349 | 1902 | 211 | 990 | 0 | 260 | 1200 | 0 | 465 | 0 | 0 | 0 | 0 | 0 | 0 | 0 | 0 | 0
2040-10-06 | 15 | 28.03 | -17688 | -429 | -1054 | 0 | 0 | 365 | 3102 | 0 | 0 | 438 | 53 | 341 | 1941 | 3288 | 3454 | 0 | 1343 | 1723 | 213 | 992 | 0 | 254 | 1200 | 0 | 465 | 0 | 0 | 0 | 0 | 0 | 0 | 0 | 0 | 0
2040-10-06 | 16 | 28.03 | -17818 | -366 | -999 | 0 | 0 | 239 | 3197 | 0 | 0 | 438 | 53 | 341 | 2041 | 3288 | 4007 | 0 | 1293 | 1162 | 213 | 996 | 0 | 252 | 1200 | 0 | 465 | 0 | 0 | 0 | 0 | 0 | 0 | 0 | 0 | 0
2040-10-06 | 17 | 23.37 | -18227 | -366 | -999 | 0 | 0 | 0 | 3487 | 0 | 0 | 438 | 53 | 227 | 2264 | 3288 | 4462 | 0 | 1320 | 890 | 213 | 1010 | 0 | 277 | 1200 | 0 | 465 | 0 | 0 | 0 | 0 | 0 | 0 | 0 | 0 | 0
2040-10-06 | 18 | 23.29 | -18746 | -366 | -1018 | 0 | 0 | 0 | 3863 | 0 | 0 | 438 | 53 | 177 | 2526 | 3288 | 4840 | 0 | 1331 | 426 | 215 | 1011 | 0 | 297 | 1200 | 0 | 465 | 0 | 0 | 0 | 0 | 0 | 0 | 0 | 0 | 0
2040-10-06 | 19 | 21.38 | -19258 | -340 | -1054 | 0 | 0 | 0 | 4227 | 0 | 0 | 438 | 53 | 160 | 2502 | 3288 | 5492 | 0 | 1275 | 22 | 215 | 1020 | 0 | 296 | 1200 | 0 | 465 | 0 | 0 | 0 | 0 | 0 | 0 | 0 | 0 | 0
2040-10-06 | 20 | 0.1 | -19118 | -340 | -981 | 0 | 0 | 0 | 4127 | 0 | 0 | 423 | 48 | 160 | 2324 | 3288 | 5737 | 0 | 1250 | 0 | 216 | 1023 | 0 | 310 | 1200 | 0 | 334 | 0 | 0 | 0 | 0 | 0 | 0 | 0 | 0 | 0
2040-10-06 | 21 | 0 | -18281 | -314 | -927 | 0 | 0 | 0 | 3524 | 0 | 0 | 268 | 48 | 160 | 2324 | 3288 | 5506 | 0 | 1329 | 0 | 218 | 1026 | 0 | 341 | 1200 | 0 | 289 | 0 | 0 | 0 | 0 | 0 | 0 | 0 | 0 | 0
2040-10-06 | 22 | 0 | -17032 | -288 | -836 | 0 | 0 | -227 | 2631 | 0 | 0 | 146 | 48 | 160 | 2156 | 3288 | 5660 | 0 | 1211 | 0 | 218 | 1023 | 0 | 361 | 1200 | 0 | 280 | 0 | 0 | 0 | 0 | 0 | 0 | 0 | 0 | 0
2040-10-06 | 23 | 0 | -15622 | -288 | -836 | 0 | 0 | -190 | 1622 | 0 | 0 | 146 | 48 | 160 | 1571 | 3288 | 5878 | 0 | 1121 | 0 | 218 | 1020 | 0 | 384 | 1200 | 0 | 280 | 0 | 0 | 0 | 0 | 0 | 0 | 0 | 0 | 0
2040-10-06 | 24 | 0 | -14356 | -288 | -763 | 0 | 0 | -109 | 713 | 0 | 0 | 146 | 48 | 160 | 1186 | 3288 | 5929 | 0 | 989 | 0 | 215 | 993 | 0 | 369 | 1200 | 0 | 280 | 0 | 0 | 0 | 0 | 0 | 0 | 0 | 0 | 0
2040-10-07 | 1 | 0.12 | -13544 | -288 | -672 | 0 | -99 | -1203 | 528 | 0 | 0 | 333 | 53 | 160 | 933 | 3288 | 6081 | 0 | 941 | 0 | 212 | 950 | 0 | 790 | 1200 | 0 | 337 | 0 | 0 | 0 | 0 | 0 | 0 | 0 | 0 | 0
2040-10-07 | 2 | 0.12 | -13121 | -288 | -582 | 0 | 0 | -1625 | 528 | 0 | 0 | 333 | 53 | 160 | 933 | 3288 | 5951 | 0 | 906 | 0 | 200 | 938 | 0 | 783 | 1200 | 0 | 343 | 0 | 0 | 0 | 0 | 0 | 0 | 0 | 0 | 0
2040-10-07 | 3 | 0.12 | -12937 | -288 | -527 | 0 | 0 | -1762 | 528 | 0 | 0 | 333 | 53 | 160 | 933 | 3288 | 5846 | 0 | 923 | 0 | 205 | 935 | 0 | 767 | 1200 | 0 | 343 | 0 | 0 | 0 | 0 | 0 | 0 | 0 | 0 | 0
2040-10-07 | 4 | 0.12 | -12963 | -288 | -472 | 0 | 0 | -1247 | 528 | 0 | 0 | 333 | 53 | 160 | 613 | 3288 | 6093 | 0 | 863 | 0 | 198 | 935 | 0 | 366 | 1200 | 0 | 341 | 0 | 0 | 0 | 0 | 0 | 0 | 0 | 0 | 0
2040-10-07 | 5 | 0.12 | -13413 | -288 | -472 | 0 | 0 | -918 | 528 | 0 | 0 | 333 | 53 | 160 | 233 | 3288 | 6639 | 0 | 829 | 0 | 195 | 932 | 0 | 352 | 1200 | 0 | 349 | 0 | 0 | 0 | 0 | 0 | 0 | 0 | 0 | 0
2040-10-07 | 6 | 0.16 | -14785 | -267 | -491 | 0 | 0 | 46 | 528 | 0 | 0 | 333 | 53 | 160 | 378 | 3288 | 6875 | 0 | 786 | 0 | 209 | 930 | 0 | 323 | 1200 | 0 | 434 | 0 | 0 | 0 | 0 | 0 | 0 | 0 | 0 | 0
2040-10-07 | 7 | 0.16 | -17138 | -288 | -545 | 0 | 0 | 623 | 1432 | 0 | 0 | 369 | 53 | 160 | 1219 | 3288 | 6931 | 0 | 819 | 0 | 212 | 935 | 0 | 273 | 1200 | 0 | 457 | 0 | 0 | 0 | 0 | 0 | 0 | 0 | 0 | 0
2040-10-07 | 8 | 0.16 | -18662 | -267 | -636 | 0 | 0 | 534 | 2415 | 0 | 0 | 369 | 53 | 160 | 1664 | 3288 | 7013 | 0 | 792 | 228 | 213 | 942 | 0 | 238 | 1200 | 0 | 457 | 0 | 0 | 0 | 0 | 0 | 0 | 0 | 0 | 0
2040-10-07 | 9 | 0.16 | -19282 | -267 | -763 | 0 | 0 | 42 | 2811 | 0 | 0 | 334 | 53 | 160 | 1664 | 3288 | 7118 | 0 | 755 | 1068 | 213 | 942 | 0 | 232 | 1200 | 0 | 434 | 0 | 0 | 0 | 0 | 0 | 0 | 0 | 0 | 0
2040-10-07 | 10 | 0.12 | -19860 | -246 | -909 | 0 | 0 | -613 | 3181 | 0 | 0 | 333 | 53 | 160 | 1531 | 3288 | 7161 | 0 | 702 | 2248 | 213 | 974 | 0 | 235 | 1200 | 0 | 349 | 0 | 0 | 0 | 0 | 0 | 0 | 0 | 0 | 0
2040-10-07 | 11 | 0.12 | -20364 | -225 | -818 | 0 | 0 | -1814 | 3509 | 0 | 0 | 333 | 53 | 160 | 1531 | 3288 | 6946 | 0 | 577 | 3853 | 212 | 990 | 0 | 229 | 1200 | 0 | 341 | 0 | 0 | 0 | 0 | 0 | 0 | 0 | 0 | 0
2040-10-07 | 12 | 0.11 | -20733 | -188 | -909 | 0 | -863 | -1859 | 3741 | 0 | 0 | 333 | 53 | 160 | 1431 | 3288 | 6870 | 0 | 604 | 5089 | 213 | 992 | 0 | 243 | 1200 | 0 | 336 | 0 | 0 | 0 | 0 | 0 | 0 | 0 | 0 | 0
2040-10-07 | 13 | 0.11 | -20865 | -157 | -981 | 0 | -476 | -1859 | 3826 | 0 | 0 | 333 | 53 | 160 | 1263 | 3288 | 6832 | 0 | 794 | 4800 | 212 | 987 | 0 | 255 | 1200 | 0 | 336 | 0 | 0 | 0 | 0 | 0 | 0 | 0 | 0 | 0
2040-10-07 | 14 | 0.12 | -20934 | -157 | -1018 | 0 | 0 | -1698 | 3873 | 0 | 0 | 333 | 53 | 160 | 1118 | 3288 | 6928 | 0 | 761 | 4292 | 211 | 990 | 0 | 260 | 1200 | 0 | 340 | 0 | 0 | 0 | 0 | 0 | 0 | 0 | 0 | 0
2040-10-07 | 15 | 0.12 | -20780 | -141 | -1054 | 0 | 0 | -224 | 3773 | 0 | 0 | 333 | 53 | 160 | 445 | 3288 | 7054 | 0 | 562 | 3526 | 213 | 992 | 0 | 254 | 1200 | 0 | 347 | 0 | 0 | 0 | 0 | 0 | 0 | 0 | 0 | 0
2040-10-07 | 16 | 0.16 | -20680 | -157 | -999 | 0 | 0 | 505 | 3709 | 0 | 0 | 333 | 53 | 160 | 445 | 3288 | 7155 | 0 | 503 | 2592 | 213 | 996 | 0 | 252 | 1200 | 0 | 434 | 0 | 0 | 0 | 0 | 0 | 0 | 0 | 0 | 0
2040-10-07 | 17 | 0.16 | -20754 | -157 | -999 | 0 | 0 | 1498 | 3757 | 0 | 0 | 438 | 53 | 160 | 955 | 3288 | 6868 | 0 | 378 | 1360 | 213 | 1010 | 0 | 277 | 1200 | 0 | 457 | 0 | 0 | 0 | 0 | 0 | 0 | 0 | 0 | 0
2040-10-07 | 18 | 6.62 | -21072 | -188 | -1018 | 0 | 172 | 1859 | 3963 | 0 | 0 | 511 | 53 | 160 | 1568 | 3288 | 6854 | 0 | 263 | 400 | 215 | 1011 | 0 | 297 | 1200 | 0 | 465 | 0 | 0 | 0 | 0 | 0 | 0 | 0 | 0 | 0
2040-10-07 | 19 | 6.62 | -21487 | -204 | -1054 | 0 | 674 | 1859 | 4227 | 0 | 0 | 645 | 53 | 160 | 1736 | 3288 | 6663 | 0 | 226 | 20 | 215 | 1020 | 0 | 296 | 1200 | 0 | 465 | 0 | 0 | 0 | 0 | 0 | 0 | 0 | 0 | 0
2040-10-07 | 20 | 6.62 | -21109 | -288 | -981 | 0 | 390 | 1859 | 3984 | 0 | 0 | 641 | 53 | 160 | 1881 | 3288 | 6645 | 0 | 264 | 0 | 216 | 1023 | 0 | 310 | 1200 | 0 | 465 | 0 | 0 | 0 | 0 | 0 | 0 | 0 | 0 | 0
2040-10-07 | 21 | 0.16 | -19972 | -366 | -927 | 0 | 0 | 1258 | 3255 | 0 | 0 | 590 | 53 | 160 | 2554 | 3288 | 6570 | 0 | 295 | 0 | 218 | 1026 | 0 | 341 | 1200 | 0 | 457 | 0 | 0 | 0 | 0 | 0 | 0 | 0 | 0 | 0
2040-10-07 | 22 | 0.16 | -18398 | -429 | -836 | 0 | 0 | 713 | 2240 | 0 | 0 | 484 | 53 | 160 | 2554 | 3288 | 6633 | 0 | 287 | 0 | 218 | 1023 | 0 | 361 | 1200 | 0 | 448 | 0 | 0 | 0 | 0 | 0 | 0 | 0 | 0 | 0
2040-10-07 | 23 | 0.16 | -16671 | -497 | -836 | 0 | 0 | 561 | 1136 | 0 | 0 | 483 | 53 | 160 | 2554 | 3288 | 6169 | 0 | 372 | 0 | 218 | 1020 | 0 | 384 | 1200 | 0 | 406 | 0 | 0 | 0 | 0 | 0 | 0 | 0 | 0 | 0
2040-10-07 | 24 | 0 | -15146 | -497 | -763 | 0 | 0 | -6 | 528 | 0 | 0 | 168 | 48 | 160 | 2342 | 3288 | 6342 | 0 | 479 | 0 | 215 | 993 | 0 | 369 | 1200 | 0 | 280 | 0 | 0 | 0 | 0 | 0 | 0 | 0 | 0 | 0
2040-10-08 | 1 | 18.53 | -14055 | -528 | -509 | 0 | -70 | -1859 | 528 | 0 | 0 | 333 | 53 | 160 | 2317 | 3288 | 6095 | 0 | 682 | 0 | 212 | 950 | 0 | 790 | 1200 | 0 | 414 | 0 | 0 | 0 | 0 | 0 | 0 | 0 | 0 | 0
2040-10-08 | 2 | 20.74 | -13544 | -497 | -454 | 0 | 0 | -1393 | 528 | 0 | 0 | 333 | 53 | 160 | 2119 | 3288 | 5107 | 0 | 723 | 0 | 200 | 938 | 0 | 783 | 1200 | 0 | 456 | 0 | 0 | 0 | 0 | 0 | 0 | 0 | 0 | 0
2040-10-08 | 3 | 20.74 | -13204 | -528 | -400 | 0 | 0 | -807 | 528 | 0 | 0 | 333 | 53 | 160 | 1799 | 3288 | 4467 | 0 | 739 | 0 | 205 | 935 | 0 | 767 | 1200 | 0 | 465 | 0 | 0 | 0 | 0 | 0 | 0 | 0 | 0 | 0
2040-10-08 | 4 | 20.74 | -13125 | -565 | -382 | 0 | 0 | -79 | 528 | 0 | 0 | 352 | 53 | 166 | 1794 | 3288 | 3872 | 0 | 934 | 0 | 198 | 935 | 0 | 366 | 1200 | 0 | 465 | 0 | 0 | 0 | 0 | 0 | 0 | 0 | 0 | 0
2040-10-08 | 5 | 24.21 | -13334 | -565 | -363 | 0 | 0 | 0 | 528 | 0 | 0 | 369 | 53 | 292 | 1837 | 3288 | 3694 | 0 | 1058 | 0 | 195 | 932 | 0 | 352 | 1200 | 0 | 465 | 0 | 0 | 0 | 0 | 0 | 0 | 0 | 0 | 0
2040-10-08 | 6 | 28.03 | -14610 | -607 | -382 | 0 | 0 | 1330 | 528 | 0 | 0 | 550 | 53 | 341 | 2325 | 3288 | 2756 | 0 | 1302 | 0 | 209 | 930 | 0 | 323 | 1200 | 0 | 465 | 0 | 0 | 0 | 0 | 0 | 0 | 0 | 0 | 0
2040-10-08 | 7 | 28.03 | -16831 | -643 | -491 | 0 | 0 | 1163 | 2040 | 0 | 0 | 511 | 53 | 335 | 2493 | 3288 | 3620 | 0 | 1379 | 0 | 212 | 935 | 0 | 273 | 1200 | 0 | 465 | 0 | 0 | 0 | 0 | 0 | 0 | 0 | 0 | 0
2040-10-08 | 8 | 28.03 | -18270 | -643 | -600 | 0 | 60 | 574 | 3033 | 0 | 0 | 439 | 53 | 319 | 2057 | 3288 | 5044 | 0 | 1398 | 190 | 213 | 942 | 0 | 238 | 1200 | 0 | 465 | 0 | 0 | 0 | 0 | 0 | 0 | 0 | 0 | 0
2040-10-08 | 9 | 2.22 | -18750 | -607 | -727 | 0 | 0 | -118 | 3366 | 0 | 0 | 334 | 53 | 160 | 1712 | 3288 | 6134 | 0 | 1193 | 911 | 213 | 942 | 0 | 232 | 1200 | 0 | 465 | 0 | 0 | 0 | 0 | 0 | 0 | 0 | 0 | 0
2040-10-08 | 10 | 2.22 | -19024 | -565 | -854 | 0 | 0 | -598 | 3556 | 0 | 0 | 333 | 53 | 160 | 947 | 3288 | 6148 | 0 | 1049 | 2421 | 213 | 974 | 0 | 235 | 1200 | 0 | 465 | 0 | 0 | 0 | 0 | 0 | 0 | 0 | 0 | 0
2040-10-08 | 11 | 2.22 | -19273 | -528 | -818 | 0 | 0 | -1660 | 3725 | 0 | 0 | 333 | 53 | 160 | 704 | 3288 | 6215 | 0 | 817 | 3931 | 212 | 990 | 0 | 229 | 1200 | 0 | 422 | 0 | 0 | 0 | 0 | 0 | 0 | 0 | 0 | 0
2040-10-08 | 12 | -3 | -19379 | -497 | -709 | 0 | -981 | -1859 | 3799 | 0 | 0 | 146 | 48 | 160 | 678 | 3288 | 6326 | 0 | 900 | 5144 | 213 | 992 | 0 | 243 | 1200 | 0 | 289 | 0 | 0 | 0 | 0 | 0 | 0 | 0 | 0 | 0
2040-10-08 | 13 | -35 | -19307 | -460 | -927 | -908 | -2000 | -1859 | 3752 | 0 | 0 | 0 | 48 | 160 | 510 | 3288 | 6430 | 0 | 739 | 7600 | 212 | 987 | 0 | 255 | 1200 | 0 | 280 | 0 | 159 | 0 | 0 | 0 | 0 | 0 | 0 | 0
2040-10-08 | 14 | -3 | -19278 | -429 | -909 | 0 | -1820 | -1859 | 3731 | 0 | 0 | 146 | 48 | 160 | 510 | 3288 | 6283 | 0 | 928 | 6260 | 211 | 990 | 0 | 260 | 1200 | 0 | 280 | 0 | 0 | 0 | 0 | 0 | 0 | 0 | 0 | 0
2040-10-08 | 15 | -3 | -19071 | -397 | -818 | 0 | -929 | -1859 | 3588 | 0 | 0 | 146 | 48 | 160 | 510 | 3288 | 6397 | 0 | 997 | 4993 | 213 | 992 | 0 | 254 | 1200 | 0 | 289 | 0 | 0 | 0 | 0 | 0 | 0 | 0 | 0 | 0
2040-10-08 | 16 | 2.22 | -18899 | -397 | -1072 | 0 | 0 | -1230 | 3472 | 0 | 0 | 333 | 53 | 160 | 220 | 3288 | 6766 | 0 | 988 | 3236 | 213 | 996 | 0 | 252 | 1200 | 0 | 422 | 0 | 0 | 0 | 0 | 0 | 0 | 0 | 0 | 0
2040-10-08 | 17 | 3 | -18996 | -397 | -1381 | 0 | 384 | 297 | 3535 | 0 | 0 | 333 | 53 | 160 | 220 | 3288 | 6898 | 0 | 919 | 1524 | 213 | 1010 | 0 | 277 | 1200 | 0 | 465 | 0 | 0 | 0 | 0 | 0 | 0 | 0 | 0 | 0
2040-10-08 | 18 | 3 | -19378 | -429 | -1654 | 0 | 421 | 1549 | 3799 | 0 | 0 | 400 | 53 | 160 | 220 | 3288 | 7029 | 0 | 937 | 417 | 215 | 1011 | 0 | 297 | 1200 | 0 | 465 | 0 | 0 | 0 | 0 | 0 | 0 | 0 | 0 | 0
2040-10-08 | 19 | 3 | -19998 | -497 | -1581 | 0 | 845 | 1549 | 4227 | 0 | 0 | 438 | 53 | 160 | 220 | 3288 | 7105 | 0 | 985 | 11 | 215 | 1020 | 0 | 296 | 1200 | 0 | 465 | 0 | 0 | 0 | 0 | 0 | 0 | 0 | 0 | 0
2040-10-08 | 20 | 3 | -19824 | -565 | -1109 | 0 | 875 | 1093 | 4106 | 0 | 0 | 429 | 53 | 160 | 220 | 3288 | 7085 | 0 | 975 | 0 | 216 | 1023 | 0 | 310 | 1200 | 0 | 465 | 0 | 0 | 0 | 0 | 0 | 0 | 0 | 0 | 0
2040-10-08 | 21 | 3 | -18884 | -643 | -1018 | 0 | 344 | 1461 | 3456 | 0 | 0 | 369 | 53 | 160 | 0 | 3288 | 7111 | 0 | 1053 | 0 | 218 | 1026 | 0 | 341 | 1200 | 0 | 465 | 0 | 0 | 0 | 0 | 0 | 0 | 0 | 0 | 0
2040-10-08 | 22 | 3 | -17560 | -685 | -854 | 0 | 54 | 1283 | 2547 | 0 | 0 | 334 | 53 | 160 | 0 | 3288 | 7181 | 0 | 934 | 0 | 218 | 1023 | 0 | 361 | 1200 | 0 | 465 | 0 | 0 | 0 | 0 | 0 | 0 | 0 | 0 | 0
2040-10-08 | 23 | 3 | -15974 | -774 | -709 | 0 | 0 | 763 | 1448 | 0 | 0 | 333 | 53 | 160 | 0 | 3288 | 7245 | 0 | 881 | 0 | 218 | 1020 | 0 | 384 | 1200 | 0 | 465 | 0 | 0 | 0 | 0 | 0 | 0 | 0 | 0 | 0
2040-10-08 | 24 | 3 | -14549 | -774 | -582 | 0 | 0 | 177 | 528 | 0 | 0 | 333 | 53 | 160 | 0 | 3288 | 7277 | 0 | 847 | 0 | 215 | 993 | 0 | 369 | 1200 | 0 | 465 | 0 | 0 | 0 | 0 | 0 | 0 | 0 | 0 | 0
2040-10-09 | 1 | 17.29 | -13646 | -774 | -509 | 0 | 0 | -1099 | 528 | 0 | 0 | 333 | 53 | 160 | 0 | 3288 | 7273 | 0 | 776 | 0 | 212 | 950 | 0 | 790 | 1200 | 0 | 465 | 0 | 0 | 0 | 0 | 0 | 0 | 0 | 0 | 0
2040-10-09 | 2 | 17.29 | -13092 | -774 | -454 | 0 | 0 | -1601 | 528 | 0 | 0 | 333 | 53 | 160 | 0 | 3288 | 7270 | 0 | 703 | 0 | 200 | 938 | 0 | 783 | 1200 | 0 | 465 | 0 | 0 | 0 | 0 | 0 | 0 | 0 | 0 | 0
2040-10-09 | 3 | 17.29 | -12818 | -821 | -400 | 0 | 0 | -1841 | 528 | 0 | 0 | 333 | 53 | 160 | 0 | 3288 | 7252 | 0 | 694 | 0 | 205 | 935 | 0 | 767 | 1200 | 0 | 465 | 0 | 0 | 0 | 0 | 0 | 0 | 0 | 0 | 0
2040-10-09 | 4 | 17.29 | -12780 | -868 | -382 | 0 | 0 | -1451 | 528 | 0 | 0 | 333 | 53 | 160 | 0 | 3288 | 7253 | 0 | 702 | 0 | 198 | 935 | 0 | 366 | 1200 | 0 | 465 | 0 | 0 | 0 | 0 | 0 | 0 | 0 | 0 | 0
2040-10-09 | 5 | 17.29 | -13181 | -821 | -363 | 0 | 0 | -1153 | 528 | 0 | 0 | 333 | 53 | 160 | 0 | 3288 | 7248 | 0 | 764 | 0 | 195 | 932 | 0 | 352 | 1200 | 0 | 465 | 0 | 0 | 0 | 0 | 0 | 0 | 0 | 0 | 0
2040-10-09 | 6 | 17.29 | -14421 | -821 | -382 | 0 | 0 | -116 | 528 | 0 | 0 | 333 | 53 | 160 | 239 | 3288 | 7248 | 0 | 765 | 0 | 209 | 930 | 0 | 323 | 1200 | 0 | 465 | 0 | 0 | 0 | 0 | 0 | 0 | 0 | 0 | 0
2040-10-09 | 7 | 23.37 | -16684 | -821 | -491 | 0 | 0 | 208 | 1723 | 0 | 0 | 333 | 53 | 205 | 1088 | 3288 | 7240 | 0 | 774 | 0 | 212 | 935 | 0 | 273 | 1200 | 0 | 465 | 0 | 0 | 0 | 0 | 0 | 0 | 0 | 0 | 0
2040-10-09 | 8 | 23.37 | -18072 | -821 | -600 | 0 | 0 | 700 | 2658 | 0 | 0 | 356 | 53 | 198 | 1088 | 3288 | 7255 | 0 | 584 | 254 | 213 | 942 | 0 | 238 | 1200 | 0 | 465 | 0 | 0 | 0 | 0 | 0 | 0 | 0 | 0 | 0
2040-10-09 | 9 | 23.37 | -18610 | -774 | -727 | 0 | 0 | 52 | 3022 | 0 | 0 | 333 | 53 | 198 | 1308 | 3288 | 7233 | 0 | 462 | 1110 | 213 | 942 | 0 | 232 | 1200 | 0 | 465 | 0 | 0 | 0 | 0 | 0 | 0 | 0 | 0 | 0
2040-10-09 | 10 | 17.29 | -18964 | -727 | -854 | 0 | 0 | -521 | 3266 | 0 | 0 | 333 | 53 | 160 | 1043 | 3288 | 7244 | 0 | 367 | 2227 | 213 | 974 | 0 | 235 | 1200 | 0 | 465 | 0 | 0 | 0 | 0 | 0 | 0 | 0 | 0 | 0
2040-10-09 | 11 | 17.29 | -19308 | -727 | -818 | 0 | 0 | -961 | 3498 | 0 | 0 | 333 | 53 | 160 | 1043 | 3288 | 7251 | 0 | 307 | 2786 | 212 | 990 | 0 | 229 | 1200 | 0 | 465 | 0 | 0 | 0 | 0 | 0 | 0 | 0 | 0 | 0
2040-10-09 | 12 | 17.29 | -19460 | -643 | -709 | 0 | 0 | -1714 | 3598 | 0 | 0 | 333 | 53 | 160 | 1043 | 3288 | 7255 | 0 | 302 | 3381 | 213 | 992 | 0 | 243 | 1200 | 0 | 465 | 0 | 0 | 0 | 0 | 0 | 0 | 0 | 0 | 0
2040-10-09 | 13 | 14.52 | -19478 | -643 | -927 | 0 | -1510 | -1859 | 3614 | 0 | 0 | 333 | 53 | 160 | 1043 | 3288 | 7230 | 0 | 291 | 5286 | 212 | 987 | 0 | 255 | 1200 | 0 | 465 | 0 | 0 | 0 | 0 | 0 | 0 | 0 | 0 | 0
2040-10-09 | 14 | 17.29 | -19410 | -685 | -909 | 0 | 0 | -1102 | 3567 | 0 | 0 | 333 | 53 | 160 | 805 | 3288 | 7238 | 0 | 275 | 3262 | 211 | 990 | 0 | 260 | 1200 | 0 | 465 | 0 | 0 | 0 | 0 | 0 | 0 | 0 | 0 | 0
2040-10-09 | 15 | 17.29 | -19249 | -643 | -818 | 0 | 0 | -66 | 3456 | 0 | 0 | 333 | 53 | 160 | 220 | 3288 | 7259 | 0 | 247 | 2637 | 213 | 992 | 0 | 254 | 1200 | 0 | 465 | 0 | 0 | 0 | 0 | 0 | 0 | 0 | 0 | 0
2040-10-09 | 16 | 23.37 | -19138 | -685 | -1072 | 0 | 0 | 825 | 3382 | 0 | 0 | 333 | 53 | 198 | 220 | 3288 | 7269 | 0 | 252 | 1950 | 213 | 996 | 0 | 252 | 1200 | 0 | 465 | 0 | 0 | 0 | 0 | 0 | 0 | 0 | 0 | 0
2040-10-09 | 17 | 23.37 | -19384 | -685 | -1381 | 0 | 299 | 1649 | 3546 | 0 | 0 | 383 | 53 | 205 | 220 | 3288 | 7261 | 0 | 293 | 1090 | 213 | 1010 | 0 | 277 | 1200 | 0 | 465 | 0 | 0 | 0 | 0 | 0 | 0 | 0 | 0 | 0
2040-10-09 | 18 | 23.37 | -19862 | -727 | -1654 | 124 | 1204 | 1640 | 3873 | 0 | 0 | 483 | 53 | 205 | 220 | 3288 | 7261 | 0 | 353 | 352 | 215 | 1011 | 0 | 297 | 1200 | 0 | 465 | 0 | 0 | 0 | 0 | 0 | 0 | 0 | 0 | 0
2040-10-09 | 19 | 23.37 | -20387 | -774 | -1581 | 506 | 1027 | 1637 | 4227 | 0 | 0 | 511 | 53 | 205 | 440 | 3288 | 7262 | 0 | 388 | 4 | 215 | 1020 | 0 | 296 | 1200 | 0 | 465 | 0 | 0 | 0 | 0 | 0 | 0 | 0 | 0 | 0
2040-10-09 | 20 | 23.37 | -20091 | -821 | -1109 | 152 | 593 | 1572 | 4026 | 0 | 0 | 483 | 53 | 205 | 679 | 3288 | 7265 | 0 | 493 | 0 | 216 | 1023 | 0 | 310 | 1200 | 0 | 465 | 0 | 0 | 0 | 0 | 0 | 0 | 0 | 0 | 0
2040-10-09 | 21 | 23.37 | -19192 | -821 | -1018 | 0 | 0 | 1386 | 3419 | 0 | 0 | 438 | 53 | 198 | 1039 | 3288 | 7264 | 0 | 697 | 0 | 218 | 1026 | 0 | 341 | 1200 | 0 | 465 | 0 | 0 | 0 | 0 | 0 | 0 | 0 | 0 | 0
2040-10-09 | 22 | 23.37 | -17852 | -821 | -854 | 0 | 181 | 310 | 2510 | 0 | 0 | 369 | 53 | 198 | 1308 | 3288 | 7252 | 0 | 792 | 0 | 218 | 1023 | 0 | 361 | 1200 | 0 | 465 | 0 | 0 | 0 | 0 | 0 | 0 | 0 | 0 | 0
2040-10-09 | 23 | 19.46 | -16187 | -821 | -709 | 0 | 0 | 0 | 1384 | 0 | 0 | 333 | 53 | 160 | 1138 | 3288 | 7241 | 0 | 833 | 0 | 218 | 1020 | 0 | 384 | 1200 | 0 | 465 | 0 | 0 | 0 | 0 | 0 | 0 | 0 | 0 | 0
2040-10-09 | 24 | 0 | -14752 | -774 | -582 | 0 | 0 | -303 | 528 | 0 | 0 | 146 | 48 | 160 | 1053 | 3288 | 7260 | 0 | 819 | 0 | 215 | 993 | 0 | 369 | 1200 | 0 | 332 | 0 | 0 | 0 | 0 | 0 | 0 | 0 | 0 | 0
2040-10-10 | 1 | 4.64 | -13748 | -774 | -509 | 0 | -261 | -1859 | 528 | 0 | 0 | 333 | 53 | 160 | 1053 | 3288 | 7257 | 0 | 863 | 0 | 212 | 950 | 0 | 790 | 1200 | 0 | 465 | 0 | 0 | 0 | 0 | 0 | 0 | 0 | 0 | 0
2040-10-10 | 2 | 4.64 | -13297 | -821 | -454 | 0 | -751 | -1859 | 528 | 0 | 0 | 333 | 53 | 160 | 1053 | 3288 | 7261 | 0 | 921 | 0 | 200 | 938 | 0 | 783 | 1200 | 0 | 465 | 0 | 0 | 0 | 0 | 0 | 0 | 0 | 0 | 0
2040-10-10 | 3 | 4.64 | -12993 | -774 | -400 | 0 | -1175 | -1859 | 528 | 0 | 0 | 333 | 53 | 160 | 1053 | 3288 | 7267 | 0 | 947 | 0 | 205 | 935 | 0 | 767 | 1200 | 0 | 465 | 0 | 0 | 0 | 0 | 0 | 0 | 0 | 0 | 0
2040-10-10 | 4 | 8.79 | -13014 | -774 | -382 | 0 | 0 | -1130 | 528 | 0 | 0 | 333 | 53 | 160 | 815 | 3288 | 6113 | 0 | 846 | 0 | 198 | 935 | 0 | 366 | 1200 | 0 | 465 | 0 | 0 | 0 | 0 | 0 | 0 | 0 | 0 | 0
2040-10-10 | 5 | 8.79 | -13346 | -774 | -363 | 0 | 0 | -606 | 528 | 0 | 0 | 333 | 53 | 160 | 235 | 3288 | 6508 | 0 | 842 | 0 | 195 | 932 | 0 | 352 | 1200 | 0 | 465 | 0 | 0 | 0 | 0 | 0 | 0 | 0 | 0 | 0
2040-10-10 | 6 | 11.89 | -14682 | -774 | -382 | 0 | 65 | 426 | 528 | 0 | 0 | 333 | 53 | 160 | 260 | 3288 | 6697 | 0 | 900 | 0 | 209 | 930 | 0 | 323 | 1200 | 0 | 465 | 0 | 0 | 0 | 0 | 0 | 0 | 0 | 0 | 0
2040-10-10 | 7 | 11.89 | -17041 | -821 | -491 | 0 | 729 | 1549 | 2092 | 0 | 0 | 410 | 53 | 160 | 30 | 3288 | 6071 | 0 | 886 | 0 | 212 | 935 | 0 | 273 | 1200 | 0 | 465 | 0 | 0 | 0 | 0 | 0 | 0 | 0 | 0 | 0
2040-10-10 | 8 | 11.89 | -18398 | -821 | -600 | 0 | 634 | 1549 | 3022 | 0 | 0 | 369 | 53 | 160 | 5 | 3288 | 6544 | 0 | 839 | 298 | 213 | 942 | 0 | 238 | 1200 | 0 | 465 | 0 | 0 | 0 | 0 | 0 | 0 | 0 | 0 | 0
2040-10-10 | 9 | 11.89 | -18833 | -821 | -727 | 0 | 10 | 772 | 3324 | 0 | 0 | 333 | 53 | 160 | 5 | 3288 | 7234 | 0 | 748 | 1403 | 213 | 942 | 0 | 232 | 1200 | 0 | 465 | 0 | 0 | 0 | 0 | 0 | 0 | 0 | 0 | 0
2040-10-10 | 10 | 8.79 | -19068 | -774 | -854 | 0 | 0 | -447 | 3482 | 0 | 0 | 333 | 53 | 160 | 0 | 3288 | 7287 | 0 | 594 | 2860 | 213 | 974 | 0 | 235 | 1200 | 0 | 465 | 0 | 0 | 0 | 0 | 0 | 0 | 0 | 0 | 0
2040-10-10 | 11 | 8.79 | -19308 | -727 | -818 | 0 | 0 | -1814 | 3646 | 0 | 0 | 333 | 53 | 160 | 0 | 3288 | 7300 | 0 | 519 | 4272 | 212 | 990 | 0 | 229 | 1200 | 0 | 465 | 0 | 0 | 0 | 0 | 0 | 0 | 0 | 0 | 0
2040-10-10 | 12 | 4.64 | -19415 | -685 | -709 | 0 | -1310 | -1859 | 3720 | 0 | 0 | 333 | 53 | 160 | 0 | 3288 | 7287 | 0 | 473 | 5552 | 213 | 992 | 0 | 243 | 1200 | 0 | 465 | 0 | 0 | 0 | 0 | 0 | 0 | 0 | 0 | 0
2040-10-10 | 13 | 4.64 | -19331 | -565 | -927 | 0 | -1262 | -1859 | 3662 | 0 | 0 | 333 | 53 | 160 | 0 | 3288 | 7276 | 0 | 423 | 5630 | 212 | 987 | 0 | 255 | 1200 | 0 | 465 | 0 | 0 | 0 | 0 | 0 | 0 | 0 | 0 | 0
2040-10-10 | 14 | 4.64 | -19308 | -528 | -909 | 0 | -846 | -1859 | 3646 | 0 | 0 | 333 | 53 | 160 | 0 | 3288 | 7278 | 0 | 387 | 5180 | 211 | 990 | 0 | 260 | 1200 | 0 | 465 | 0 | 0 | 0 | 0 | 0 | 0 | 0 | 0 | 0
2040-10-10 | 15 | 4.64 | -19093 | -528 | -818 | 0 | -139 | -1859 | 3503 | 0 | 0 | 333 | 53 | 160 | 0 | 3288 | 7267 | 0 | 364 | 4345 | 213 | 992 | 0 | 254 | 1200 | 0 | 465 | 0 | 0 | 0 | 0 | 0 | 0 | 0 | 0 | 0
2040-10-10 | 16 | 8.79 | -19012 | -497 | -1072 | 0 | 0 | -243 | 3445 | 0 | 0 | 333 | 53 | 160 | 0 | 3288 | 7217 | 0 | 361 | 2842 | 213 | 996 | 0 | 252 | 1200 | 0 | 465 | 0 | 0 | 0 | 0 | 0 | 0 | 0 | 0 | 0
2040-10-10 | 17 | 11.89 | -19140 | -528 | -1381 | 0 | 321 | 1172 | 3535 | 0 | 0 | 334 | 53 | 160 | 0 | 3288 | 7278 | 0 | 406 | 1338 | 213 | 1010 | 0 | 277 | 1200 | 0 | 465 | 0 | 0 | 0 | 0 | 0 | 0 | 0 | 0 | 0
2040-10-10 | 18 | 11.89 | -19554 | -528 | -1654 | 0 | 887 | 1549 | 3815 | 0 | 0 | 438 | 53 | 160 | 0 | 3288 | 7281 | 0 | 625 | 453 | 215 | 1011 | 0 | 297 | 1200 | 0 | 465 | 0 | 0 | 0 | 0 | 0 | 0 | 0 | 0 | 0
2040-10-10 | 19 | 11.89 | -20154 | -565 | -1581 | 0 | 1178 | 1549 | 4227 | 0 | 0 | 459 | 53 | 160 | 5 | 3288 | 7279 | 0 | 903 | 4 | 215 | 1020 | 0 | 296 | 1200 | 0 | 465 | 0 | 0 | 0 | 0 | 0 | 0 | 0 | 0 | 0
2040-10-10 | 20 | 11.89 | -20030 | -607 | -1109 | 0 | 610 | 1549 | 4143 | 0 | 0 | 400 | 53 | 160 | 5 | 3288 | 7307 | 0 | 1017 | 0 | 216 | 1023 | 0 | 310 | 1200 | 0 | 465 | 0 | 0 | 0 | 0 | 0 | 0 | 0 | 0 | 0
2040-10-10 | 21 | 11.89 | -19142 | -607 | -1018 | 0 | 180 | 1549 | 3535 | 0 | 0 | 369 | 53 | 160 | 5 | 3288 | 7294 | 0 | 1084 | 0 | 218 | 1026 | 0 | 341 | 1200 | 0 | 465 | 0 | 0 | 0 | 0 | 0 | 0 | 0 | 0 | 0
2040-10-10 | 22 | 11.89 | -17863 | -643 | -854 | 0 | 175 | 1021 | 2658 | 0 | 0 | 333 | 53 | 160 | 5 | 3288 | 7285 | 0 | 1116 | 0 | 218 | 1023 | 0 | 361 | 1200 | 0 | 465 | 0 | 0 | 0 | 0 | 0 | 0 | 0 | 0 | 0
2040-10-10 | 23 | 11.89 | -16368 | -643 | -709 | 0 | 122 | 305 | 1633 | 0 | 0 | 333 | 53 | 160 | 5 | 3288 | 7318 | 0 | 1218 | 0 | 218 | 1020 | 0 | 384 | 1200 | 0 | 465 | 0 | 0 | 0 | 0 | 0 | 0 | 0 | 0 | 0
2040-10-10 | 24 | 11.89 | -14974 | -643 | -582 | 0 | 26 | 0 | 682 | 0 | 0 | 333 | 53 | 160 | 5 | 3288 | 7327 | 0 | 1085 | 0 | 215 | 993 | 0 | 369 | 1200 | 0 | 465 | 0 | 0 | 0 | 0 | 0 | 0 | 0 | 0 | 0
2040-10-11 | 1 | 0 | -13867 | -685 | -509 | 0 | 0 | -1111 | 528 | 0 | 0 | 312 | 48 | 160 | 5 | 3288 | 7342 | 0 | 1005 | 0 | 212 | 950 | 0 | 790 | 1200 | 0 | 332 | 0 | 0 | 0 | 0 | 0 | 0 | 0 | 0 | 0
2040-10-11 | 2 | 0 | -13309 | -685 | -454 | 0 | 0 | -1597 | 528 | 0 | 0 | 243 | 48 | 160 | 5 | 3288 | 7351 | 0 | 1012 | 0 | 200 | 938 | 0 | 783 | 1200 | 0 | 289 | 0 | 0 | 0 | 0 | 0 | 0 | 0 | 0 | 0
2040-10-11 | 3 | 0 | -13021 | -727 | -400 | 0 | 0 | -1664 | 528 | 0 | 0 | 146 | 48 | 160 | 0 | 3288 | 7351 | 0 | 903 | 0 | 205 | 935 | 0 | 767 | 1200 | 0 | 280 | 0 | 0 | 0 | 0 | 0 | 0 | 0 | 0 | 0
2040-10-11 | 4 | 0 | -12983 | -774 | -382 | 0 | 0 | -1220 | 528 | 0 | 0 | 146 | 48 | 160 | 0 | 3288 | 7359 | 0 | 850 | 0 | 198 | 935 | 0 | 366 | 1200 | 0 | 280 | 0 | 0 | 0 | 0 | 0 | 0 | 0 | 0 | 0
2040-10-11 | 5 | 0 | -13331 | -821 | -363 | 0 | 0 | -833 | 528 | 0 | 0 | 146 | 48 | 160 | 0 | 3288 | 7372 | 0 | 847 | 0 | 195 | 932 | 0 | 352 | 1200 | 0 | 280 | 0 | 0 | 0 | 0 | 0 | 0 | 0 | 0 | 0
2040-10-11 | 6 | 0 | -14591 | -821 | -382 | 0 | 0 | 0 | 734 | 0 | 0 | 265 | 48 | 160 | 0 | 3288 | 7374 | 0 | 983 | 0 | 209 | 930 | 0 | 323 | 1200 | 0 | 280 | 0 | 0 | 0 | 0 | 0 | 0 | 0 | 0 | 0
2040-10-11 | 7 | 0 | -16782 | -821 | -491 | 0 | 0 | 810 | 2277 | 0 | 0 | 333 | 48 | 160 | 0 | 3288 | 7363 | 0 | 914 | 0 | 212 | 935 | 0 | 273 | 1200 | 0 | 280 | 0 | 0 | 0 | 0 | 0 | 0 | 0 | 0 | 0
2040-10-11 | 8 | 0 | -18179 | -868 | -600 | 0 | 0 | 1217 | 3266 | 0 | 0 | 333 | 48 | 160 | 0 | 3288 | 7342 | 0 | 853 | 268 | 213 | 942 | 0 | 238 | 1200 | 0 | 280 | 0 | 0 | 0 | 0 | 0 | 0 | 0 | 0 | 0
2040-10-11 | 9 | 0 | -18778 | -821 | -727 | 0 | 0 | 432 | 3688 | 0 | 0 | 333 | 48 | 160 | 0 | 3288 | 7343 | 0 | 787 | 1380 | 213 | 942 | 0 | 232 | 1200 | 0 | 280 | 0 | 0 | 0 | 0 | 0 | 0 | 0 | 0 | 0
2040-10-11 | 10 | 0 | -19089 | -727 | -854 | 0 | 0 | -726 | 3910 | 0 | 0 | 146 | 48 | 160 | 0 | 3288 | 7320 | 0 | 789 | 2833 | 213 | 974 | 0 | 235 | 1200 | 0 | 280 | 0 | 0 | 0 | 0 | 0 | 0 | 0 | 0 | 0
2040-10-11 | 11 | -3 | -19269 | -685 | -818 | 0 | -53 | -1859 | 4037 | 0 | 0 | 146 | 48 | 160 | 0 | 3288 | 7323 | 0 | 694 | 4077 | 212 | 990 | 0 | 229 | 1200 | 0 | 280 | 0 | 0 | 0 | 0 | 0 | 0 | 0 | 0 | 0
2040-10-11 | 12 | -3 | -19336 | -643 | -709 | 0 | -710 | -1859 | 4085 | 0 | 0 | 146 | 48 | 160 | 0 | 3288 | 7307 | 0 | 653 | 4642 | 213 | 992 | 0 | 243 | 1200 | 0 | 280 | 0 | 0 | 0 | 0 | 0 | 0 | 0 | 0 | 0
2040-10-11 | 13 | -3 | -19230 | -607 | -927 | 0 | -271 | -1859 | 4011 | 0 | 0 | 146 | 48 | 160 | 0 | 3288 | 7306 | 0 | 649 | 4351 | 212 | 987 | 0 | 255 | 1200 | 0 | 280 | 0 | 0 | 0 | 0 | 0 | 0 | 0 | 0 | 0
2040-10-11 | 14 | 0 | -19156 | -565 | -909 | 0 | 0 | -1819 | 3958 | 0 | 0 | 146 | 48 | 160 | 0 | 3288 | 7315 | 0 | 779 | 3814 | 211 | 990 | 0 | 260 | 1200 | 0 | 280 | 0 | 0 | 0 | 0 | 0 | 0 | 0 | 0 | 0
2040-10-11 | 15 | 0 | -18899 | -528 | -818 | 0 | 0 | -1073 | 3778 | 0 | 0 | 146 | 48 | 160 | 0 | 3288 | 7315 | 0 | 834 | 2810 | 213 | 992 | 0 | 254 | 1200 | 0 | 280 | 0 | 0 | 0 | 0 | 0 | 0 | 0 | 0 | 0
2040-10-11 | 16 | 0 | -18713 | -565 | -1072 | 0 | 0 | -167 | 3646 | 0 | 0 | 146 | 48 | 160 | 0 | 3288 | 7293 | 0 | 818 | 2177 | 213 | 996 | 0 | 252 | 1200 | 0 | 280 | 0 | 0 | 0 | 0 | 0 | 0 | 0 | 0 | 0
2040-10-11 | 17 | 0 | -18766 | -565 | -1381 | 0 | 0 | 787 | 3683 | 0 | 0 | 333 | 48 | 160 | 0 | 3288 | 7285 | 0 | 808 | 1331 | 213 | 1010 | 0 | 277 | 1200 | 0 | 289 | 0 | 0 | 0 | 0 | 0 | 0 | 0 | 0 | 0
2040-10-11 | 18 | 0.11 | -19078 | -643 | -1654 | 0 | 0 | 1859 | 3900 | 0 | 0 | 369 | 53 | 160 | 0 | 3288 | 7285 | 0 | 908 | 472 | 215 | 1011 | 0 | 297 | 1200 | 0 | 359 | 0 | 0 | 0 | 0 | 0 | 0 | 0 | 0 | 0
2040-10-11 | 19 | 3 | -19538 | -643 | -1581 | 0 | 323 | 1859 | 4227 | 0 | 0 | 378 | 53 | 160 | 0 | 3288 | 7289 | 0 | 986 | 4 | 215 | 1020 | 0 | 296 | 1200 | 0 | 465 | 0 | 0 | 0 | 0 | 0 | 0 | 0 | 0 | 0
2040-10-11 | 20 | 0 | -19255 | -685 | -1109 | 0 | 0 | 1784 | 4026 | 0 | 0 | 334 | 48 | 160 | 0 | 3288 | 7311 | 0 | 1018 | 0 | 216 | 1023 | 0 | 310 | 1200 | 0 | 332 | 0 | 0 | 0 | 0 | 0 | 0 | 0 | 0 | 0
2040-10-11 | 21 | 0 | -18525 | -685 | -1018 | 0 | 0 | 1495 | 3514 | 0 | 0 | 333 | 48 | 160 | 0 | 3288 | 7313 | 0 | 1003 | 0 | 218 | 1026 | 0 | 341 | 1200 | 0 | 289 | 0 | 0 | 0 | 0 | 0 | 0 | 0 | 0 | 0
2040-10-11 | 22 | 0 | -17499 | -685 | -854 | 0 | 0 | 1055 | 2785 | 0 | 0 | 333 | 48 | 160 | 0 | 3288 | 7315 | 0 | 972 | 0 | 218 | 1023 | 0 | 361 | 1200 | 0 | 280 | 0 | 0 | 0 | 0 | 0 | 0 | 0 | 0 | 0
2040-10-11 | 23 | 0 | -16177 | -685 | -709 | 0 | 0 | 384 | 1855 | 0 | 0 | 333 | 48 | 160 | 0 | 3288 | 7326 | 0 | 1075 | 0 | 218 | 1020 | 0 | 384 | 1200 | 0 | 280 | 0 | 0 | 0 | 0 | 0 | 0 | 0 | 0 | 0
2040-10-11 | 24 | 0 | -14872 | -727 | -582 | 0 | 0 | 0 | 930 | 0 | 0 | 312 | 48 | 160 | 0 | 3288 | 7339 | 0 | 1047 | 0 | 215 | 993 | 0 | 369 | 1200 | 0 | 280 | 0 | 0 | 0 | 0 | 0 | 0 | 0 | 0 | 0
2040-10-12 | 1 | 14.53 | -13815 | -727 | -509 | 0 | -513 | -1146 | 946 | 0 | 0 | 333 | 53 | 160 | 0 | 3288 | 7333 | 0 | 1031 | 0 | 212 | 950 | 0 | 790 | 1200 | 0 | 414 | 0 | 0 | 0 | 0 | 0 | 0 | 0 | 0 | 0
2040-10-12 | 2 | 14.53 | -13233 | -774 | -454 | 0 | -150 | -1560 | 528 | 0 | 0 | 333 | 53 | 160 | 0 | 3288 | 7326 | 0 | 906 | 0 | 200 | 938 | 0 | 783 | 1200 | 0 | 456 | 0 | 0 | 0 | 0 | 0 | 0 | 0 | 0 | 0
2040-10-12 | 3 | 14.53 | -12915 | -774 | -400 | 0 | -797 | -1275 | 528 | 0 | 0 | 333 | 53 | 160 | 0 | 3288 | 7331 | 0 | 897 | 0 | 205 | 935 | 0 | 767 | 1200 | 0 | 465 | 0 | 0 | 0 | 0 | 0 | 0 | 0 | 0 | 0
2040-10-12 | 4 | 14.53 | -12754 | -774 | -382 | 0 | -450 | -1414 | 528 | 0 | 0 | 333 | 53 | 160 | 0 | 3288 | 7339 | 0 | 908 | 0 | 198 | 935 | 0 | 366 | 1200 | 0 | 465 | 0 | 0 | 0 | 0 | 0 | 0 | 0 | 0 | 0
2040-10-12 | 5 | 14.53 | -12850 | -774 | -363 | 0 | -96 | -1514 | 528 | 0 | 0 | 333 | 53 | 160 | 0 | 3288 | 7278 | 0 | 813 | 0 | 195 | 932 | 0 | 352 | 1200 | 0 | 465 | 0 | 0 | 0 | 0 | 0 | 0 | 0 | 0 | 0
2040-10-12 | 6 | 14.53 | -13332 | -774 | -382 | 0 | -150 | -795 | 576 | 0 | 0 | 333 | 53 | 160 | 0 | 3288 | 7148 | 0 | 748 | 0 | 209 | 930 | 0 | 323 | 1200 | 0 | 465 | 0 | 0 | 0 | 0 | 0 | 0 | 0 | 0 | 0
2040-10-12 | 7 | 14.53 | -14249 | -774 | -491 | 0 | -92 | -187 | 1273 | 0 | 0 | 333 | 53 | 160 | 0 | 3288 | 6858 | 0 | 744 | 0 | 212 | 935 | 0 | 273 | 1200 | 0 | 465 | 0 | 0 | 0 | 0 | 0 | 0 | 0 | 0 | 0
2040-10-12 | 8 | 19.63 | -15306 | -774 | -600 | 0 | 0 | 497 | 2082 | 0 | 0 | 333 | 53 | 160 | 0 | 3288 | 6280 | 0 | 728 | 202 | 213 | 942 | 0 | 238 | 1200 | 0 | 465 | 0 | 0 | 0 | 0 | 0 | 0 | 0 | 0 | 0
2040-10-12 | 9 | 19.63 | -16459 | -774 | -727 | 0 | 0 | 596 | 2959 | 0 | 0 | 333 | 53 | 160 | 0 | 3288 | 6158 | 0 | 601 | 760 | 213 | 942 | 0 | 232 | 1200 | 0 | 465 | 0 | 0 | 0 | 0 | 0 | 0 | 0 | 0 | 0
2040-10-12 | 10 | 19.63 | -17261 | -727 | -854 | 0 | 0 | 310 | 3572 | 0 | 0 | 333 | 53 | 160 | 0 | 3288 | 5410 | 0 | 729 | 1901 | 213 | 974 | 0 | 235 | 1200 | 0 | 465 | 0 | 0 | 0 | 0 | 0 | 0 | 0 | 0 | 0
2040-10-12 | 11 | 14.53 | -17675 | -685 | -818 | 0 | -150 | -350 | 3884 | 0 | 0 | 333 | 53 | 160 | 0 | 3288 | 5590 | 0 | 503 | 2772 | 212 | 990 | 0 | 229 | 1200 | 0 | 465 | 0 | 0 | 0 | 0 | 0 | 0 | 0 | 0 | 0
2040-10-12 | 12 | 14.53 | -17701 | -643 | -709 | 0 | -724 | -1859 | 3905 | 0 | 0 | 333 | 53 | 160 | 0 | 3288 | 6508 | 0 | 364 | 3914 | 213 | 992 | 0 | 243 | 1200 | 0 | 465 | 0 | 0 | 0 | 0 | 0 | 0 | 0 | 0 | 0
2040-10-12 | 13 | 14.53 | -17550 | -643 | -927 | 0 | -1295 | -1859 | 3789 | 0 | 0 | 333 | 53 | 160 | 0 | 3288 | 6882 | 0 | 241 | 4409 | 212 | 987 | 0 | 255 | 1200 | 0 | 465 | 0 | 0 | 0 | 0 | 0 | 0 | 0 | 0 | 0
2040-10-12 | 14 | 14.53 | -17384 | -607 | -909 | 0 | -1398 | -1831 | 3662 | 0 | 0 | 333 | 53 | 160 | 0 | 3288 | 6955 | 0 | 170 | 4383 | 211 | 990 | 0 | 260 | 1200 | 0 | 465 | 0 | 0 | 0 | 0 | 0 | 0 | 0 | 0 | 0
2040-10-12 | 15 | 14.53 | -17128 | -528 | -818 | 0 | -1132 | -1859 | 3472 | 0 | 0 | 333 | 53 | 160 | 0 | 3288 | 6864 | 0 | 150 | 4023 | 213 | 992 | 0 | 254 | 1200 | 0 | 465 | 0 | 0 | 0 | 0 | 0 | 0 | 0 | 0 | 0
2040-10-12 | 16 | 14.53 | -17016 | -528 | -1072 | 0 | -261 | -1275 | 3382 | 0 | 0 | 333 | 53 | 160 | 0 | 3288 | 6271 | 0 | 120 | 3421 | 213 | 996 | 0 | 252 | 1200 | 0 | 465 | 0 | 0 | 0 | 0 | 0 | 0 | 0 | 0 | 0
2040-10-12 | 17 | 23.38 | -17182 | -528 | -1381 | 0 | 0 | 134 | 3509 | 0 | 0 | 333 | 53 | 212 | 1088 | 3288 | 5286 | 0 | 115 | 1910 | 213 | 1010 | 0 | 277 | 1200 | 0 | 465 | 0 | 0 | 0 | 0 | 0 | 0 | 0 | 0 | 0
2040-10-12 | 18 | 23.38 | -17589 | -497 | -1654 | 0 | 632 | 1246 | 3820 | 0 | 0 | 459 | 53 | 212 | 1088 | 3288 | 5107 | 0 | 118 | 528 | 215 | 1011 | 0 | 297 | 1200 | 0 | 465 | 0 | 0 | 0 | 0 | 0 | 0 | 0 | 0 | 0
2040-10-12 | 19 | 23.38 | -18124 | -528 | -1581 | 0 | 814 | 1695 | 4227 | 0 | 0 | 595 | 53 | 212 | 1528 | 3288 | 4494 | 0 | 128 | 4 | 215 | 1020 | 0 | 296 | 1200 | 0 | 465 | 0 | 0 | 0 | 0 | 0 | 0 | 0 | 0 | 0
2040-10-12 | 20 | 23.38 | -17951 | -565 | -1109 | 0 | 1029 | 1677 | 4095 | 0 | 0 | 674 | 53 | 212 | 1528 | 3288 | 3685 | 0 | 171 | 0 | 216 | 1023 | 0 | 310 | 1200 | 0 | 465 | 0 | 0 | 0 | 0 | 0 | 0 | 0 | 0 | 0
2040-10-12 | 21 | 23.38 | -17343 | -643 | -1018 | 0 | 1476 | 1694 | 3630 | 0 | 0 | 713 | 53 | 212 | 1528 | 3288 | 2979 | 0 | 181 | 0 | 218 | 1026 | 0 | 341 | 1200 | 0 | 465 | 0 | 0 | 0 | 0 | 0 | 0 | 0 | 0 | 0
2040-10-12 | 22 | 23.38 | -16502 | -727 | -854 | 0 | 1396 | 1694 | 2991 | 0 | 0 | 693 | 53 | 212 | 1528 | 3288 | 2743 | 0 | 219 | 0 | 218 | 1023 | 0 | 361 | 1200 | 0 | 465 | 0 | 0 | 0 | 0 | 0 | 0 | 0 | 0 | 0
2040-10-12 | 23 | 23.38 | -15417 | -774 | -709 | 0 | 1094 | 1695 | 2166 | 0 | 0 | 674 | 53 | 212 | 1528 | 3288 | 2641 | 0 | 263 | 0 | 218 | 1020 | 0 | 384 | 1200 | 0 | 465 | 0 | 0 | 0 | 0 | 0 | 0 | 0 | 0 | 0
2040-10-12 | 24 | 23.38 | -14308 | -727 | -582 | 0 | 329 | 1283 | 1321 | 0 | 0 | 595 | 53 | 212 | 2383 | 3288 | 2623 | 0 | 288 | 0 | 215 | 993 | 0 | 369 | 1200 | 0 | 465 | 0 | 0 | 0 | 0 | 0 | 0 | 0 | 0 | 0
2040-10-13 | 1 | 26.7 | -13396 | -727 | -672 | 0 | 0 | -423 | 597 | 0 | 0 | 674 | 53 | 319 | 4286 | 3288 | 2044 | 0 | 341 | 0 | 212 | 950 | 0 | 790 | 1200 | 0 | 465 | 0 | 0 | 0 | 0 | 0 | 0 | 0 | 0 | 0
2040-10-13 | 2 | 26.7 | -12866 | -727 | -582 | 0 | 0 | -561 | 528 | 0 | 0 | 650 | 53 | 335 | 4285 | 3288 | 1526 | 0 | 485 | 0 | 200 | 938 | 0 | 783 | 1200 | 0 | 465 | 0 | 0 | 0 | 0 | 0 | 0 | 0 | 0 | 0
2040-10-13 | 3 | 26.7 | -12559 | -727 | -527 | 0 | 0 | -489 | 528 | 0 | 0 | 674 | 53 | 341 | 4285 | 3288 | 979 | 0 | 583 | 0 | 205 | 935 | 0 | 767 | 1200 | 0 | 465 | 0 | 0 | 0 | 0 | 0 | 0 | 0 | 0 | 0
2040-10-13 | 4 | 26.7 | -12389 | -774 | -472 | 0 | 0 | -432 | 528 | 0 | 0 | 595 | 53 | 341 | 4285 | 3288 | 839 | 0 | 975 | 0 | 198 | 935 | 0 | 366 | 1200 | 0 | 465 | 0 | 0 | 0 | 0 | 0 | 0 | 0 | 0 | 0
2040-10-13 | 5 | 26.7 | -12438 | -774 | -472 | 0 | 0 | -555 | 528 | 0 | 0 | 588 | 53 | 341 | 4285 | 3288 | 721 | 0 | 1293 | 0 | 195 | 932 | 0 | 352 | 1200 | 0 | 465 | 0 | 0 | 0 | 0 | 0 | 0 | 0 | 0 | 0
2040-10-13 | 6 | 26.7 | -12751 | -774 | -491 | 0 | 0 | -374 | 528 | 0 | 0 | 595 | 53 | 341 | 4385 | 3288 | 625 | 0 | 1448 | 0 | 209 | 930 | 0 | 323 | 1200 | 0 | 465 | 0 | 0 | 0 | 0 | 0 | 0 | 0 | 0 | 0
2040-10-13 | 7 | 32.43 | -13426 | -821 | -545 | 0 | 0 | 0 | 618 | 0 | 0 | 713 | 53 | 341 | 4789 | 3288 | 460 | 0 | 1445 | 0 | 212 | 935 | 0 | 273 | 1200 | 0 | 465 | 0 | 0 | 0 | 0 | 0 | 0 | 0 | 0 | 0
2040-10-13 | 8 | 33.53 | -14249 | -868 | -636 | 0 | 0 | 0 | 1247 | 0 | 0 | 713 | 53 | 341 | 4861 | 3288 | 395 | 0 | 1412 | 386 | 213 | 942 | 0 | 238 | 1200 | 0 | 465 | 0 | 0 | 0 | 0 | 0 | 0 | 0 | 0 | 0
2040-10-13 | 9 | 26.7 | -15265 | -774 | -763 | 0 | 0 | -683 | 2018 | 0 | 0 | 511 | 53 | 341 | 4205 | 3288 | 541 | 0 | 1303 | 2174 | 213 | 942 | 0 | 232 | 1200 | 0 | 465 | 0 | 0 | 0 | 0 | 0 | 0 | 0 | 0 | 0
2040-10-13 | 10 | 26.7 | -16069 | -685 | -909 | 0 | 0 | -1283 | 2626 | 0 | 0 | 369 | 53 | 341 | 2929 | 3288 | 684 | 0 | 1128 | 4442 | 213 | 974 | 0 | 235 | 1200 | 0 | 465 | 0 | 0 | 0 | 0 | 0 | 0 | 0 | 0 | 0
2040-10-13 | 11 | 25.45 | -16479 | -528 | -818 | 0 | -840 | -1859 | 2938 | 0 | 0 | 333 | 53 | 341 | 1809 | 3288 | 684 | 0 | 1067 | 6915 | 212 | 990 | 0 | 229 | 1200 | 0 | 465 | 0 | 0 | 0 | 0 | 0 | 0 | 0 | 0 | 0
2040-10-13 | 12 | 25.45 | -16658 | -460 | -909 | 0 | -1860 | -1859 | 3075 | 0 | 0 | 333 | 53 | 341 | 1135 | 3288 | 707 | 0 | 731 | 8970 | 213 | 992 | 0 | 243 | 1200 | 0 | 465 | 0 | 0 | 0 | 0 | 0 | 0 | 0 | 0 | 0
2040-10-13 | 13 | 25.45 | -16769 | -397 | -981 | 0 | -1582 | -1859 | 3160 | 0 | 0 | 333 | 53 | 341 | 293 | 3288 | 578 | 0 | 379 | 10045 | 212 | 987 | 0 | 255 | 1200 | 0 | 465 | 0 | 0 | 0 | 0 | 0 | 0 | 0 | 0 | 0
2040-10-13 | 14 | 25.45 | -16633 | -366 | -1018 | 0 | -732 | -1859 | 3054 | 0 | 0 | 333 | 53 | 341 | 293 | 3288 | 303 | 0 | 284 | 9534 | 211 | 990 | 0 | 260 | 1200 | 0 | 465 | 0 | 0 | 0 | 0 | 0 | 0 | 0 | 0 | 0
2040-10-13 | 15 | 26.7 | -16423 | -340 | -1054 | 0 | 0 | -660 | 2896 | 0 | 0 | 333 | 53 | 341 | 113 | 3288 | 132 | 0 | 94 | 8104 | 213 | 992 | 0 | 254 | 1200 | 0 | 465 | 0 | 0 | 0 | 0 | 0 | 0 | 0 | 0 | 0
2040-10-13 | 16 | 36.08 | -16389 | -314 | -999 | 0 | 250 | 754 | 2869 | 0 | 0 | 369 | 53 | 341 | 1020 | 3288 | 49 | 0 | 71 | 5512 | 213 | 996 | 0 | 252 | 1200 | 0 | 465 | 0 | 0 | 0 | 0 | 0 | 0 | 0 | 0 | 0
2040-10-13 | 17 | 36.08 | -16704 | -340 | -999 | 0 | 243 | 1537 | 3107 | 0 | 0 | 713 | 53 | 341 | 2816 | 3288 | 21 | 0 | 40 | 2719 | 213 | 1010 | 0 | 277 | 1200 | 0 | 465 | 0 | 0 | 0 | 0 | 0 | 0 | 0 | 0 | 0
2040-10-13 | 18 | 36.08 | -17357 | -366 | -1018 | 0 | 1300 | 1549 | 3604 | 0 | 0 | 1157 | 53 | 341 | 3628 | 3288 | 16 | 0 | 44 | 574 | 215 | 1011 | 0 | 297 | 1200 | 0 | 465 | 0 | 0 | 0 | 0 | 0 | 0 | 0 | 0 | 0
2040-10-13 | 19 | 36.08 | -18177 | -497 | -1054 | 0 | 1355 | 1549 | 4227 | 0 | 0 | 1158 | 53 | 341 | 4409 | 3288 | 32 | 0 | 116 | 4 | 215 | 1020 | 0 | 296 | 1200 | 0 | 465 | 0 | 0 | 0 | 0 | 0 | 0 | 0 | 0 | 0
2040-10-13 | 20 | 36.08 | -18040 | -565 | -981 | 0 | 770 | 1549 | 4122 | 0 | 0 | 1157 | 53 | 341 | 4839 | 3288 | 92 | 0 | 161 | 0 | 216 | 1023 | 0 | 310 | 1200 | 0 | 465 | 0 | 0 | 0 | 0 | 0 | 0 | 0 | 0 | 0
2040-10-13 | 21 | 36.08 | -17283 | -607 | -927 | 0 | 50 | 1195 | 3546 | 0 | 0 | 1157 | 53 | 341 | 5568 | 3288 | 89 | 0 | 281 | 0 | 218 | 1026 | 0 | 341 | 1200 | 0 | 465 | 0 | 0 | 0 | 0 | 0 | 0 | 0 | 0 | 0
2040-10-13 | 22 | 36.08 | -16293 | -685 | -836 | 0 | 15 | 973 | 2795 | 0 | 0 | 1157 | 53 | 341 | 5568 | 3288 | 105 | 0 | 253 | 0 | 218 | 1023 | 0 | 361 | 1200 | 0 | 465 | 0 | 0 | 0 | 0 | 0 | 0 | 0 | 0 | 0
2040-10-13 | 23 | 36.08 | -15083 | -727 | -836 | 0 | 178 | 291 | 1876 | 0 | 0 | 1137 | 53 | 341 | 5748 | 3288 | 104 | 0 | 343 | 0 | 218 | 1020 | 0 | 384 | 1200 | 0 | 465 | 0 | 0 | 0 | 0 | 0 | 0 | 0 | 0 | 0
2040-10-13 | 24 | 36.08 | -13928 | -774 | -763 | 0 | 150 | 145 | 999 | 0 | 0 | 1060 | 53 | 341 | 5748 | 3288 | 118 | 0 | 323 | 0 | 215 | 993 | 0 | 369 | 1200 | 0 | 465 | 0 | 0 | 0 | 0 | 0 | 0 | 0 | 0 | 0
2040-10-14 | 1 | 34.21 | -13135 | -821 | -672 | 0 | 0 | 0 | 528 | 0 | 0 | 948 | 53 | 341 | 5425 | 3288 | 115 | 0 | 314 | 0 | 212 | 950 | 0 | 790 | 1200 | 0 | 465 | 0 | 0 | 0 | 0 | 0 | 0 | 0 | 0 | 0
2040-10-14 | 2 | 35.37 | -12697 | -868 | -582 | 0 | 0 | 0 | 528 | 0 | 0 | 789 | 53 | 341 | 5092 | 3288 | 177 | 0 | 292 | 0 | 200 | 938 | 0 | 783 | 1200 | 0 | 465 | 0 | 0 | 0 | 0 | 0 | 0 | 0 | 0 | 0
2040-10-14 | 3 | 31.99 | -12494 | -868 | -527 | 0 | 0 | 0 | 528 | 0 | 0 | 739 | 53 | 341 | 4710 | 3288 | 349 | 0 | 309 | 0 | 205 | 935 | 0 | 767 | 1200 | 0 | 465 | 0 | 0 | 0 | 0 | 0 | 0 | 0 | 0 | 0
2040-10-14 | 4 | 29.6 | -12471 | -915 | -472 | 0 | 0 | 0 | 528 | 0 | 0 | 690 | 53 | 341 | 4580 | 3288 | 901 | 0 | 315 | 0 | 198 | 935 | 0 | 366 | 1200 | 0 | 465 | 0 | 0 | 0 | 0 | 0 | 0 | 0 | 0 | 0
2040-10-14 | 5 | 29.6 | -12815 | -968 | -472 | 0 | 0 | 0 | 528 | 0 | 0 | 713 | 53 | 341 | 4621 | 3288 | 1203 | 0 | 364 | 0 | 195 | 932 | 0 | 352 | 1200 | 0 | 465 | 0 | 0 | 0 | 0 | 0 | 0 | 0 | 0 | 0
2040-10-14 | 6 | 31.99 | -13850 | -968 | -491 | 0 | 0 | 0 | 528 | 0 | 0 | 713 | 53 | 341 | 4715 | 3288 | 2098 | 0 | 445 | 0 | 209 | 930 | 0 | 323 | 1200 | 0 | 465 | 0 | 0 | 0 | 0 | 0 | 0 | 0 | 0 | 0
2040-10-14 | 7 | 37.76 | -15449 | -968 | -545 | 0 | 0 | 0 | 967 | 0 | 0 | 832 | 53 | 341 | 5719 | 3288 | 2146 | 0 | 531 | 0 | 212 | 935 | 0 | 273 | 1200 | 0 | 465 | 0 | 0 | 0 | 0 | 0 | 0 | 0 | 0 | 0
2040-10-14 | 8 | 39.59 | -16772 | -968 | -636 | 0 | 0 | 0 | 1871 | 0 | 0 | 1137 | 53 | 341 | 6346 | 3288 | 1337 | 0 | 610 | 334 | 213 | 942 | 0 | 238 | 1200 | 0 | 465 | 0 | 0 | 0 | 0 | 0 | 0 | 0 | 0 | 0
2040-10-14 | 9 | 37 | -17743 | -868 | -763 | 0 | 0 | 0 | 2531 | 0 | 0 | 832 | 53 | 341 | 5773 | 3288 | 1142 | 0 | 706 | 1657 | 213 | 942 | 0 | 232 | 1200 | 0 | 465 | 0 | 0 | 0 | 0 | 0 | 0 | 0 | 0 | 0
2040-10-14 | 10 | 26.17 | -18425 | -727 | -909 | 0 | 0 | -215 | 3001 | 0 | 0 | 588 | 53 | 341 | 4001 | 3288 | 1381 | 0 | 668 | 3868 | 213 | 974 | 0 | 235 | 1200 | 0 | 465 | 0 | 0 | 0 | 0 | 0 | 0 | 0 | 0 | 0
2040-10-14 | 11 | 26.17 | -18922 | -643 | -818 | 0 | 0 | -1171 | 3339 | 0 | 0 | 333 | 53 | 341 | 2044 | 3288 | 2017 | 0 | 599 | 6444 | 212 | 990 | 0 | 229 | 1200 | 0 | 465 | 0 | 0 | 0 | 0 | 0 | 0 | 0 | 0 | 0
2040-10-14 | 12 | 24.84 | -19193 | -528 | -909 | 0 | -188 | -1859 | 3524 | 0 | 0 | 333 | 53 | 341 | 363 | 3288 | 2718 | 0 | 614 | 8331 | 213 | 992 | 0 | 243 | 1200 | 0 | 465 | 0 | 0 | 0 | 0 | 0 | 0 | 0 | 0 | 0
2040-10-14 | 13 | 24.84 | -19296 | -429 | -981 | 0 | -1329 | -1859 | 3593 | 0 | 0 | 333 | 53 | 341 | 118 | 3288 | 3570 | 0 | 651 | 8829 | 212 | 987 | 0 | 255 | 1200 | 0 | 465 | 0 | 0 | 0 | 0 | 0 | 0 | 0 | 0 | 0
2040-10-14 | 14 | 24.84 | -19165 | -366 | -1018 | 0 | -1721 | -1859 | 3503 | 0 | 0 | 333 | 53 | 341 | 118 | 3288 | 3404 | 0 | 909 | 9055 | 211 | 990 | 0 | 260 | 1200 | 0 | 465 | 0 | 0 | 0 | 0 | 0 | 0 | 0 | 0 | 0
2040-10-14 | 15 | 24.84 | -18976 | -314 | -1054 | 0 | -502 | -1859 | 3376 | 0 | 0 | 333 | 53 | 341 | 118 | 3288 | 2922 | 0 | 990 | 8160 | 213 | 992 | 0 | 254 | 1200 | 0 | 465 | 0 | 0 | 0 | 0 | 0 | 0 | 0 | 0 | 0
2040-10-14 | 16 | 35.37 | -18848 | -288 | -999 | 0 | 292 | 0 | 3287 | 0 | 0 | 333 | 53 | 341 | 396 | 3288 | 2542 | 0 | 926 | 5554 | 213 | 996 | 0 | 252 | 1200 | 0 | 465 | 0 | 0 | 0 | 0 | 0 | 0 | 0 | 0 | 0
2040-10-14 | 17 | 35.37 | -19065 | -267 | -999 | 0 | 16 | 1162 | 3435 | 0 | 0 | 507 | 53 | 341 | 2118 | 3288 | 2555 | 0 | 1008 | 2683 | 213 | 1010 | 0 | 277 | 1200 | 0 | 465 | 0 | 0 | 0 | 0 | 0 | 0 | 0 | 0 | 0
2040-10-14 | 18 | 35.37 | -19599 | -314 | -1018 | 0 | 637 | 1281 | 3799 | 0 | 0 | 914 | 53 | 341 | 3783 | 3288 | 1973 | 0 | 1033 | 641 | 215 | 1011 | 0 | 297 | 1200 | 0 | 465 | 0 | 0 | 0 | 0 | 0 | 0 | 0 | 0 | 0
2040-10-14 | 19 | 35.37 | -20225 | -397 | -1054 | 0 | 663 | 1549 | 4227 | 0 | 0 | 1157 | 53 | 341 | 4341 | 3288 | 1669 | 0 | 1189 | 4 | 215 | 1020 | 0 | 296 | 1200 | 0 | 465 | 0 | 0 | 0 | 0 | 0 | 0 | 0 | 0 | 0
2040-10-14 | 20 | 35.37 | -19908 | -460 | -981 | 0 | 688 | 1222 | 4011 | 0 | 0 | 1137 | 53 | 341 | 4474 | 3288 | 1693 | 0 | 1229 | 0 | 216 | 1023 | 0 | 310 | 1200 | 0 | 465 | 0 | 0 | 0 | 0 | 0 | 0 | 0 | 0 | 0
2040-10-14 | 21 | 35.37 | -18950 | -528 | -927 | 0 | 266 | 1003 | 3355 | 0 | 0 | 1137 | 53 | 341 | 5024 | 3288 | 1663 | 0 | 1025 | 0 | 218 | 1026 | 0 | 341 | 1200 | 0 | 465 | 0 | 0 | 0 | 0 | 0 | 0 | 0 | 0 | 0
2040-10-14 | 22 | 35.37 | -17521 | -565 | -836 | 0 | 549 | 207 | 2383 | 0 | 0 | 931 | 53 | 341 | 5019 | 3288 | 2138 | 0 | 746 | 0 | 218 | 1023 | 0 | 361 | 1200 | 0 | 465 | 0 | 0 | 0 | 0 | 0 | 0 | 0 | 0 | 0
2040-10-14 | 23 | 35.37 | -15882 | -565 | -836 | 0 | 105 | 103 | 1263 | 0 | 0 | 754 | 53 | 341 | 5019 | 3288 | 2439 | 0 | 631 | 0 | 218 | 1020 | 0 | 384 | 1200 | 0 | 465 | 0 | 0 | 0 | 0 | 0 | 0 | 0 | 0 | 0
2040-10-14 | 24 | 21.38 | -14454 | -607 | -763 | 0 | 0 | 0 | 528 | 0 | 0 | 595 | 53 | 181 | 3940 | 3288 | 3166 | 0 | 831 | 0 | 215 | 993 | 0 | 369 | 1200 | 0 | 465 | 0 | 0 | 0 | 0 | 0 | 0 | 0 | 0 | 0
2040-10-15 | 1 | 26.17 | -13501 | -643 | -509 | 0 | -419 | -1345 | 528 | 0 | 0 | 438 | 53 | 341 | 3870 | 3288 | 3401 | 0 | 883 | 0 | 212 | 950 | 0 | 790 | 1200 | 0 | 465 | 0 | 0 | 0 | 0 | 0 | 0 | 0 | 0 | 0
2040-10-15 | 2 | 26.17 | -12966 | -727 | -454 | 0 | -203 | -1832 | 528 | 0 | 0 | 369 | 53 | 341 | 3362 | 3288 | 3576 | 0 | 1080 | 0 | 200 | 938 | 0 | 783 | 1200 | 0 | 465 | 0 | 0 | 0 | 0 | 0 | 0 | 0 | 0 | 0
2040-10-15 | 3 | 26.17 | -12714 | -821 | -400 | 0 | 0 | -1654 | 528 | 0 | 0 | 369 | 53 | 341 | 2897 | 3288 | 3620 | 0 | 921 | 0 | 205 | 935 | 0 | 767 | 1200 | 0 | 465 | 0 | 0 | 0 | 0 | 0 | 0 | 0 | 0 | 0
2040-10-15 | 4 | 26.17 | -12672 | -868 | -382 | 0 | -29 | -1319 | 528 | 0 | 0 | 369 | 53 | 341 | 2897 | 3288 | 3477 | 0 | 1152 | 0 | 198 | 935 | 0 | 366 | 1200 | 0 | 465 | 0 | 0 | 0 | 0 | 0 | 0 | 0 | 0 | 0
2040-10-15 | 5 | 26.17 | -13072 | -915 | -363 | 0 | 0 | -1137 | 528 | 0 | 0 | 369 | 53 | 341 | 2897 | 3288 | 3613 | 0 | 1255 | 0 | 195 | 932 | 0 | 352 | 1200 | 0 | 465 | 0 | 0 | 0 | 0 | 0 | 0 | 0 | 0 | 0
2040-10-15 | 6 | 35.32 | -14448 | -1072 | -382 | 0 | 0 | 0 | 528 | 0 | 0 | 571 | 53 | 341 | 3724 | 3288 | 2990 | 0 | 1280 | 0 | 209 | 930 | 0 | 323 | 1200 | 0 | 465 | 0 | 0 | 0 | 0 | 0 | 0 | 0 | 0 | 0
2040-10-15 | 7 | 35.37 | -16792 | -1072 | -491 | 0 | 0 | 1148 | 2003 | 0 | 0 | 713 | 53 | 341 | 3970 | 3288 | 2517 | 0 | 1238 | 0 | 212 | 935 | 0 | 273 | 1200 | 0 | 465 | 0 | 0 | 0 | 0 | 0 | 0 | 0 | 0 | 0
2040-10-15 | 8 | 35.37 | -18106 | -1182 | -600 | 0 | 0 | 1247 | 2911 | 0 | 0 | 871 | 53 | 341 | 4539 | 3288 | 2035 | 0 | 1182 | 363 | 213 | 942 | 0 | 238 | 1200 | 0 | 465 | 0 | 0 | 0 | 0 | 0 | 0 | 0 | 0 | 0
2040-10-15 | 9 | 26.17 | -18320 | -1072 | -727 | 0 | 0 | -235 | 3059 | 0 | 0 | 641 | 53 | 341 | 4385 | 3288 | 1688 | 0 | 1201 | 2647 | 213 | 942 | 0 | 232 | 1200 | 0 | 465 | 0 | 0 | 0 | 0 | 0 | 0 | 0 | 0 | 0
2040-10-15 | 10 | 26.17 | -18444 | -821 | -854 | 0 | -278 | -1831 | 3144 | 0 | 0 | 334 | 53 | 341 | 3456 | 3288 | 1273 | 0 | 1065 | 6189 | 213 | 974 | 0 | 235 | 1200 | 0 | 465 | 0 | 0 | 0 | 0 | 0 | 0 | 0 | 0 | 0
2040-10-15 | 11 | 26.17 | -18632 | -685 | -818 | 0 | -1493 | -1859 | 3276 | 0 | 0 | 333 | 53 | 341 | 1845 | 3288 | 938 | 0 | 895 | 9422 | 212 | 990 | 0 | 229 | 1200 | 0 | 465 | 0 | 0 | 0 | 0 | 0 | 0 | 0 | 0 | 0
2040-10-15 | 12 | 24.09 | -19004 | -607 | -709 | -890 | -2000 | -1859 | 3530 | 0 | 0 | 333 | 53 | 233 | 1620 | 3288 | 694 | 0 | 759 | 11446 | 213 | 992 | 0 | 243 | 1200 | 0 | 465 | 0 | 0 | 0 | 0 | 0 | 0 | 0 | 0 | 0
2040-10-15 | 13 | 24.09 | -18950 | -528 | -927 | -739 | -2000 | -1859 | 3493 | 0 | 0 | 333 | 53 | 218 | 1620 | 3288 | 548 | 0 | 559 | 11773 | 212 | 987 | 0 | 255 | 1200 | 0 | 465 | 0 | 0 | 0 | 0 | 0 | 0 | 0 | 0 | 0
2040-10-15 | 14 | 24.09 | -18916 | -497 | -909 | -289 | -2000 | -1859 | 3472 | 0 | 0 | 333 | 53 | 233 | 1452 | 3288 | 346 | 0 | 582 | 11586 | 211 | 990 | 0 | 260 | 1200 | 0 | 465 | 0 | 0 | 0 | 0 | 0 | 0 | 0 | 0 | 0
2040-10-15 | 15 | 26.17 | -18665 | -460 | -818 | 0 | -729 | -1474 | 3297 | 0 | 0 | 333 | 53 | 341 | 1492 | 3288 | 121 | 0 | 403 | 9694 | 213 | 992 | 0 | 254 | 1200 | 0 | 465 | 0 | 0 | 0 | 0 | 0 | 0 | 0 | 0 | 0
2040-10-15 | 16 | 37.74 | -18398 | -429 | -1072 | 0 | 0 | 240 | 3112 | 0 | 0 | 438 | 53 | 341 | 2234 | 3288 | 61 | 0 | 420 | 6587 | 213 | 996 | 0 | 252 | 1200 | 0 | 465 | 0 | 0 | 0 | 0 | 0 | 0 | 0 | 0 | 0
2040-10-15 | 17 | 37.74 | -18594 | -460 | -1381 | 0 | 754 | 1236 | 3244 | 0 | 0 | 973 | 53 | 341 | 3887 | 3288 | 86 | 0 | 382 | 3027 | 213 | 1010 | 0 | 277 | 1200 | 0 | 465 | 0 | 0 | 0 | 0 | 0 | 0 | 0 | 0 | 0
2040-10-15 | 18 | 37.74 | -19150 | -497 | -1654 | 554 | 1542 | 1574 | 3630 | 0 | 0 | 1158 | 53 | 341 | 4849 | 3288 | 105 | 0 | 329 | 689 | 215 | 1011 | 0 | 297 | 1200 | 0 | 465 | 0 | 0 | 0 | 0 | 0 | 0 | 0 | 0 | 0
2040-10-15 | 19 | 37.74 | -20015 | -607 | -1581 | 906 | 1667 | 1707 | 4227 | 0 | 0 | 1158 | 53 | 341 | 5162 | 3288 | 163 | 0 | 331 | 4 | 215 | 1020 | 0 | 296 | 1200 | 0 | 465 | 0 | 0 | 0 | 0 | 0 | 0 | 0 | 0 | 0
2040-10-15 | 20 | 37.74 | -19826 | -727 | -1109 | 185 | 1378 | 1574 | 4095 | 0 | 0 | 1158 | 53 | 341 | 5840 | 3288 | 187 | 0 | 348 | 0 | 216 | 1023 | 0 | 310 | 1200 | 0 | 465 | 0 | 0 | 0 | 0 | 0 | 0 | 0 | 0 | 0
2040-10-15 | 21 | 37.74 | -18929 | -868 | -1018 | 0 | 1326 | 1574 | 3477 | 0 | 0 | 1158 | 53 | 341 | 5840 | 3288 | 143 | 0 | 364 | 0 | 218 | 1026 | 0 | 341 | 1200 | 0 | 465 | 0 | 0 | 0 | 0 | 0 | 0 | 0 | 0 | 0
2040-10-15 | 22 | 37.74 | -17612 | -968 | -854 | 0 | 568 | 1438 | 2568 | 0 | 0 | 1158 | 53 | 341 | 6305 | 3288 | 80 | 0 | 369 | 0 | 218 | 1023 | 0 | 361 | 1200 | 0 | 465 | 0 | 0 | 0 | 0 | 0 | 0 | 0 | 0 | 0
2040-10-15 | 23 | 37.74 | -16022 | -968 | -709 | 4 | 470 | 978 | 1474 | 0 | 0 | 1158 | 53 | 341 | 6240 | 3288 | 65 | 0 | 340 | 0 | 218 | 1020 | 0 | 384 | 1200 | 0 | 465 | 0 | 0 | 0 | 0 | 0 | 0 | 0 | 0 | 0
2040-10-15 | 24 | 37.74 | -14637 | -1072 | -582 | 0 | 165 | 799 | 528 | 0 | 0 | 1158 | 53 | 341 | 6234 | 3288 | 58 | 0 | 424 | 0 | 215 | 993 | 0 | 369 | 1200 | 0 | 465 | 0 | 0 | 0 | 0 | 0 | 0 | 0 | 0 | 0
2040-10-16 | 1 | 37 | -13746 | -1124 | -509 | 0 | -95 | 0 | 528 | 0 | 0 | 1157 | 53 | 341 | 6106 | 3288 | 37 | 0 | 347 | 0 | 212 | 950 | 0 | 790 | 1200 | 0 | 465 | 0 | 0 | 0 | 0 | 0 | 0 | 0 | 0 | 0
2040-10-16 | 2 | 37 | -13279 | -1182 | -454 | 0 | -115 | -160 | 528 | 0 | 0 | 1087 | 53 | 341 | 5988 | 3288 | 49 | 0 | 270 | 0 | 200 | 938 | 0 | 783 | 1200 | 0 | 465 | 0 | 0 | 0 | 0 | 0 | 0 | 0 | 0 | 0
2040-10-16 | 3 | 37 | -13062 | -1182 | -400 | 0 | -40 | -325 | 528 | 0 | 0 | 1021 | 53 | 341 | 5904 | 3288 | 88 | 0 | 215 | 0 | 205 | 935 | 0 | 767 | 1200 | 0 | 465 | 0 | 0 | 0 | 0 | 0 | 0 | 0 | 0 | 0
2040-10-16 | 4 | 37 | -13067 | -1297 | -382 | 0 | 0 | 0 | 528 | 0 | 0 | 1060 | 53 | 341 | 6050 | 3288 | 126 | 0 | 136 | 0 | 198 | 935 | 0 | 366 | 1200 | 0 | 465 | 0 | 0 | 0 | 0 | 0 | 0 | 0 | 0 | 0
2040-10-16 | 5 | 37.76 | -13525 | -1355 | -363 | 0 | 0 | 0 | 528 | 0 | 0 | 1137 | 53 | 341 | 6380 | 3288 | 222 | 0 | 149 | 0 | 195 | 932 | 0 | 352 | 1200 | 0 | 465 | 0 | 0 | 0 | 0 | 0 | 0 | 0 | 0 | 0
2040-10-16 | 6 | 40.27 | -14941 | -1417 | -382 | 0 | 0 | 0 | 528 | 0 | 0 | 1158 | 53 | 341 | 7644 | 3288 | 424 | 0 | 176 | 0 | 209 | 930 | 0 | 323 | 1200 | 0 | 465 | 0 | 0 | 0 | 0 | 0 | 0 | 0 | 0 | 0
2040-10-16 | 7 | 40.76 | -17373 | -1417 | -491 | 0 | 0 | 0 | 2024 | 0 | 0 | 1158 | 53 | 341 | 8237 | 3288 | 757 | 0 | 338 | 0 | 212 | 935 | 0 | 273 | 1200 | 0 | 465 | 0 | 0 | 0 | 0 | 0 | 0 | 0 | 0 | 0
2040-10-16 | 8 | 40.3 | -18682 | -1417 | -600 | 0 | 0 | 0 | 2901 | 0 | 0 | 1158 | 53 | 341 | 7912 | 3288 | 1126 | 0 | 510 | 352 | 213 | 942 | 0 | 238 | 1200 | 0 | 465 | 0 | 0 | 0 | 0 | 0 | 0 | 0 | 0 | 0
2040-10-16 | 9 | 37 | -18874 | -1240 | -727 | 0 | -141 | -99 | 3028 | 0 | 0 | 755 | 53 | 341 | 5844 | 3288 | 1809 | 0 | 684 | 2227 | 213 | 942 | 0 | 232 | 1200 | 0 | 465 | 0 | 0 | 0 | 0 | 0 | 0 | 0 | 0 | 0
2040-10-16 | 10 | 37 | -18943 | -968 | -854 | 0 | -1450 | 0 | 3075 | 0 | 0 | 438 | 53 | 341 | 3999 | 3288 | 2532 | 0 | 670 | 4732 | 213 | 974 | 0 | 235 | 1200 | 0 | 465 | 0 | 0 | 0 | 0 | 0 | 0 | 0 | 0 | 0
2040-10-16 | 11 | 37 | -19156 | -774 | -818 | 0 | -1091 | -81 | 3218 | 0 | 0 | 333 | 53 | 341 | 1519 | 3288 | 2822 | 0 | 647 | 6604 | 212 | 990 | 0 | 229 | 1200 | 0 | 465 | 0 | 0 | 0 | 0 | 0 | 0 | 0 | 0 | 0
2040-10-16 | 12 | 37 | -19335 | -607 | -709 | 0 | -443 | -44 | 3334 | 0 | 0 | 333 | 53 | 341 | 145 | 3288 | 3119 | 0 | 742 | 6670 | 213 | 992 | 0 | 243 | 1200 | 0 | 465 | 0 | 0 | 0 | 0 | 0 | 0 | 0 | 0 | 0
2040-10-16 | 13 | 37 | -19206 | -497 | -927 | 0 | -415 | -10 | 3250 | 0 | 0 | 333 | 53 | 341 | 145 | 3288 | 3241 | 0 | 921 | 6365 | 212 | 987 | 0 | 255 | 1200 | 0 | 465 | 0 | 0 | 0 | 0 | 0 | 0 | 0 | 0 | 0
2040-10-16 | 14 | 49.51 | -19144 | -460 | -909 | 0 | 85 | 0 | 3207 | 0 | 0 | 333 | 53 | 358 | 589 | 3288 | 3507 | 0 | 1061 | 4905 | 211 | 990 | 0 | 260 | 1200 | 0 | 465 | 0 | 0 | 0 | 0 | 0 | 0 | 0 | 0 | 0
2040-10-16 | 15 | 49.51 | -19047 | -429 | -818 | 0 | 1303 | 0 | 3144 | 0 | 0 | 369 | 53 | 358 | 317 | 3288 | 3944 | 0 | 1165 | 3230 | 213 | 992 | 0 | 254 | 1200 | 0 | 465 | 0 | 0 | 0 | 0 | 0 | 0 | 0 | 0 | 0
2040-10-16 | 16 | 50 | -19049 | -460 | -1072 | 0 | 1765 | 454 | 3144 | 0 | 0 | 459 | 53 | 360 | 481 | 3288 | 4622 | 0 | 1144 | 1687 | 213 | 996 | 0 | 252 | 1200 | 0 | 465 | 0 | 0 | 0 | 0 | 0 | 0 | 0 | 0 | 0
2040-10-16 | 17 | 43.67 | -19386 | -497 | -1381 | 0 | 105 | 79 | 3371 | 0 | 0 | 483 | 53 | 341 | 2809 | 3288 | 5727 | 0 | 1252 | 591 | 213 | 1010 | 0 | 277 | 1200 | 0 | 465 | 0 | 0 | 0 | 0 | 0 | 0 | 0 | 0 | 0
2040-10-16 | 18 | 37.9 | -20125 | -528 | -1654 | 0 | 0 | 0 | 3863 | 0 | 0 | 483 | 53 | 341 | 3059 | 3288 | 6540 | 0 | 1343 | 151 | 215 | 1011 | 0 | 297 | 1200 | 0 | 465 | 0 | 0 | 0 | 0 | 0 | 0 | 0 | 0 | 0
2040-10-16 | 19 | 36.36 | -20670 | -607 | -1581 | 0 | 0 | 0 | 4227 | 0 | 0 | 507 | 53 | 325 | 3228 | 3288 | 6565 | 0 | 1464 | 4 | 215 | 1020 | 0 | 296 | 1200 | 0 | 465 | 0 | 0 | 0 | 0 | 0 | 0 | 0 | 0 | 0
2040-10-16 | 20 | 0 | -20228 | -607 | -1109 | 0 | 0 | -104 | 3931 | 0 | 0 | 236 | 48 | 166 | 2782 | 3288 | 6889 | 0 | 1627 | 0 | 216 | 1023 | 0 | 310 | 1200 | 0 | 332 | 0 | 0 | 0 | 0 | 0 | 0 | 0 | 0 | 0
2040-10-16 | 21 | 0 | -19326 | -607 | -1018 | 0 | 0 | -800 | 3329 | 0 | 0 | 146 | 48 | 160 | 2782 | 3288 | 7268 | 0 | 1655 | 0 | 218 | 1026 | 0 | 341 | 1200 | 0 | 289 | 0 | 0 | 0 | 0 | 0 | 0 | 0 | 0 | 0
2040-10-16 | 22 | 0 | -17967 | -607 | -854 | 0 | 0 | -1546 | 2420 | 0 | 0 | 146 | 48 | 160 | 2782 | 3288 | 7259 | 0 | 1789 | 0 | 218 | 1023 | 0 | 361 | 1200 | 0 | 280 | 0 | 0 | 0 | 0 | 0 | 0 | 0 | 0 | 0
2040-10-16 | 23 | -3 | -16282 | -607 | -709 | 0 | -1 | -1859 | 1295 | 0 | 0 | 146 | 48 | 160 | 2446 | 3288 | 7247 | 0 | 1725 | 0 | 218 | 1020 | 0 | 384 | 1200 | 0 | 280 | 0 | 0 | 0 | 0 | 0 | 0 | 0 | 0 | 0
2040-10-16 | 24 | -3 | -14744 | -607 | -582 | 0 | -784 | -1859 | 528 | 0 | 0 | 146 | 48 | 160 | 2396 | 3288 | 7241 | 0 | 1711 | 0 | 215 | 993 | 0 | 369 | 1200 | 0 | 280 | 0 | 0 | 0 | 0 | 0 | 0 | 0 | 0 | 0
2040-10-17 | 1 | -35 | -13759 | -565 | -509 | -602 | -1271 | -1500 | 528 | 0 | 0 | 0 | 48 | 160 | 1961 | 3288 | 7216 | 0 | 1572 | 0 | 212 | 950 | 0 | 790 | 1200 | 0 | 280 | 0 | 0 | 0 | 0 | 0 | 0 | 0 | 0 | 0
2040-10-17 | 2 | -35 | -13161 | -565 | -454 | -633 | -1350 | -1455 | 528 | 0 | 0 | 0 | 48 | 160 | 1278 | 3288 | 7154 | 0 | 1761 | 0 | 200 | 938 | 0 | 783 | 1200 | 0 | 280 | 0 | 0 | 0 | 0 | 0 | 0 | 0 | 0 | 0
2040-10-17 | 3 | -35 | -12746 | -607 | -400 | -908 | -1353 | -1514 | 528 | 0 | 0 | 0 | 48 | 160 | 953 | 3288 | 7223 | 0 | 1940 | 0 | 205 | 935 | 0 | 767 | 1200 | 0 | 280 | 0 | 0 | 0 | 0 | 0 | 0 | 0 | 0 | 0
2040-10-17 | 4 | -35 | -12617 | -643 | -382 | -551 | -1336 | -1627 | 528 | 0 | 0 | 0 | 48 | 160 | 953 | 3288 | 7193 | 0 | 2006 | 0 | 198 | 935 | 0 | 366 | 1200 | 0 | 280 | 0 | 0 | 0 | 0 | 0 | 0 | 0 | 0 | 0
2040-10-17 | 5 | -35 | -12928 | -643 | -363 | -623 | -1650 | -706 | 528 | 0 | 0 | 0 | 48 | 160 | 573 | 3288 | 7203 | 0 | 2154 | 0 | 195 | 932 | 0 | 352 | 1200 | 0 | 280 | 0 | 0 | 0 | 0 | 0 | 0 | 0 | 0 | 0
2040-10-17 | 6 | -35 | -14051 | -643 | -382 | -515 | -436 | -916 | 528 | 0 | 0 | 0 | 48 | 160 | 573 | 3288 | 7226 | 0 | 2177 | 0 | 209 | 930 | 0 | 323 | 1200 | 0 | 280 | 0 | 85 | 0 | 0 | 0 | 0 | 0 | 0 | 0
2040-10-17 | 7 | -35 | -16088 | -774 | -491 | 0 | -273 | -292 | 1527 | 0 | 0 | 0 | 48 | 160 | 440 | 3288 | 7243 | 0 | 2311 | 0 | 212 | 935 | 0 | 273 | 1200 | 0 | 280 | 0 | 0 | 0 | 0 | 0 | 0 | 0 | 0 | 0
2040-10-17 | 8 | -34.21 | -17332 | -821 | -600 | 0 | 230 | 0 | 2388 | 0 | 0 | 0 | 48 | 160 | 0 | 3288 | 7245 | 0 | 2309 | 210 | 213 | 942 | 0 | 238 | 1200 | 0 | 280 | 0 | 0 | 0 | 0 | 0 | 0 | 0 | 0 | 0
2040-10-17 | 9 | -35 | -17907 | -868 | -727 | -134 | -69 | 0 | 2785 | 0 | 0 | 0 | 48 | 160 | 0 | 3288 | 7211 | 0 | 2322 | 1025 | 213 | 942 | 0 | 232 | 1200 | 0 | 280 | 0 | 0 | 0 | 0 | 0 | 0 | 0 | 0 | 0
2040-10-17 | 10 | -35 | -18261 | -868 | -854 | -109 | -750 | -618 | 3028 | 0 | 0 | 0 | 48 | 160 | 0 | 3288 | 7207 | 0 | 2292 | 2535 | 213 | 974 | 0 | 235 | 1200 | 0 | 280 | 0 | 35 | 0 | 0 | 0 | 0 | 0 | 0 | 0
2040-10-17 | 11 | -35 | -18614 | -868 | -818 | 0 | -145 | -320 | 3271 | 0 | 0 | 0 | 48 | 160 | 0 | 3288 | 7216 | 0 | 485 | 3386 | 212 | 990 | 0 | 229 | 1200 | 0 | 280 | 0 | 1774 | 0 | 0 | 0 | 0 | 0 | 0 | 0
2040-10-17 | 12 | -35 | -18737 | -821 | -709 | 0 | 0 | 0 | 3355 | 0 | 0 | 0 | 48 | 160 | 0 | 3288 | 7227 | 0 | 290 | 2970 | 213 | 992 | 0 | 243 | 1200 | 0 | 280 | 0 | 1860 | 0 | 0 | 0 | 0 | 0 | 0 | 0
2040-10-17 | 13 | -35 | -18775 | -821 | -927 | 0 | 0 | -10 | 3382 | 0 | 0 | 0 | 48 | 160 | 0 | 3288 | 7227 | 0 | 354 | 3140 | 212 | 987 | 0 | 255 | 1200 | 0 | 280 | 0 | 1822 | 0 | 0 | 0 | 0 | 0 | 0 | 0
2040-10-17 | 14 | -35 | -18830 | -821 | -909 | 0 | -1 | 0 | 3419 | 0 | 0 | 0 | 48 | 160 | 0 | 3288 | 7214 | 0 | 1130 | 2361 | 211 | 990 | 0 | 260 | 1200 | 0 | 280 | 0 | 860 | 0 | 0 | 0 | 0 | 0 | 0 | 0
2040-10-17 | 15 | -35 | -18692 | -774 | -818 | 0 | 0 | -114 | 3324 | 0 | 0 | 0 | 48 | 160 | 0 | 3288 | 7212 | 0 | 1436 | 1991 | 213 | 992 | 0 | 254 | 1200 | 0 | 280 | 0 | 144 | 0 | 0 | 0 | 0 | 0 | 0 | 0
2040-10-17 | 16 | 0 | -18628 | -774 | -1072 | 0 | 0 | 0 | 3281 | 0 | 0 | 279 | 48 | 160 | 0 | 3288 | 7217 | 0 | 1572 | 1679 | 213 | 996 | 0 | 252 | 1200 | 0 | 289 | 0 | 0 | 0 | 0 | 0 | 0 | 0 | 0 | 0
2040-10-17 | 17 | 0 | -18837 | -774 | -1381 | 0 | 0 | 1140 | 3424 | 0 | 0 | 333 | 48 | 160 | 0 | 3288 | 7230 | 0 | 1169 | 1170 | 213 | 1010 | 0 | 277 | 1200 | 0 | 332 | 0 | 0 | 0 | 0 | 0 | 0 | 0 | 0 | 0
2040-10-17 | 18 | 3 | -19357 | -821 | -1654 | 0 | 540 | 1859 | 3783 | 0 | 0 | 438 | 53 | 160 | 0 | 3288 | 7219 | 0 | 1035 | 270 | 215 | 1011 | 0 | 297 | 1200 | 0 | 465 | 0 | 0 | 0 | 0 | 0 | 0 | 0 | 0 | 0
2040-10-17 | 19 | 3 | -20000 | -821 | -1581 | 0 | 984 | 1859 | 4227 | 0 | 0 | 459 | 53 | 160 | 0 | 3288 | 7223 | 0 | 950 | 4 | 215 | 1020 | 0 | 296 | 1200 | 0 | 465 | 0 | 0 | 0 | 0 | 0 | 0 | 0 | 0 | 0
2040-10-17 | 20 | 3 | -19734 | -821 | -1109 | 0 | 686 | 1859 | 4042 | 0 | 0 | 438 | 53 | 160 | 0 | 3288 | 7234 | 0 | 690 | 0 | 216 | 1023 | 0 | 310 | 1200 | 0 | 465 | 0 | 0 | 0 | 0 | 0 | 0 | 0 | 0 | 0
2040-10-17 | 21 | 3 | -18902 | -821 | -1018 | 0 | 159 | 1859 | 3472 | 0 | 0 | 369 | 53 | 160 | 0 | 3288 | 7240 | 0 | 892 | 0 | 218 | 1026 | 0 | 341 | 1200 | 0 | 465 | 0 | 0 | 0 | 0 | 0 | 0 | 0 | 0 | 0
2040-10-17 | 22 | 0 | -17637 | -821 | -854 | 0 | 0 | 1371 | 2594 | 0 | 0 | 333 | 48 | 160 | 0 | 3288 | 7220 | 0 | 1165 | 0 | 218 | 1023 | 0 | 361 | 1200 | 0 | 332 | 0 | 0 | 0 | 0 | 0 | 0 | 0 | 0 | 0
2040-10-17 | 23 | 0 | -16045 | -821 | -709 | 0 | 0 | 497 | 1495 | 0 | 0 | 333 | 48 | 160 | 0 | 3288 | 7212 | 0 | 1431 | 0 | 218 | 1020 | 0 | 384 | 1200 | 0 | 289 | 0 | 0 | 0 | 0 | 0 | 0 | 0 | 0 | 0
2040-10-17 | 24 | 0 | -14663 | -821 | -582 | 0 | 0 | 0 | 544 | 0 | 0 | 213 | 48 | 160 | 0 | 3288 | 7222 | 0 | 1534 | 0 | 215 | 993 | 0 | 369 | 1200 | 0 | 280 | 0 | 0 | 0 | 0 | 0 | 0 | 0 | 0 | 0
2040-10-18 | 1 | -35 | -13738 | -868 | -509 | 0 | 0 | -1429 | 528 | 0 | 0 | 0 | 48 | 160 | 0 | 3288 | 7225 | 0 | 1863 | 0 | 212 | 950 | 0 | 790 | 1200 | 0 | 280 | 0 | 0 | 0 | 0 | 0 | 0 | 0 | 0 | 0
2040-10-18 | 2 | -35 | -13236 | -868 | -454 | 0 | 0 | -1859 | 528 | 0 | 0 | 0 | 48 | 160 | 0 | 3288 | 7227 | 0 | 1765 | 0 | 200 | 938 | 0 | 783 | 1200 | 0 | 280 | 0 | 165 | 0 | 0 | 0 | 0 | 0 | 0 | 0
2040-10-18 | 3 | -35 | -12977 | -868 | -400 | 0 | 0 | -1491 | 528 | 0 | 0 | 0 | 48 | 160 | 0 | 3288 | 7236 | 0 | 1088 | 0 | 205 | 935 | 0 | 767 | 1200 | 0 | 280 | 0 | 950 | 0 | 0 | 0 | 0 | 0 | 0 | 0
2040-10-18 | 4 | -35 | -12931 | -868 | -382 | 0 | 0 | -493 | 528 | 0 | 0 | 0 | 48 | 160 | 0 | 3288 | 7227 | 0 | 444 | 0 | 198 | 935 | 0 | 366 | 1200 | 0 | 280 | 0 | 1621 | 0 | 0 | 0 | 0 | 0 | 0 | 0
2040-10-18 | 5 | -35 | -13339 | -868 | -363 | 0 | 0 | 0 | 528 | 0 | 0 | 0 | 48 | 160 | 0 | 3288 | 7223 | 0 | 364 | 0 | 195 | 932 | 0 | 352 | 1200 | 0 | 280 | 0 | 1779 | 0 | 0 | 0 | 0 | 0 | 0 | 0
2040-10-18 | 6 | -35 | -14617 | -915 | -382 | 0 | 0 | 0 | 840 | 0 | 0 | 0 | 48 | 160 | 0 | 3288 | 7222 | 0 | 1414 | 0 | 209 | 930 | 0 | 323 | 1200 | 0 | 280 | 0 | 840 | 0 | 0 | 0 | 0 | 0 | 0 | 0
2040-10-18 | 7 | -35 | -16881 | -915 | -491 | 0 | 0 | 0 | 2452 | 0 | 0 | 0 | 48 | 160 | 0 | 3288 | 7269 | 0 | 2170 | 0 | 212 | 935 | 0 | 273 | 1200 | 0 | 280 | 0 | 86 | 0 | 0 | 0 | 0 | 0 | 0 | 0
2040-10-18 | 8 | -35 | -18236 | -968 | -600 | 0 | 380 | 0 | 3419 | 0 | 0 | 0 | 48 | 160 | 0 | 3288 | 7272 | 0 | 2103 | 260 | 213 | 942 | 0 | 238 | 1200 | 0 | 280 | 0 | 101 | 0 | 0 | 0 | 0 | 0 | 0 | 0
2040-10-18 | 9 | -35 | -18687 | -915 | -727 | 0 | 1003 | 0 | 3741 | 0 | 0 | 0 | 48 | 160 | 0 | 3288 | 7286 | 0 | 351 | 1585 | 213 | 942 | 0 | 232 | 1200 | 0 | 280 | 0 | 1849 | 0 | 0 | 0 | 0 | 0 | 0 | 0
2040-10-18 | 10 | -35 | -18980 | -821 | -854 | 0 | 0 | -216 | 3952 | 0 | 0 | 0 | 48 | 160 | 0 | 3288 | 7203 | 0 | 0 | 3318 | 213 | 974 | 0 | 235 | 1200 | 0 | 280 | 0 | 2132 | 0 | 0 | 0 | 0 | 0 | 0 | 0
2040-10-18 | 11 | -35 | -19121 | -774 | -818 | 0 | 0 | -1740 | 4053 | 0 | 0 | 0 | 48 | 160 | 0 | 3288 | 6926 | 0 | 0 | 5067 | 212 | 990 | 0 | 229 | 1200 | 0 | 280 | 0 | 2078 | 0 | 0 | 0 | 0 | 0 | 0 | 0
2040-10-18 | 12 | -35.68 | -19094 | -685 | -709 | 0 | -1398 | -1859 | 4032 | 0 | 0 | 0 | 48 | 160 | 0 | 3288 | 6537 | 0 | 0 | 6752 | 213 | 992 | 0 | 243 | 1200 | 0 | 280 | 0 | 2022 | 0 | 0 | 0 | 0 | 0 | 0 | 0
2040-10-18 | 13 | -35.68 | -19028 | -643 | -927 | 0 | -1563 | -1859 | 3984 | 0 | 0 | 0 | 48 | 160 | 0 | 3288 | 6217 | 0 | 0 | 7389 | 212 | 987 | 0 | 255 | 1200 | 0 | 280 | 0 | 2051 | 0 | 0 | 0 | 0 | 0 | 0 | 0
2040-10-18 | 14 | -35.68 | -18843 | -565 | -909 | 0 | -1403 | -1859 | 3852 | 0 | 0 | 0 | 48 | 160 | 0 | 3288 | 5839 | 0 | 0 | 7450 | 211 | 990 | 0 | 260 | 1200 | 0 | 280 | 0 | 2054 | 0 | 0 | 0 | 0 | 0 | 0 | 0
2040-10-18 | 15 | -35 | -18542 | -565 | -818 | 0 | 0 | -1309 | 3635 | 0 | 0 | 0 | 48 | 160 | 0 | 3288 | 5287 | 0 | 0 | 5875 | 213 | 992 | 0 | 254 | 1200 | 0 | 280 | 0 | 2075 | 0 | 0 | 0 | 0 | 0 | 0 | 0
2040-10-18 | 16 | -35 | -18278 | -607 | -1072 | 0 | 0 | 0 | 3450 | 0 | 0 | 0 | 48 | 160 | 0 | 3288 | 4618 | 0 | 1418 | 4024 | 213 | 996 | 0 | 252 | 1200 | 0 | 289 | 0 | 668 | 0 | 0 | 0 | 0 | 0 | 0 | 0
2040-10-18 | 17 | 23.29 | -18354 | -607 | -1381 | 0 | 0 | 806 | 3503 | 0 | 0 | 334 | 53 | 171 | 646 | 3288 | 4270 | 0 | 2094 | 2054 | 213 | 1010 | 0 | 277 | 1200 | 0 | 422 | 0 | 0 | 0 | 0 | 0 | 0 | 0 | 0 | 0
2040-10-18 | 18 | 23.29 | -18714 | -685 | -1654 | 514 | 1047 | 1538 | 3762 | 0 | 0 | 592 | 53 | 171 | 798 | 3288 | 3608 | 0 | 2065 | 430 | 215 | 1011 | 0 | 297 | 1200 | 0 | 465 | 0 | 0 | 0 | 0 | 0 | 0 | 0 | 0 | 0
2040-10-18 | 19 | 23.29 | -19369 | -774 | -1581 | 808 | 1667 | 1655 | 4227 | 0 | 0 | 713 | 53 | 171 | 798 | 3288 | 3069 | 0 | 2077 | 4 | 215 | 1020 | 0 | 296 | 1200 | 0 | 465 | 0 | 0 | 0 | 0 | 0 | 0 | 0 | 0 | 0
2040-10-18 | 20 | 23.29 | -19066 | -868 | -1109 | 746 | 1381 | 1554 | 4011 | 0 | 0 | 690 | 53 | 171 | 798 | 3288 | 3045 | 0 | 2094 | 0 | 216 | 1023 | 0 | 310 | 1200 | 0 | 465 | 0 | 0 | 0 | 0 | 0 | 0 | 0 | 0 | 0
2040-10-18 | 21 | 23.29 | -18368 | -915 | -1018 | 665 | 1192 | 1570 | 3514 | 0 | 0 | 669 | 53 | 171 | 798 | 3288 | 3068 | 0 | 2064 | 0 | 218 | 1026 | 0 | 341 | 1200 | 0 | 465 | 0 | 0 | 0 | 0 | 0 | 0 | 0 | 0 | 0
2040-10-18 | 22 | 23.29 | -17421 | -968 | -854 | 227 | 1312 | 1505 | 2838 | 0 | 0 | 592 | 53 | 171 | 798 | 3288 | 3136 | 0 | 2057 | 0 | 218 | 1023 | 0 | 361 | 1200 | 0 | 465 | 0 | 0 | 0 | 0 | 0 | 0 | 0 | 0 | 0
2040-10-18 | 23 | 23.29 | -16149 | -968 | -709 | 448 | 1039 | 1211 | 1934 | 0 | 0 | 511 | 53 | 171 | 798 | 3288 | 3030 | 0 | 2057 | 0 | 218 | 1020 | 0 | 384 | 1200 | 0 | 465 | 0 | 0 | 0 | 0 | 0 | 0 | 0 | 0 | 0
2040-10-18 | 24 | 23.29 | -14823 | -1015 | -582 | 95 | 233 | 1283 | 988 | 0 | 0 | 483 | 53 | 171 | 1642 | 3288 | 2882 | 0 | 2060 | 0 | 215 | 993 | 0 | 369 | 1200 | 0 | 465 | 0 | 0 | 0 | 0 | 0 | 0 | 0 | 0 | 0
2040-10-19 | 1 | 19.87 | -13838 | -1072 | -509 | 0 | -154 | -576 | 999 | 0 | 0 | 459 | 53 | 160 | 3307 | 3288 | 2227 | 0 | 2040 | 0 | 212 | 950 | 0 | 790 | 1200 | 0 | 465 | 0 | 0 | 0 | 0 | 0 | 0 | 0 | 0 | 0
2040-10-19 | 2 | 21.9 | -13324 | -1124 | -454 | 0 | 0 | -427 | 602 | 0 | 0 | 496 | 53 | 160 | 3425 | 3288 | 1766 | 0 | 1954 | 0 | 200 | 938 | 0 | 783 | 1200 | 0 | 465 | 0 | 0 | 0 | 0 | 0 | 0 | 0 | 0 | 0
2040-10-19 | 3 | 21.9 | -13058 | -1240 | -400 | 0 | 0 | -400 | 528 | 0 | 0 | 507 | 53 | 160 | 3425 | 3288 | 1596 | 0 | 1969 | 0 | 205 | 935 | 0 | 767 | 1200 | 0 | 465 | 0 | 0 | 0 | 0 | 0 | 0 | 0 | 0 | 0
2040-10-19 | 4 | 21.9 | -12982 | -1297 | -382 | 0 | 0 | -41 | 528 | 0 | 0 | 496 | 53 | 160 | 3425 | 3288 | 1616 | 0 | 1972 | 0 | 198 | 935 | 0 | 366 | 1200 | 0 | 465 | 0 | 0 | 0 | 0 | 0 | 0 | 0 | 0 | 0
2040-10-19 | 5 | 23.21 | -13142 | -1417 | -363 | 0 | 0 | 0 | 528 | 0 | 0 | 523 | 53 | 178 | 3775 | 3288 | 1466 | 0 | 1968 | 0 | 195 | 932 | 0 | 352 | 1200 | 0 | 465 | 0 | 0 | 0 | 0 | 0 | 0 | 0 | 0 | 0
2040-10-19 | 6 | 25.21 | -13771 | -1417 | -382 | 0 | 0 | 0 | 946 | 0 | 0 | 620 | 53 | 326 | 4040 | 3288 | 1201 | 0 | 1969 | 0 | 209 | 930 | 0 | 323 | 1200 | 0 | 465 | 0 | 0 | 0 | 0 | 0 | 0 | 0 | 0 | 0
2040-10-19 | 7 | 29.6 | -14884 | -1548 | -491 | 0 | 0 | 12 | 1797 | 0 | 0 | 674 | 53 | 341 | 4424 | 3288 | 1294 | 0 | 1956 | 0 | 212 | 935 | 0 | 273 | 1200 | 0 | 465 | 0 | 0 | 0 | 0 | 0 | 0 | 0 | 0 | 0
2040-10-19 | 8 | 29.6 | -15973 | -1480 | -600 | 0 | 107 | 204 | 2626 | 0 | 0 | 690 | 53 | 341 | 4299 | 3288 | 1174 | 0 | 1931 | 282 | 213 | 942 | 0 | 238 | 1200 | 0 | 465 | 0 | 0 | 0 | 0 | 0 | 0 | 0 | 0 | 0
2040-10-19 | 9 | 21.9 | -16839 | -1417 | -727 | 0 | 0 | -385 | 3287 | 0 | 0 | 483 | 53 | 181 | 3557 | 3288 | 1230 | 0 | 1883 | 2356 | 213 | 942 | 0 | 232 | 1200 | 0 | 465 | 0 | 0 | 0 | 0 | 0 | 0 | 0 | 0 | 0
2040-10-19 | 10 | 21.9 | -17271 | -1124 | -854 | 0 | 0 | -1645 | 3620 | 0 | 0 | 333 | 53 | 166 | 1589 | 3288 | 1130 | 0 | 1854 | 5815 | 213 | 974 | 0 | 235 | 1200 | 0 | 425 | 0 | 0 | 0 | 0 | 0 | 0 | 0 | 0 | 0
2040-10-19 | 11 | -21.7 | -17554 | -968 | -818 | -754 | -1827 | -1859 | 3836 | 0 | 0 | 146 | 48 | 160 | 1589 | 3288 | 957 | 0 | 1795 | 9038 | 212 | 990 | 0 | 229 | 1200 | 0 | 292 | 0 | 0 | 0 | 0 | 0 | 0 | 0 | 0 | 0
2040-10-19 | 12 | -35 | -17590 | -821 | -709 | -908 | -2000 | -1859 | 3863 | 0 | 0 | 0 | 48 | 160 | 1557 | 3288 | 781 | 0 | 262 | 11000 | 213 | 992 | 0 | 243 | 1200 | 0 | 280 | 0 | 1487 | 0 | 0 | 0 | 0 | 0 | 0 | 0
2040-10-19 | 13 | -35 | -17375 | -727 | -927 | -908 | -2000 | -1859 | 3699 | 0 | 0 | 0 | 48 | 160 | 604 | 3288 | 612 | 0 | 517 | 11935 | 212 | 987 | 0 | 255 | 1200 | 0 | 280 | 0 | 1164 | 0 | 0 | 0 | 0 | 0 | 0 | 0
2040-10-19 | 14 | -35 | -16979 | -607 | -909 | -908 | -2000 | -1859 | 3398 | 0 | 0 | 0 | 48 | 160 | 509 | 3288 | 548 | 0 | 1358 | 11013 | 211 | 990 | 0 | 260 | 1200 | 0 | 280 | 0 | 281 | 0 | 0 | 0 | 0 | 0 | 0 | 0
2040-10-19 | 15 | -21.7 | -16575 | -528 | -818 | -594 | -1155 | -1859 | 3086 | 0 | 0 | 146 | 48 | 160 | 329 | 3288 | 507 | 0 | 1542 | 9470 | 213 | 992 | 0 | 254 | 1200 | 0 | 295 | 0 | 0 | 0 | 0 | 0 | 0 | 0 | 0 | 0
2040-10-19 | 16 | 21.9 | -16354 | -497 | -1072 | 0 | 0 | -439 | 2917 | 0 | 0 | 333 | 53 | 175 | 329 | 3288 | 415 | 0 | 1402 | 6361 | 213 | 996 | 0 | 252 | 1200 | 0 | 428 | 0 | 0 | 0 | 0 | 0 | 0 | 0 | 0 | 0
2040-10-19 | 17 | 29.6 | -16628 | -460 | -1381 | 216 | 325 | 218 | 3128 | 0 | 0 | 507 | 53 | 335 | 2496 | 3288 | 414 | 0 | 1296 | 3028 | 213 | 1010 | 0 | 277 | 1200 | 0 | 465 | 0 | 0 | 0 | 0 | 0 | 0 | 0 | 0 | 0
2040-10-19 | 18 | 29.6 | -17249 | -497 | -1654 | 670 | 1122 | 1273 | 3604 | 0 | 0 | 914 | 53 | 341 | 2742 | 3288 | 455 | 0 | 1229 | 522 | 215 | 1011 | 0 | 297 | 1200 | 0 | 465 | 0 | 0 | 0 | 0 | 0 | 0 | 0 | 0 | 0
2040-10-19 | 19 | 29.6 | -18067 | -607 | -1581 | 788 | 1218 | 1549 | 4227 | 0 | 0 | 1157 | 53 | 341 | 2923 | 3288 | 502 | 0 | 1009 | 4 | 215 | 1020 | 0 | 296 | 1200 | 0 | 465 | 0 | 0 | 0 | 0 | 0 | 0 | 0 | 0 | 0
2040-10-19 | 20 | 29.6 | -17843 | -774 | -1109 | 651 | 1145 | 1549 | 4058 | 0 | 0 | 1137 | 53 | 341 | 2902 | 3288 | 414 | 0 | 973 | 0 | 216 | 1023 | 0 | 310 | 1200 | 0 | 465 | 0 | 0 | 0 | 0 | 0 | 0 | 0 | 0 | 0
2040-10-19 | 21 | 29.6 | -17310 | -915 | -1018 | 502 | 1248 | 1526 | 3651 | 0 | 0 | 1137 | 53 | 341 | 3035 | 3288 | 333 | 0 | 879 | 0 | 218 | 1026 | 0 | 341 | 1200 | 0 | 465 | 0 | 0 | 0 | 0 | 0 | 0 | 0 | 0 | 0
2040-10-19 | 22 | 29.6 | -16563 | -915 | -854 | 398 | 917 | 1273 | 3081 | 0 | 0 | 1115 | 53 | 341 | 3475 | 3288 | 206 | 0 | 919 | 0 | 218 | 1023 | 0 | 361 | 1200 | 0 | 465 | 0 | 0 | 0 | 0 | 0 | 0 | 0 | 0 | 0
2040-10-19 | 23 | 29.6 | -15516 | -1015 | -709 | 171 | 922 | 1258 | 2277 | 0 | 0 | 1060 | 53 | 341 | 3655 | 3288 | 195 | 0 | 733 | 0 | 218 | 1020 | 0 | 384 | 1200 | 0 | 465 | 0 | 0 | 0 | 0 | 0 | 0 | 0 | 0 | 0
2040-10-19 | 24 | 29.6 | -14497 | -1124 | -582 | 108 | 853 | 912 | 1501 | 0 | 0 | 971 | 53 | 341 | 3926 | 3288 | 218 | 0 | 791 | 0 | 215 | 993 | 0 | 369 | 1200 | 0 | 465 | 0 | 0 | 0 | 0 | 0 | 0 | 0 | 0 | 0
2040-10-20 | 1 | 37.71 | -13644 | -1182 | -672 | 0 | 0 | 0 | 528 | 0 | 0 | 1066 | 53 | 341 | 5682 | 3288 | 234 | 0 | 689 | 0 | 212 | 950 | 0 | 790 | 1200 | 0 | 465 | 0 | 0 | 0 | 0 | 0 | 0 | 0 | 0 | 0
2040-10-20 | 2 | 36.08 | -13133 | -1182 | -582 | 0 | 0 | 0 | 528 | 0 | 0 | 876 | 53 | 341 | 5258 | 3288 | 255 | 0 | 712 | 0 | 200 | 938 | 0 | 783 | 1200 | 0 | 465 | 0 | 0 | 0 | 0 | 0 | 0 | 0 | 0 | 0
2040-10-20 | 3 | 33.72 | -12896 | -1297 | -527 | 0 | 0 | 0 | 528 | 0 | 0 | 850 | 53 | 341 | 5272 | 3288 | 165 | 0 | 652 | 0 | 205 | 935 | 0 | 767 | 1200 | 0 | 465 | 0 | 0 | 0 | 0 | 0 | 0 | 0 | 0 | 0
2040-10-20 | 4 | 35.98 | -12804 | -1355 | -472 | 0 | 0 | 0 | 528 | 0 | 0 | 857 | 53 | 341 | 5680 | 3288 | 184 | 0 | 537 | 0 | 198 | 935 | 0 | 366 | 1200 | 0 | 465 | 0 | 0 | 0 | 0 | 0 | 0 | 0 | 0 | 0
2040-10-20 | 5 | 36.7 | -12928 | -1355 | -472 | 0 | 0 | 0 | 528 | 0 | 0 | 914 | 53 | 341 | 5876 | 3288 | 161 | 0 | 451 | 0 | 195 | 932 | 0 | 352 | 1200 | 0 | 465 | 0 | 0 | 0 | 0 | 0 | 0 | 0 | 0 | 0
2040-10-20 | 6 | 37.74 | -13372 | -1417 | -491 | 0 | 0 | 0 | 528 | 0 | 0 | 1137 | 53 | 341 | 6261 | 3288 | 101 | 0 | 444 | 0 | 209 | 930 | 0 | 323 | 1200 | 0 | 465 | 0 | 0 | 0 | 0 | 0 | 0 | 0 | 0 | 0
2040-10-20 | 7 | 39.34 | -14137 | -1417 | -545 | 0 | 0 | 0 | 544 | 0 | 0 | 1157 | 53 | 341 | 7180 | 3288 | 71 | 0 | 380 | 0 | 212 | 935 | 0 | 273 | 1200 | 0 | 465 | 0 | 0 | 0 | 0 | 0 | 0 | 0 | 0 | 0
2040-10-20 | 8 | 40.15 | -15014 | -1480 | -636 | 0 | 0 | 0 | 1168 | 0 | 0 | 1158 | 53 | 341 | 7497 | 3288 | 56 | 0 | 292 | 219 | 213 | 942 | 0 | 238 | 1200 | 0 | 465 | 0 | 0 | 0 | 0 | 0 | 0 | 0 | 0 | 0
2040-10-20 | 9 | 37.9 | -16120 | -1417 | -763 | 0 | 0 | 0 | 1960 | 0 | 0 | 1145 | 53 | 341 | 6564 | 3288 | 50 | 0 | 203 | 1644 | 213 | 942 | 0 | 232 | 1200 | 0 | 465 | 0 | 0 | 0 | 0 | 0 | 0 | 0 | 0 | 0
2040-10-20 | 10 | 29.71 | -16787 | -1182 | -909 | 0 | 0 | -33 | 2436 | 0 | 0 | 713 | 53 | 341 | 4756 | 3288 | 128 | 0 | 114 | 3996 | 213 | 974 | 0 | 235 | 1200 | 0 | 465 | 0 | 0 | 0 | 0 | 0 | 0 | 0 | 0 | 0
2040-10-20 | 11 | 29.6 | -17106 | -968 | -818 | 0 | 0 | -1859 | 2668 | 0 | 0 | 438 | 53 | 341 | 4289 | 3288 | 232 | 0 | 143 | 6203 | 212 | 990 | 0 | 229 | 1200 | 0 | 465 | 0 | 0 | 0 | 0 | 0 | 0 | 0 | 0 | 0
2040-10-20 | 12 | 28.95 | -17296 | -774 | -909 | 0 | -1098 | -1859 | 2801 | 0 | 0 | 333 | 53 | 341 | 3860 | 3288 | 415 | 0 | 201 | 7532 | 213 | 992 | 0 | 243 | 1200 | 0 | 465 | 0 | 0 | 0 | 0 | 0 | 0 | 0 | 0 | 0
2040-10-20 | 13 | 29.71 | -17360 | -685 | -981 | 0 | 0 | -1431 | 2848 | 0 | 0 | 369 | 53 | 341 | 3168 | 3288 | 448 | 0 | 109 | 6715 | 212 | 987 | 0 | 255 | 1200 | 0 | 465 | 0 | 0 | 0 | 0 | 0 | 0 | 0 | 0 | 0
2040-10-20 | 14 | 29.71 | -17227 | -607 | -1018 | 0 | 0 | -175 | 2753 | 0 | 0 | 483 | 53 | 341 | 3168 | 3288 | 536 | 0 | 123 | 5156 | 211 | 990 | 0 | 260 | 1200 | 0 | 465 | 0 | 0 | 0 | 0 | 0 | 0 | 0 | 0 | 0
2040-10-20 | 15 | 38.48 | -17112 | -565 | -1054 | 0 | 0 | 0 | 2668 | 0 | 0 | 681 | 53 | 341 | 4396 | 3288 | 521 | 0 | 160 | 3499 | 213 | 992 | 0 | 254 | 1200 | 0 | 465 | 0 | 0 | 0 | 0 | 0 | 0 | 0 | 0 | 0
2040-10-20 | 16 | 40.15 | -17265 | -565 | -999 | 0 | 228 | 724 | 2779 | 0 | 0 | 914 | 53 | 341 | 4834 | 3288 | 295 | 0 | 152 | 2096 | 213 | 996 | 0 | 252 | 1200 | 0 | 465 | 0 | 0 | 0 | 0 | 0 | 0 | 0 | 0 | 0
2040-10-20 | 17 | 40.15 | -17796 | -565 | -999 | 0 | 228 | 894 | 3160 | 0 | 0 | 1157 | 53 | 341 | 5771 | 3288 | 303 | 0 | 152 | 850 | 213 | 1010 | 0 | 277 | 1200 | 0 | 465 | 0 | 0 | 0 | 0 | 0 | 0 | 0 | 0 | 0
2040-10-20 | 18 | 40.15 | -18603 | -607 | -1018 | 0 | 171 | 1542 | 3736 | 0 | 0 | 1158 | 53 | 341 | 6010 | 3288 | 381 | 0 | 181 | 179 | 215 | 1011 | 0 | 297 | 1200 | 0 | 465 | 0 | 0 | 0 | 0 | 0 | 0 | 0 | 0 | 0
2040-10-20 | 19 | 40.15 | -19287 | -643 | -1054 | 0 | 167 | 689 | 4227 | 0 | 0 | 1158 | 53 | 341 | 6946 | 3288 | 668 | 0 | 246 | 4 | 215 | 1020 | 0 | 296 | 1200 | 0 | 465 | 0 | 0 | 0 | 0 | 0 | 0 | 0 | 0 | 0
2040-10-20 | 20 | 40.15 | -18864 | -685 | -981 | 0 | 150 | 115 | 3926 | 0 | 0 | 1158 | 53 | 341 | 6972 | 3288 | 988 | 0 | 325 | 0 | 216 | 1023 | 0 | 310 | 1200 | 0 | 465 | 0 | 0 | 0 | 0 | 0 | 0 | 0 | 0 | 0
2040-10-20 | 21 | 37 | -17997 | -727 | -927 | 0 | 0 | 0 | 3303 | 0 | 0 | 1027 | 53 | 341 | 5951 | 3288 | 2008 | 0 | 431 | 0 | 218 | 1026 | 0 | 341 | 1200 | 0 | 465 | 0 | 0 | 0 | 0 | 0 | 0 | 0 | 0 | 0
2040-10-20 | 22 | 35.5 | -16745 | -727 | -836 | 0 | 0 | 0 | 2410 | 0 | 0 | 798 | 53 | 335 | 5438 | 3288 | 2454 | 0 | 266 | 0 | 218 | 1023 | 0 | 361 | 1200 | 0 | 465 | 0 | 0 | 0 | 0 | 0 | 0 | 0 | 0 | 0
2040-10-20 | 23 | 23.38 | -15291 | -774 | -836 | 0 | 0 | 0 | 1369 | 0 | 0 | 674 | 53 | 227 | 4321 | 3288 | 3368 | 0 | 315 | 0 | 218 | 1020 | 0 | 384 | 1200 | 0 | 465 | 0 | 0 | 0 | 0 | 0 | 0 | 0 | 0 | 0
2040-10-20 | 24 | 0 | -14044 | -774 | -763 | 0 | 0 | 0 | 528 | 0 | 0 | 350 | 48 | 160 | 3353 | 3288 | 4421 | 0 | 325 | 0 | 215 | 993 | 0 | 369 | 1200 | 0 | 332 | 0 | 0 | 0 | 0 | 0 | 0 | 0 | 0 | 0
2040-10-21 | 1 | 25.21 | -13252 | -774 | -672 | 0 | 0 | -1859 | 528 | 0 | 0 | 369 | 53 | 319 | 3148 | 3288 | 4945 | 0 | 290 | 0 | 212 | 950 | 0 | 790 | 1200 | 0 | 465 | 0 | 0 | 0 | 0 | 0 | 0 | 0 | 0 | 0
2040-10-21 | 2 | 25.21 | -12732 | -821 | -582 | 0 | 0 | -1042 | 528 | 0 | 0 | 334 | 53 | 335 | 1889 | 3288 | 4912 | 0 | 252 | 0 | 200 | 938 | 0 | 783 | 1200 | 0 | 465 | 0 | 0 | 0 | 0 | 0 | 0 | 0 | 0 | 0
2040-10-21 | 3 | 25.21 | -12589 | -821 | -527 | 0 | 0 | -557 | 528 | 0 | 0 | 333 | 53 | 341 | 832 | 3288 | 5319 | 0 | 229 | 0 | 205 | 935 | 0 | 767 | 1200 | 0 | 465 | 0 | 0 | 0 | 0 | 0 | 0 | 0 | 0 | 0
2040-10-21 | 4 | 27.12 | -12627 | -821 | -472 | 0 | 0 | 0 | 528 | 0 | 0 | 333 | 53 | 341 | 934 | 3288 | 5112 | 0 | 168 | 0 | 198 | 935 | 0 | 366 | 1200 | 0 | 465 | 0 | 0 | 0 | 0 | 0 | 0 | 0 | 0 | 0
2040-10-21 | 5 | 34.06 | -13107 | -868 | -472 | 0 | 0 | 13 | 528 | 0 | 0 | 333 | 53 | 341 | 1068 | 3288 | 5498 | 0 | 183 | 0 | 195 | 932 | 0 | 352 | 1200 | 0 | 465 | 0 | 0 | 0 | 0 | 0 | 0 | 0 | 0 | 0
2040-10-21 | 6 | 34.06 | -14515 | -868 | -491 | 0 | 0 | 848 | 528 | 0 | 0 | 408 | 53 | 341 | 1222 | 3288 | 5873 | 0 | 187 | 0 | 209 | 930 | 0 | 323 | 1200 | 0 | 465 | 0 | 0 | 0 | 0 | 0 | 0 | 0 | 0 | 0
2040-10-21 | 7 | 34.06 | -16980 | -915 | -545 | 0 | 0 | 1269 | 2040 | 0 | 0 | 459 | 53 | 341 | 1390 | 3288 | 6324 | 0 | 193 | 0 | 212 | 935 | 0 | 273 | 1200 | 0 | 465 | 0 | 0 | 0 | 0 | 0 | 0 | 0 | 0 | 0
2040-10-21 | 8 | 34.06 | -18368 | -915 | -636 | 0 | 0 | 429 | 2991 | 0 | 0 | 438 | 53 | 335 | 1878 | 3288 | 6970 | 0 | 234 | 247 | 213 | 942 | 0 | 238 | 1200 | 0 | 465 | 0 | 0 | 0 | 0 | 0 | 0 | 0 | 0 | 0
2040-10-21 | 9 | 17.91 | -18667 | -915 | -763 | 0 | 0 | -501 | 3192 | 0 | 0 | 333 | 53 | 175 | 1642 | 3288 | 6964 | 0 | 329 | 1861 | 213 | 942 | 0 | 232 | 1200 | 0 | 422 | 0 | 0 | 0 | 0 | 0 | 0 | 0 | 0 | 0
2040-10-21 | 10 | -40 | -18827 | -821 | -909 | -110 | -452 | -1522 | 3303 | 0 | 0 | 0 | 48 | 160 | 1281 | 3288 | 6888 | 0 | 0 | 4763 | 213 | 974 | 0 | 235 | 1200 | 0 | 289 | 0 | 267 | 0 | 0 | 0 | 0 | 0 | 0 | 0
2040-10-21 | 11 | -40 | -18922 | -727 | -818 | -908 | -2000 | -1859 | 3371 | 0 | 0 | 0 | 48 | 160 | 1101 | 3288 | 6300 | 0 | 0 | 8055 | 212 | 990 | 0 | 229 | 1200 | 0 | 280 | 434 | 174 | 0 | 0 | 0 | 0 | 0 | 0 | 0
2040-10-21 | 12 | -40 | -18726 | -565 | -909 | -908 | -2000 | -1859 | 3234 | 0 | 0 | 0 | 48 | 160 | 1101 | 3288 | 4121 | 0 | 0 | 10087 | 213 | 992 | 0 | 243 | 1200 | 0 | 280 | 2556 | 145 | 0 | 0 | 0 | 0 | 0 | 0 | 0
2040-10-21 | 13 | -40 | -18197 | -460 | -981 | -908 | -2000 | -1859 | 2874 | 0 | 0 | 0 | 48 | 160 | 933 | 3288 | 3665 | 0 | 0 | 10504 | 212 | 987 | 0 | 255 | 1200 | 0 | 280 | 2632 | 124 | 0 | 0 | 0 | 0 | 0 | 0 | 0
2040-10-21 | 14 | -40 | -17863 | -397 | -1018 | -905 | -1859 | -1859 | 2642 | 0 | 0 | 0 | 48 | 160 | 765 | 3288 | 4253 | 0 | 0 | 9804 | 211 | 990 | 0 | 260 | 1200 | 0 | 280 | 1984 | 142 | 0 | 0 | 0 | 0 | 0 | 0 | 0
2040-10-21 | 15 | -40 | -17651 | -397 | -1054 | -334 | -821 | -1859 | 2499 | 0 | 0 | 0 | 48 | 160 | 765 | 3288 | 4399 | 0 | 0 | 8019 | 213 | 992 | 0 | 254 | 1200 | 0 | 280 | 1979 | 135 | 0 | 0 | 0 | 0 | 0 | 0 | 0
2040-10-21 | 16 | -40 | -17774 | -366 | -999 | 0 | -19 | -1576 | 2584 | 0 | 0 | 0 | 48 | 160 | 765 | 3288 | 5701 | 0 | 0 | 5239 | 213 | 996 | 0 | 252 | 1200 | 0 | 289 | 862 | 178 | 0 | 0 | 0 | 0 | 0 | 0 | 0
2040-10-21 | 17 | 17.91 | -18357 | -366 | -999 | 0 | 0 | -67 | 2980 | 0 | 0 | 333 | 53 | 160 | 919 | 3288 | 6451 | 0 | 168 | 2315 | 213 | 1010 | 0 | 277 | 1200 | 0 | 422 | 0 | 0 | 0 | 0 | 0 | 0 | 0 | 0 | 0
2040-10-21 | 18 | 24.21 | -19208 | -397 | -1018 | 554 | 782 | 753 | 3561 | 0 | 0 | 459 | 53 | 265 | 798 | 3288 | 6372 | 0 | 138 | 413 | 215 | 1011 | 0 | 297 | 1200 | 0 | 465 | 0 | 0 | 0 | 0 | 0 | 0 | 0 | 0 | 0
2040-10-21 | 19 | 24.21 | -20177 | -528 | -1054 | 502 | 1278 | 1455 | 4227 | 0 | 0 | 602 | 53 | 265 | 798 | 3288 | 5947 | 0 | 146 | 4 | 215 | 1020 | 0 | 296 | 1200 | 0 | 465 | 0 | 0 | 0 | 0 | 0 | 0 | 0 | 0 | 0
2040-10-21 | 20 | 24.21 | -19846 | -643 | -981 | 512 | 1373 | 1526 | 4000 | 0 | 0 | 674 | 53 | 265 | 798 | 3288 | 5545 | 0 | 224 | 0 | 216 | 1023 | 0 | 310 | 1200 | 0 | 465 | 0 | 0 | 0 | 0 | 0 | 0 | 0 | 0 | 0
2040-10-21 | 21 | 24.21 | -18898 | -727 | -927 | 728 | 1317 | 1504 | 3350 | 0 | 0 | 686 | 53 | 265 | 798 | 3288 | 5091 | 0 | 223 | 0 | 218 | 1026 | 0 | 341 | 1200 | 0 | 465 | 0 | 0 | 0 | 0 | 0 | 0 | 0 | 0 | 0
2040-10-21 | 22 | 24.21 | -17580 | -821 | -836 | 610 | 1485 | 1549 | 2452 | 0 | 0 | 690 | 53 | 265 | 798 | 3288 | 4616 | 0 | 165 | 0 | 218 | 1023 | 0 | 361 | 1200 | 0 | 465 | 0 | 0 | 0 | 0 | 0 | 0 | 0 | 0 | 0
2040-10-21 | 23 | 24.21 | -16073 | -868 | -836 | 576 | 1207 | 1540 | 1421 | 0 | 0 | 674 | 53 | 265 | 798 | 3288 | 4387 | 0 | 282 | 0 | 218 | 1020 | 0 | 384 | 1200 | 0 | 465 | 0 | 0 | 0 | 0 | 0 | 0 | 0 | 0 | 0
2040-10-21 | 24 | 24.21 | -14571 | -915 | -763 | 23 | 428 | 1264 | 528 | 0 | 0 | 511 | 53 | 264 | 1812 | 3288 | 4530 | 0 | 307 | 0 | 215 | 993 | 0 | 369 | 1200 | 0 | 465 | 0 | 0 | 0 | 0 | 0 | 0 | 0 | 0 | 0
2040-10-22 | 1 | 14.82 | -13617 | -1015 | -509 | 0 | -207 | -595 | 528 | 0 | 0 | 438 | 53 | 160 | 3014 | 3288 | 4513 | 0 | 333 | 0 | 212 | 950 | 0 | 790 | 1200 | 0 | 465 | 0 | 0 | 0 | 0 | 0 | 0 | 0 | 0 | 0
2040-10-22 | 2 | 17.55 | -13135 | -968 | -454 | 0 | 0 | -1540 | 528 | 0 | 0 | 369 | 53 | 160 | 3080 | 3288 | 4687 | 0 | 346 | 0 | 200 | 938 | 0 | 783 | 1200 | 0 | 465 | 0 | 0 | 0 | 0 | 0 | 0 | 0 | 0 | 0
2040-10-22 | 3 | 17.55 | -12898 | -1015 | -400 | 0 | 0 | -1768 | 528 | 0 | 0 | 356 | 53 | 160 | 3080 | 3288 | 4669 | 0 | 374 | 0 | 205 | 935 | 0 | 767 | 1200 | 0 | 465 | 0 | 0 | 0 | 0 | 0 | 0 | 0 | 0 | 0
2040-10-22 | 4 | 17.55 | -12897 | -1015 | -382 | 0 | 0 | -1625 | 528 | 0 | 0 | 334 | 53 | 160 | 3080 | 3288 | 4856 | 0 | 456 | 0 | 198 | 935 | 0 | 366 | 1200 | 0 | 465 | 0 | 0 | 0 | 0 | 0 | 0 | 0 | 0 | 0
2040-10-22 | 5 | 17.55 | -13324 | -1015 | -363 | 0 | 0 | -1199 | 528 | 0 | 0 | 369 | 53 | 160 | 3080 | 3288 | 4693 | 0 | 587 | 0 | 195 | 932 | 0 | 352 | 1200 | 0 | 465 | 0 | 0 | 0 | 0 | 0 | 0 | 0 | 0 | 0
2040-10-22 | 6 | 17.55 | -14642 | -1015 | -382 | 0 | 0 | -303 | 528 | 0 | 0 | 438 | 53 | 160 | 3080 | 3288 | 4958 | 0 | 710 | 0 | 209 | 930 | 0 | 323 | 1200 | 0 | 465 | 0 | 0 | 0 | 0 | 0 | 0 | 0 | 0 | 0
2040-10-22 | 7 | 17.55 | -17069 | -968 | -491 | 0 | 0 | -4 | 1849 | 0 | 0 | 489 | 53 | 160 | 3436 | 3288 | 5370 | 0 | 801 | 0 | 212 | 935 | 0 | 273 | 1200 | 0 | 465 | 0 | 0 | 0 | 0 | 0 | 0 | 0 | 0 | 0
2040-10-22 | 8 | 23.72 | -18514 | -968 | -600 | 0 | 0 | 222 | 2816 | 0 | 0 | 592 | 53 | 212 | 3766 | 3288 | 5016 | 0 | 967 | 92 | 213 | 942 | 0 | 238 | 1200 | 0 | 465 | 0 | 0 | 0 | 0 | 0 | 0 | 0 | 0 | 0
2040-10-22 | 9 | 23.72 | -18864 | -915 | -727 | 0 | 0 | 275 | 3049 | 0 | 0 | 573 | 53 | 212 | 3653 | 3288 | 4657 | 0 | 935 | 760 | 213 | 942 | 0 | 232 | 1200 | 0 | 465 | 0 | 0 | 0 | 0 | 0 | 0 | 0 | 0 | 0
2040-10-22 | 10 | 17.55 | -19047 | -868 | -854 | 0 | 0 | -737 | 3176 | 0 | 0 | 438 | 53 | 160 | 3454 | 3288 | 4470 | 0 | 1012 | 2370 | 213 | 974 | 0 | 235 | 1200 | 0 | 465 | 0 | 0 | 0 | 0 | 0 | 0 | 0 | 0 | 0
2040-10-22 | 11 | 17.55 | -19215 | -727 | -818 | 0 | 0 | -648 | 3287 | 0 | 0 | 333 | 53 | 160 | 2025 | 3288 | 4717 | 0 | 968 | 3481 | 212 | 990 | 0 | 229 | 1200 | 0 | 465 | 0 | 0 | 0 | 0 | 0 | 0 | 0 | 0 | 0
2040-10-22 | 12 | 17.55 | -19369 | -643 | -709 | 0 | 0 | -284 | 3387 | 0 | 0 | 334 | 53 | 160 | 1967 | 3288 | 4110 | 0 | 899 | 3694 | 213 | 992 | 0 | 243 | 1200 | 0 | 465 | 0 | 0 | 0 | 0 | 0 | 0 | 0 | 0 | 0
2040-10-22 | 13 | 17.55 | -19305 | -607 | -927 | 0 | 0 | -361 | 3345 | 0 | 0 | 334 | 53 | 160 | 1941 | 3288 | 4241 | 0 | 899 | 3820 | 212 | 987 | 0 | 255 | 1200 | 0 | 465 | 0 | 0 | 0 | 0 | 0 | 0 | 0 | 0 | 0
2040-10-22 | 14 | 23.72 | -19318 | -565 | -909 | 0 | 0 | 1136 | 3355 | 0 | 0 | 496 | 53 | 212 | 2206 | 3288 | 4076 | 0 | 984 | 1860 | 211 | 990 | 0 | 260 | 1200 | 0 | 465 | 0 | 0 | 0 | 0 | 0 | 0 | 0 | 0 | 0
2040-10-22 | 15 | 23.72 | -19103 | -565 | -818 | 0 | 0 | 1369 | 3213 | 0 | 0 | 511 | 53 | 212 | 2206 | 3288 | 4080 | 0 | 1058 | 1374 | 213 | 992 | 0 | 254 | 1200 | 0 | 465 | 0 | 0 | 0 | 0 | 0 | 0 | 0 | 0 | 0
2040-10-22 | 16 | 23.72 | -19085 | -607 | -1072 | 0 | 0 | 1489 | 3197 | 0 | 0 | 553 | 53 | 212 | 2316 | 3288 | 4647 | 0 | 1092 | 792 | 213 | 996 | 0 | 252 | 1200 | 0 | 465 | 0 | 0 | 0 | 0 | 0 | 0 | 0 | 0 | 0
2040-10-22 | 17 | 23.72 | -19434 | -607 | -1381 | 0 | 0 | 395 | 3435 | 0 | 0 | 595 | 53 | 212 | 3722 | 3288 | 4766 | 0 | 1192 | 600 | 213 | 1010 | 0 | 277 | 1200 | 0 | 465 | 0 | 0 | 0 | 0 | 0 | 0 | 0 | 0 | 0
2040-10-22 | 18 | 23.72 | -20192 | -643 | -1654 | 0 | 0 | 824 | 3942 | 0 | 0 | 713 | 53 | 212 | 4193 | 3288 | 4723 | 0 | 1213 | 141 | 215 | 1011 | 0 | 297 | 1200 | 0 | 465 | 0 | 0 | 0 | 0 | 0 | 0 | 0 | 0 | 0
2040-10-22 | 19 | 23.72 | -20621 | -643 | -1581 | 0 | 73 | 968 | 4227 | 0 | 0 | 754 | 53 | 212 | 4193 | 3288 | 4591 | 0 | 1287 | 4 | 215 | 1020 | 0 | 296 | 1200 | 0 | 465 | 0 | 0 | 0 | 0 | 0 | 0 | 0 | 0 | 0
2040-10-22 | 20 | 23.72 | -20113 | -643 | -1109 | 0 | 105 | 30 | 3889 | 0 | 0 | 674 | 53 | 212 | 4193 | 3288 | 4748 | 0 | 1460 | 0 | 216 | 1023 | 0 | 310 | 1200 | 0 | 465 | 0 | 0 | 0 | 0 | 0 | 0 | 0 | 0 | 0
2040-10-22 | 21 | 17.55 | -19195 | -643 | -1018 | 0 | 0 | 0 | 3271 | 0 | 0 | 595 | 53 | 160 | 3943 | 3288 | 4836 | 0 | 1461 | 0 | 218 | 1026 | 0 | 341 | 1200 | 0 | 465 | 0 | 0 | 0 | 0 | 0 | 0 | 0 | 0 | 0
2040-10-22 | 22 | 11.89 | -17826 | -643 | -854 | 0 | 0 | 0 | 2357 | 0 | 0 | 511 | 53 | 160 | 3506 | 3288 | 4785 | 0 | 1398 | 0 | 218 | 1023 | 0 | 361 | 1200 | 0 | 465 | 0 | 0 | 0 | 0 | 0 | 0 | 0 | 0 | 0
2040-10-22 | 23 | 0 | -16101 | -643 | -709 | 0 | 0 | -50 | 1199 | 0 | 0 | 275 | 48 | 160 | 3043 | 3288 | 4985 | 0 | 1350 | 0 | 218 | 1020 | 0 | 384 | 1200 | 0 | 332 | 0 | 0 | 0 | 0 | 0 | 0 | 0 | 0 | 0
2040-10-22 | 24 | 0 | -14708 | -643 | -582 | 0 | 0 | 37 | 528 | 0 | 0 | 369 | 48 | 160 | 1836 | 3288 | 5199 | 0 | 1402 | 0 | 215 | 993 | 0 | 369 | 1200 | 0 | 289 | 0 | 0 | 0 | 0 | 0 | 0 | 0 | 0 | 0
2040-10-23 | 1 | 28.64 | -13728 | -643 | -509 | 0 | 0 | -1063 | 528 | 0 | 0 | 334 | 53 | 319 | 2001 | 3288 | 4522 | 0 | 1323 | 0 | 212 | 950 | 0 | 790 | 1200 | 0 | 422 | 0 | 0 | 0 | 0 | 0 | 0 | 0 | 0 | 0
2040-10-23 | 2 | 28.64 | -13231 | -643 | -454 | 0 | 0 | -242 | 528 | 0 | 0 | 438 | 53 | 335 | 1888 | 3288 | 3227 | 0 | 1229 | 0 | 200 | 938 | 0 | 783 | 1200 | 0 | 465 | 0 | 0 | 0 | 0 | 0 | 0 | 0 | 0 | 0
2040-10-23 | 3 | 35.98 | -12996 | -607 | -400 | 0 | 0 | 0 | 528 | 0 | 0 | 483 | 53 | 341 | 2475 | 3288 | 2072 | 0 | 1191 | 0 | 205 | 935 | 0 | 767 | 1200 | 0 | 465 | 0 | 0 | 0 | 0 | 0 | 0 | 0 | 0 | 0
2040-10-23 | 4 | 38.7 | -13017 | -607 | -382 | 0 | 0 | 255 | 528 | 0 | 0 | 511 | 53 | 341 | 3175 | 3288 | 1405 | 0 | 1286 | 0 | 198 | 935 | 0 | 366 | 1200 | 0 | 465 | 0 | 0 | 0 | 0 | 0 | 0 | 0 | 0 | 0
2040-10-23 | 5 | 38.7 | -13312 | -643 | -363 | 0 | 0 | 129 | 528 | 0 | 0 | 511 | 53 | 341 | 3413 | 3288 | 1748 | 0 | 1164 | 0 | 195 | 932 | 0 | 352 | 1200 | 0 | 465 | 0 | 0 | 0 | 0 | 0 | 0 | 0 | 0 | 0
2040-10-23 | 6 | 38.7 | -14631 | -607 | -382 | 0 | 0 | 582 | 555 | 0 | 0 | 595 | 53 | 341 | 3356 | 3288 | 2749 | 0 | 975 | 0 | 209 | 930 | 0 | 323 | 1200 | 0 | 465 | 0 | 0 | 0 | 0 | 0 | 0 | 0 | 0 | 0
2040-10-23 | 7 | 27.12 | -16999 | -607 | -491 | 0 | 0 | 0 | 2193 | 0 | 0 | 479 | 53 | 325 | 2960 | 3288 | 4774 | 0 | 940 | 0 | 212 | 935 | 0 | 273 | 1200 | 0 | 465 | 0 | 0 | 0 | 0 | 0 | 0 | 0 | 0 | 0
2040-10-23 | 8 | 17.55 | -18490 | -607 | -600 | 0 | 0 | 0 | 3223 | 0 | 0 | 369 | 53 | 166 | 2201 | 3288 | 6072 | 0 | 1112 | 164 | 213 | 942 | 0 | 238 | 1200 | 0 | 456 | 0 | 0 | 0 | 0 | 0 | 0 | 0 | 0 | 0
2040-10-23 | 9 | 1.27 | -18842 | -643 | -727 | 0 | 0 | -566 | 3466 | 0 | 0 | 333 | 53 | 160 | 1404 | 3288 | 6623 | 0 | 1091 | 1360 | 213 | 942 | 0 | 232 | 1200 | 0 | 414 | 0 | 0 | 0 | 0 | 0 | 0 | 0 | 0 | 0
2040-10-23 | 10 | -40 | -18959 | -607 | -854 | 0 | -126 | -1261 | 3551 | 0 | 0 | 0 | 48 | 160 | 993 | 3288 | 6761 | 0 | 0 | 4105 | 213 | 974 | 0 | 235 | 1200 | 0 | 280 | 0 | 1017 | 0 | 0 | 0 | 0 | 0 | 0 | 0
2040-10-23 | 11 | -40 | -19318 | -497 | -818 | -444 | -1615 | -1859 | 3799 | 0 | 0 | 0 | 48 | 160 | 825 | 3288 | 6546 | 0 | 0 | 6974 | 212 | 990 | 0 | 229 | 1200 | 0 | 280 | 0 | 691 | 0 | 0 | 0 | 0 | 0 | 0 | 0
2040-10-23 | 12 | -40 | -19428 | -429 | -709 | -908 | -2000 | -1859 | 3873 | 0 | 0 | 0 | 48 | 160 | 825 | 3288 | 5785 | 0 | 0 | 8426 | 213 | 992 | 0 | 243 | 1200 | 0 | 280 | 721 | 674 | 0 | 0 | 0 | 0 | 0 | 0 | 0
2040-10-23 | 13 | -40 | -19435 | -366 | -927 | -908 | -2000 | -1859 | 3878 | 0 | 0 | 0 | 48 | 160 | 825 | 3288 | 5093 | 0 | 0 | 9269 | 212 | 987 | 0 | 255 | 1200 | 0 | 280 | 1150 | 1030 | 0 | 0 | 0 | 0 | 0 | 0 | 0
2040-10-23 | 14 | -40 | -19330 | -314 | -909 | -908 | -2000 | -1859 | 3804 | 0 | 0 | 0 | 48 | 160 | 680 | 3288 | 5562 | 0 | 0 | 8836 | 211 | 990 | 0 | 260 | 1200 | 0 | 280 | 633 | 1567 | 0 | 0 | 0 | 0 | 0 | 0 | 0
2040-10-23 | 15 | -40 | -18931 | -288 | -818 | -905 | -1259 | -1859 | 3530 | 0 | 0 | 0 | 48 | 160 | 390 | 3288 | 5970 | 0 | 0 | 7734 | 213 | 992 | 0 | 254 | 1200 | 0 | 280 | 451 | 1637 | 0 | 0 | 0 | 0 | 0 | 0 | 0
2040-10-23 | 16 | -40 | -18665 | -288 | -1072 | 0 | -150 | -1836 | 3345 | 0 | 0 | 0 | 48 | 160 | 390 | 3288 | 6264 | 0 | 0 | 5575 | 213 | 996 | 0 | 252 | 1200 | 0 | 280 | 0 | 1693 | 0 | 0 | 0 | 0 | 0 | 0 | 0
2040-10-23 | 17 | 0 | -18735 | -314 | -1381 | 0 | 0 | -981 | 3392 | 0 | 0 | 255 | 48 | 160 | 380 | 3288 | 6507 | 0 | 1803 | 2555 | 213 | 1010 | 0 | 277 | 1200 | 0 | 323 | 0 | 0 | 0 | 0 | 0 | 0 | 0 | 0 | 0
2040-10-23 | 18 | 3 | -19212 | -366 | -1654 | 0 | 876 | 763 | 3725 | 0 | 0 | 334 | 53 | 160 | 0 | 3288 | 6559 | 0 | 1900 | 396 | 215 | 1011 | 0 | 297 | 1200 | 0 | 456 | 0 | 0 | 0 | 0 | 0 | 0 | 0 | 0 | 0
2040-10-23 | 19 | 3 | -19939 | -460 | -1581 | 0 | 519 | 1721 | 4227 | 0 | 0 | 438 | 53 | 160 | 0 | 3288 | 6476 | 0 | 1900 | 4 | 215 | 1020 | 0 | 296 | 1200 | 0 | 465 | 0 | 0 | 0 | 0 | 0 | 0 | 0 | 0 | 0
2040-10-23 | 20 | 3 | -19713 | -528 | -1109 | 0 | 350 | 1743 | 4069 | 0 | 0 | 369 | 53 | 160 | 0 | 3288 | 6185 | 0 | 1920 | 0 | 216 | 1023 | 0 | 310 | 1200 | 0 | 465 | 0 | 0 | 0 | 0 | 0 | 0 | 0 | 0 | 0
2040-10-23 | 21 | 3 | -18815 | -607 | -1018 | 0 | 872 | 1595 | 3450 | 0 | 0 | 438 | 53 | 160 | 0 | 3288 | 5548 | 0 | 1786 | 0 | 218 | 1026 | 0 | 341 | 1200 | 0 | 465 | 0 | 0 | 0 | 0 | 0 | 0 | 0 | 0 | 0
2040-10-23 | 22 | 3 | -17510 | -774 | -854 | 0 | 1200 | 1744 | 2547 | 0 | 0 | 471 | 53 | 160 | 0 | 3288 | 4744 | 0 | 1665 | 0 | 218 | 1023 | 0 | 361 | 1200 | 0 | 465 | 0 | 0 | 0 | 0 | 0 | 0 | 0 | 0 | 0
2040-10-23 | 23 | 3 | -15886 | -774 | -709 | 0 | 687 | 1468 | 1421 | 0 | 0 | 438 | 53 | 160 | 0 | 3288 | 4904 | 0 | 1663 | 0 | 218 | 1020 | 0 | 384 | 1200 | 0 | 465 | 0 | 0 | 0 | 0 | 0 | 0 | 0 | 0 | 0
2040-10-23 | 24 | 3 | -14463 | -868 | -582 | 0 | 506 | 1283 | 528 | 0 | 0 | 369 | 53 | 160 | 0 | 3288 | 4932 | 0 | 1552 | 0 | 215 | 993 | 0 | 369 | 1200 | 0 | 465 | 0 | 0 | 0 | 0 | 0 | 0 | 0 | 0 | 0
2040-10-24 | 1 | 22.31 | -13631 | -915 | -509 | 0 | -112 | -576 | 528 | 0 | 0 | 369 | 53 | 171 | 2196 | 3288 | 3830 | 0 | 1691 | 0 | 212 | 950 | 0 | 790 | 1200 | 0 | 465 | 0 | 0 | 0 | 0 | 0 | 0 | 0 | 0 | 0
2040-10-24 | 2 | 24 | -13135 | -968 | -454 | 0 | 0 | -1146 | 528 | 0 | 0 | 334 | 53 | 212 | 2262 | 3288 | 3640 | 0 | 1800 | 0 | 200 | 938 | 0 | 783 | 1200 | 0 | 465 | 0 | 0 | 0 | 0 | 0 | 0 | 0 | 0 | 0
2040-10-24 | 3 | 24 | -12941 | -1072 | -400 | 0 | 0 | -731 | 528 | 0 | 0 | 438 | 53 | 218 | 2932 | 3288 | 2778 | 0 | 1338 | 0 | 205 | 935 | 0 | 767 | 1200 | 0 | 465 | 0 | 0 | 0 | 0 | 0 | 0 | 0 | 0 | 0
2040-10-24 | 4 | 24 | -12936 | -1072 | -382 | 0 | 0 | -151 | 528 | 0 | 0 | 496 | 53 | 233 | 3436 | 3288 | 2147 | 0 | 1196 | 0 | 198 | 935 | 0 | 366 | 1200 | 0 | 465 | 0 | 0 | 0 | 0 | 0 | 0 | 0 | 0 | 0
2040-10-24 | 5 | 29.6 | -13406 | -1182 | -363 | 0 | 0 | 0 | 528 | 0 | 0 | 642 | 53 | 341 | 4120 | 3288 | 1768 | 0 | 1068 | 0 | 195 | 932 | 0 | 352 | 1200 | 0 | 465 | 0 | 0 | 0 | 0 | 0 | 0 | 0 | 0 | 0
2040-10-24 | 6 | 32.43 | -14806 | -1240 | -382 | 382 | 711 | 86 | 671 | 0 | 0 | 914 | 53 | 341 | 4715 | 3288 | 1229 | 0 | 912 | 0 | 209 | 930 | 0 | 323 | 1200 | 0 | 465 | 0 | 0 | 0 | 0 | 0 | 0 | 0 | 0 | 0
2040-10-24 | 7 | 32.43 | -17287 | -1182 | -491 | 491 | 909 | 565 | 2383 | 0 | 0 | 1157 | 53 | 341 | 4819 | 3288 | 1025 | 0 | 845 | 0 | 212 | 935 | 0 | 273 | 1200 | 0 | 465 | 0 | 0 | 0 | 0 | 0 | 0 | 0 | 0 | 0
2040-10-24 | 8 | 32.43 | -18667 | -1297 | -600 | 600 | 1066 | 966 | 3339 | 0 | 0 | 1158 | 53 | 341 | 4943 | 3288 | 772 | 0 | 779 | 200 | 213 | 942 | 0 | 238 | 1200 | 0 | 465 | 0 | 0 | 0 | 0 | 0 | 0 | 0 | 0 | 0
2040-10-24 | 9 | 32.43 | -18797 | -1240 | -727 | 727 | 120 | 301 | 3429 | 0 | 0 | 1021 | 53 | 341 | 4943 | 3288 | 592 | 0 | 769 | 2129 | 213 | 942 | 0 | 232 | 1200 | 0 | 465 | 0 | 0 | 0 | 0 | 0 | 0 | 0 | 0 | 0
2040-10-24 | 10 | 24 | -18824 | -915 | -854 | 0 | 0 | -881 | 3450 | 0 | 0 | 507 | 53 | 233 | 4323 | 3288 | 552 | 0 | 588 | 5392 | 213 | 974 | 0 | 235 | 1200 | 0 | 465 | 0 | 0 | 0 | 0 | 0 | 0 | 0 | 0 | 0
2040-10-24 | 11 | 22.31 | -19038 | -685 | -818 | 0 | -342 | -1859 | 3598 | 0 | 0 | 333 | 53 | 177 | 2898 | 3288 | 442 | 0 | 540 | 8317 | 212 | 990 | 0 | 229 | 1200 | 0 | 465 | 0 | 0 | 0 | 0 | 0 | 0 | 0 | 0 | 0
2040-10-24 | 12 | 22.31 | -19107 | -497 | -709 | 0 | -1971 | -1859 | 3646 | 0 | 0 | 333 | 53 | 171 | 1636 | 3288 | 546 | 0 | 513 | 10845 | 213 | 992 | 0 | 243 | 1200 | 0 | 465 | 0 | 0 | 0 | 0 | 0 | 0 | 0 | 0 | 0
2040-10-24 | 13 | 22.31 | -19038 | -366 | -927 | 0 | -1878 | -1859 | 3598 | 0 | 0 | 333 | 53 | 171 | 968 | 3288 | 680 | 0 | 572 | 11286 | 212 | 987 | 0 | 255 | 1200 | 0 | 465 | 0 | 0 | 0 | 0 | 0 | 0 | 0 | 0 | 0
2040-10-24 | 14 | 22.31 | -19008 | -314 | -909 | 0 | -1618 | -1859 | 3577 | 0 | 0 | 333 | 53 | 177 | 968 | 3288 | 938 | 0 | 765 | 10483 | 211 | 990 | 0 | 260 | 1200 | 0 | 465 | 0 | 0 | 0 | 0 | 0 | 0 | 0 | 0 | 0
2040-10-24 | 15 | 24 | -18737 | -288 | -818 | 0 | 0 | -1294 | 3387 | 0 | 0 | 333 | 53 | 233 | 609 | 3288 | 1156 | 0 | 913 | 8040 | 213 | 992 | 0 | 254 | 1200 | 0 | 465 | 0 | 0 | 0 | 0 | 0 | 0 | 0 | 0 | 0
2040-10-24 | 16 | 32.43 | -18478 | -288 | -1072 | 348 | 853 | 87 | 3207 | 0 | 0 | 369 | 53 | 341 | 566 | 3288 | 1388 | 0 | 1020 | 5192 | 213 | 996 | 0 | 252 | 1200 | 0 | 465 | 0 | 0 | 0 | 0 | 0 | 0 | 0 | 0 | 0
2040-10-24 | 17 | 32.43 | -18669 | -288 | -1381 | 105 | 849 | 1549 | 3339 | 0 | 0 | 690 | 53 | 341 | 1872 | 3288 | 1765 | 0 | 1006 | 2317 | 213 | 1010 | 0 | 277 | 1200 | 0 | 465 | 0 | 0 | 0 | 0 | 0 | 0 | 0 | 0 | 0
2040-10-24 | 18 | 32.43 | -19190 | -314 | -1654 | 551 | 1012 | 1549 | 3704 | 0 | 0 | 1047 | 53 | 341 | 2900 | 3288 | 2173 | 0 | 997 | 355 | 215 | 1011 | 0 | 297 | 1200 | 0 | 465 | 0 | 0 | 0 | 0 | 0 | 0 | 0 | 0 | 0
2040-10-24 | 19 | 32.43 | -19949 | -397 | -1581 | 104 | 1304 | 1301 | 4227 | 0 | 0 | 1137 | 53 | 341 | 3572 | 3288 | 2430 | 0 | 970 | 4 | 215 | 1020 | 0 | 296 | 1200 | 0 | 465 | 0 | 0 | 0 | 0 | 0 | 0 | 0 | 0 | 0
2040-10-24 | 20 | 32.43 | -19589 | -497 | -1109 | 196 | 701 | 1517 | 3979 | 0 | 0 | 1022 | 53 | 341 | 3572 | 3288 | 2471 | 0 | 840 | 0 | 216 | 1023 | 0 | 310 | 1200 | 0 | 465 | 0 | 0 | 0 | 0 | 0 | 0 | 0 | 0 | 0
2040-10-24 | 21 | 32.43 | -18849 | -565 | -1018 | 0 | 323 | 1105 | 3466 | 0 | 0 | 832 | 53 | 341 | 4085 | 3288 | 2821 | 0 | 867 | 0 | 218 | 1026 | 0 | 341 | 1200 | 0 | 465 | 0 | 0 | 0 | 0 | 0 | 0 | 0 | 0 | 0
2040-10-24 | 22 | 32.43 | -17575 | -607 | -854 | 0 | 105 | 13 | 2584 | 0 | 0 | 713 | 53 | 341 | 4525 | 3288 | 3017 | 0 | 1130 | 0 | 218 | 1023 | 0 | 361 | 1200 | 0 | 465 | 0 | 0 | 0 | 0 | 0 | 0 | 0 | 0 | 0
2040-10-24 | 23 | 24.2 | -15952 | -643 | -709 | 0 | 0 | 0 | 1464 | 0 | 0 | 595 | 53 | 234 | 3861 | 3288 | 3269 | 0 | 1253 | 0 | 218 | 1020 | 0 | 384 | 1200 | 0 | 465 | 0 | 0 | 0 | 0 | 0 | 0 | 0 | 0 | 0
2040-10-24 | 24 | 23.29 | -14539 | -685 | -582 | 0 | 0 | 0 | 528 | 0 | 0 | 496 | 53 | 177 | 3291 | 3288 | 3433 | 0 | 1298 | 0 | 215 | 993 | 0 | 369 | 1200 | 0 | 465 | 0 | 0 | 0 | 0 | 0 | 0 | 0 | 0 | 0
2040-10-25 | 1 | 29.26 | -13646 | -774 | -509 | 0 | 0 | -1377 | 528 | 0 | 0 | 459 | 53 | 325 | 3527 | 3288 | 3128 | 0 | 1381 | 0 | 212 | 950 | 0 | 790 | 1200 | 0 | 465 | 0 | 0 | 0 | 0 | 0 | 0 | 0 | 0 | 0
2040-10-25 | 2 | 29.26 | -13047 | -868 | -454 | 0 | 0 | -1608 | 528 | 0 | 0 | 438 | 53 | 341 | 3527 | 3288 | 2877 | 0 | 1340 | 0 | 200 | 938 | 0 | 783 | 1200 | 0 | 465 | 0 | 0 | 0 | 0 | 0 | 0 | 0 | 0 | 0
2040-10-25 | 3 | 29.26 | -12828 | -868 | -400 | 0 | 0 | -1333 | 528 | 0 | 0 | 438 | 53 | 341 | 3357 | 3288 | 2373 | 0 | 1480 | 0 | 205 | 935 | 0 | 767 | 1200 | 0 | 465 | 0 | 0 | 0 | 0 | 0 | 0 | 0 | 0 | 0
2040-10-25 | 4 | 29.26 | -12820 | -915 | -382 | 0 | 0 | -592 | 528 | 0 | 0 | 459 | 53 | 341 | 3357 | 3288 | 2013 | 0 | 1507 | 0 | 198 | 935 | 0 | 366 | 1200 | 0 | 465 | 0 | 0 | 0 | 0 | 0 | 0 | 0 | 0 | 0
2040-10-25 | 5 | 29.26 | -13225 | -915 | -363 | 0 | 0 | -36 | 528 | 0 | 0 | 511 | 53 | 341 | 3499 | 3288 | 1553 | 0 | 1624 | 0 | 195 | 932 | 0 | 352 | 1200 | 0 | 465 | 0 | 0 | 0 | 0 | 0 | 0 | 0 | 0 | 0
2040-10-25 | 6 | 38.17 | -14550 | -968 | -382 | 0 | 0 | 0 | 824 | 0 | 0 | 713 | 53 | 341 | 4793 | 3288 | 1250 | 0 | 1510 | 0 | 209 | 930 | 0 | 323 | 1200 | 0 | 465 | 0 | 0 | 0 | 0 | 0 | 0 | 0 | 0 | 0
2040-10-25 | 7 | 38.45 | -16812 | -915 | -491 | 0 | 0 | 0 | 2441 | 0 | 0 | 878 | 53 | 341 | 5759 | 3288 | 926 | 0 | 1448 | 0 | 212 | 935 | 0 | 273 | 1200 | 0 | 465 | 0 | 0 | 0 | 0 | 0 | 0 | 0 | 0 | 0
2040-10-25 | 8 | 38.77 | -18257 | -968 | -600 | 0 | 0 | 0 | 3472 | 0 | 0 | 1137 | 53 | 341 | 6411 | 3288 | 665 | 0 | 1262 | 138 | 213 | 942 | 0 | 238 | 1200 | 0 | 465 | 0 | 0 | 0 | 0 | 0 | 0 | 0 | 0 | 0
2040-10-25 | 9 | 37.9 | -18594 | -968 | -727 | 0 | 0 | 0 | 3715 | 0 | 0 | 1137 | 53 | 341 | 6502 | 3288 | 521 | 0 | 702 | 978 | 213 | 942 | 0 | 232 | 1200 | 0 | 465 | 0 | 0 | 0 | 0 | 0 | 0 | 0 | 0 | 0
2040-10-25 | 10 | 35.98 | -18928 | -821 | -854 | 0 | 0 | 0 | 3952 | 0 | 0 | 910 | 53 | 341 | 5793 | 3288 | 282 | 0 | 395 | 2502 | 213 | 974 | 0 | 235 | 1200 | 0 | 465 | 0 | 0 | 0 | 0 | 0 | 0 | 0 | 0 | 0
2040-10-25 | 11 | 29.26 | -19140 | -643 | -818 | 0 | 0 | -16 | 4106 | 0 | 0 | 713 | 53 | 341 | 4770 | 3288 | 206 | 0 | 304 | 3742 | 212 | 990 | 0 | 229 | 1200 | 0 | 465 | 0 | 0 | 0 | 0 | 0 | 0 | 0 | 0 | 0
2040-10-25 | 12 | 29.26 | -19138 | -565 | -709 | 0 | 0 | -993 | 4100 | 0 | 0 | 550 | 53 | 341 | 4643 | 3288 | 167 | 0 | 190 | 4960 | 213 | 992 | 0 | 243 | 1200 | 0 | 465 | 0 | 0 | 0 | 0 | 0 | 0 | 0 | 0 | 0
2040-10-25 | 13 | 29.26 | -19012 | -497 | -927 | 0 | 0 | -646 | 4011 | 0 | 0 | 595 | 53 | 341 | 4546 | 3288 | 169 | 0 | 146 | 4814 | 212 | 987 | 0 | 255 | 1200 | 0 | 465 | 0 | 0 | 0 | 0 | 0 | 0 | 0 | 0 | 0
2040-10-25 | 14 | 29.26 | -18847 | -460 | -909 | 0 | 0 | -189 | 3894 | 0 | 0 | 674 | 53 | 341 | 4411 | 3288 | 191 | 0 | 112 | 4315 | 211 | 990 | 0 | 260 | 1200 | 0 | 465 | 0 | 0 | 0 | 0 | 0 | 0 | 0 | 0 | 0
2040-10-25 | 15 | 35.37 | -18645 | -460 | -818 | 0 | 0 | 0 | 3752 | 0 | 0 | 754 | 53 | 341 | 5208 | 3288 | 333 | 0 | 82 | 2990 | 213 | 992 | 0 | 254 | 1200 | 0 | 465 | 0 | 0 | 0 | 0 | 0 | 0 | 0 | 0 | 0
2040-10-25 | 16 | 37.76 | -18425 | -497 | -1072 | 0 | 0 | 0 | 3593 | 0 | 0 | 1021 | 53 | 341 | 6050 | 3288 | 448 | 0 | 85 | 1991 | 213 | 996 | 0 | 252 | 1200 | 0 | 465 | 0 | 0 | 0 | 0 | 0 | 0 | 0 | 0 | 0
2040-10-25 | 17 | 39.54 | -18525 | -497 | -1381 | 0 | 0 | 573 | 3667 | 0 | 0 | 1158 | 53 | 341 | 6820 | 3288 | 594 | 0 | 93 | 652 | 213 | 1010 | 0 | 277 | 1200 | 0 | 465 | 0 | 0 | 0 | 0 | 0 | 0 | 0 | 0 | 0
2040-10-25 | 18 | 39.54 | -19048 | -565 | -1654 | 0 | 0 | 1505 | 4037 | 0 | 0 | 1158 | 53 | 341 | 6875 | 3288 | 611 | 0 | 119 | 92 | 215 | 1011 | 0 | 297 | 1200 | 0 | 465 | 0 | 0 | 0 | 0 | 0 | 0 | 0 | 0 | 0
2040-10-25 | 19 | 39.54 | -19312 | -607 | -1581 | 0 | 0 | 1549 | 4227 | 0 | 0 | 1158 | 53 | 341 | 6935 | 3288 | 624 | 0 | 125 | 4 | 215 | 1020 | 0 | 296 | 1200 | 0 | 465 | 0 | 0 | 0 | 0 | 0 | 0 | 0 | 0 | 0
2040-10-25 | 20 | 39.54 | -18866 | -643 | -1109 | 0 | 0 | 898 | 3910 | 0 | 0 | 1158 | 53 | 341 | 6928 | 3288 | 640 | 0 | 188 | 0 | 216 | 1023 | 0 | 310 | 1200 | 0 | 465 | 0 | 0 | 0 | 0 | 0 | 0 | 0 | 0 | 0
2040-10-25 | 21 | 39.54 | -18096 | -643 | -1018 | 0 | 0 | 501 | 3361 | 0 | 0 | 1158 | 53 | 341 | 6928 | 3288 | 658 | 0 | 220 | 0 | 218 | 1026 | 0 | 341 | 1200 | 0 | 465 | 0 | 0 | 0 | 0 | 0 | 0 | 0 | 0 | 0
2040-10-25 | 22 | 38.88 | -17167 | -685 | -854 | 0 | 0 | 0 | 2695 | 0 | 0 | 1157 | 53 | 341 | 7076 | 3288 | 637 | 0 | 193 | 0 | 218 | 1023 | 0 | 361 | 1200 | 0 | 465 | 0 | 0 | 0 | 0 | 0 | 0 | 0 | 0 | 0
2040-10-25 | 23 | 38.14 | -15835 | -727 | -709 | 0 | 0 | 0 | 1744 | 0 | 0 | 1157 | 53 | 341 | 6660 | 3288 | 613 | 0 | 129 | 0 | 218 | 1020 | 0 | 384 | 1200 | 0 | 465 | 0 | 0 | 0 | 0 | 0 | 0 | 0 | 0 | 0
2040-10-25 | 24 | 37.1 | -14553 | -727 | -582 | 0 | 0 | 0 | 824 | 0 | 0 | 1127 | 53 | 341 | 6088 | 3288 | 767 | 0 | 133 | 0 | 215 | 993 | 0 | 369 | 1200 | 0 | 465 | 0 | 0 | 0 | 0 | 0 | 0 | 0 | 0 | 0
2040-10-26 | 1 | 30.45 | -13551 | -727 | -509 | 0 | 0 | 0 | 798 | 0 | 0 | 754 | 53 | 341 | 4993 | 3288 | 744 | 0 | 199 | 0 | 212 | 950 | 0 | 790 | 1200 | 0 | 465 | 0 | 0 | 0 | 0 | 0 | 0 | 0 | 0 | 0
2040-10-26 | 2 | 29.71 | -12972 | -774 | -454 | 0 | 0 | -45 | 528 | 0 | 0 | 713 | 53 | 341 | 4613 | 3288 | 921 | 0 | 203 | 0 | 200 | 938 | 0 | 783 | 1200 | 0 | 465 | 0 | 0 | 0 | 0 | 0 | 0 | 0 | 0 | 0
2040-10-26 | 3 | 29.71 | -12634 | -821 | -400 | 0 | 0 | -36 | 528 | 0 | 0 | 713 | 53 | 341 | 4287 | 3288 | 995 | 0 | 114 | 0 | 205 | 935 | 0 | 767 | 1200 | 0 | 465 | 0 | 0 | 0 | 0 | 0 | 0 | 0 | 0 | 0
2040-10-26 | 4 | 31.99 | -12497 | -821 | -382 | 0 | 0 | 0 | 528 | 0 | 0 | 690 | 53 | 341 | 4368 | 3288 | 1180 | 0 | 88 | 0 | 198 | 935 | 0 | 366 | 1200 | 0 | 465 | 0 | 0 | 0 | 0 | 0 | 0 | 0 | 0 | 0
2040-10-26 | 5 | 35.37 | -12629 | -868 | -363 | 0 | 0 | 0 | 528 | 0 | 0 | 690 | 53 | 341 | 4557 | 3288 | 1173 | 0 | 86 | 0 | 195 | 932 | 0 | 352 | 1200 | 0 | 465 | 0 | 0 | 0 | 0 | 0 | 0 | 0 | 0 | 0
2040-10-26 | 6 | 38.7 | -13082 | -968 | -382 | 0 | 0 | 0 | 528 | 0 | 0 | 713 | 53 | 341 | 5111 | 3288 | 1154 | 0 | 117 | 0 | 209 | 930 | 0 | 323 | 1200 | 0 | 465 | 0 | 0 | 0 | 0 | 0 | 0 | 0 | 0 | 0
2040-10-26 | 7 | 39.69 | -14123 | -1015 | -491 | 0 | 0 | 0 | 1236 | 0 | 0 | 798 | 53 | 341 | 5629 | 3288 | 1070 | 0 | 129 | 0 | 212 | 935 | 0 | 273 | 1200 | 0 | 465 | 0 | 0 | 0 | 0 | 0 | 0 | 0 | 0 | 0
2040-10-26 | 8 | 40.15 | -15215 | -1072 | -600 | 0 | 0 | 60 | 2071 | 0 | 0 | 872 | 53 | 341 | 5726 | 3288 | 1048 | 0 | 198 | 173 | 213 | 942 | 0 | 238 | 1200 | 0 | 465 | 0 | 0 | 0 | 0 | 0 | 0 | 0 | 0 | 0
2040-10-26 | 9 | 27.12 | -16257 | -1015 | -727 | 0 | 0 | 0 | 2869 | 0 | 0 | 595 | 53 | 335 | 4070 | 3288 | 1326 | 0 | 521 | 1890 | 213 | 942 | 0 | 232 | 1200 | 0 | 465 | 0 | 0 | 0 | 0 | 0 | 0 | 0 | 0 | 0
2040-10-26 | 10 | 23.5 | -16747 | -821 | -854 | 0 | 0 | -629 | 3244 | 0 | 0 | 333 | 53 | 227 | 1207 | 3288 | 1947 | 0 | 475 | 5189 | 213 | 974 | 0 | 235 | 1200 | 0 | 465 | 0 | 0 | 0 | 0 | 0 | 0 | 0 | 0 | 0
2040-10-26 | 11 | 18.94 | -17077 | -685 | -818 | -230 | -1316 | -1859 | 3493 | 0 | 0 | 333 | 53 | 160 | 102 | 3288 | 2843 | 0 | 434 | 8226 | 212 | 990 | 0 | 229 | 1200 | 0 | 422 | 0 | 0 | 0 | 0 | 0 | 0 | 0 | 0 | 0
2040-10-26 | 12 | -40 | -17171 | -607 | -709 | -908 | -2000 | -1859 | 3567 | 0 | 0 | 0 | 48 | 160 | 77 | 3288 | 3457 | 0 | 0 | 9720 | 213 | 992 | 0 | 243 | 1200 | 0 | 289 | 339 | 615 | 0 | 0 | 0 | 0 | 0 | 0 | 0
2040-10-26 | 13 | -40 | -17069 | -528 | -927 | -908 | -2000 | -1859 | 3487 | 0 | 0 | 0 | 48 | 160 | 50 | 3288 | 3245 | 0 | 0 | 10079 | 212 | 987 | 0 | 255 | 1200 | 0 | 280 | 671 | 786 | 0 | 0 | 0 | 0 | 0 | 0 | 0
2040-10-26 | 14 | -35 | -16805 | -528 | -909 | -908 | -2000 | -1859 | 3287 | 0 | 0 | 0 | 48 | 160 | 50 | 3288 | 3492 | 0 | 309 | 9426 | 211 | 990 | 0 | 260 | 1200 | 0 | 289 | 0 | 464 | 0 | 0 | 0 | 0 | 0 | 0 | 0
2040-10-26 | 15 | 18.94 | -16405 | -497 | -818 | -409 | -1667 | -1859 | 2980 | 0 | 0 | 333 | 53 | 166 | 0 | 3288 | 3316 | 0 | 702 | 7735 | 213 | 992 | 0 | 254 | 1200 | 0 | 422 | 0 | 0 | 0 | 0 | 0 | 0 | 0 | 0 | 0
2040-10-26 | 16 | 23.5 | -16265 | -497 | -1072 | 0 | 0 | -553 | 2874 | 0 | 0 | 333 | 53 | 233 | 0 | 3288 | 2801 | 0 | 564 | 5115 | 213 | 996 | 0 | 252 | 1200 | 0 | 465 | 0 | 0 | 0 | 0 | 0 | 0 | 0 | 0 | 0
2040-10-26 | 17 | 31.75 | -16596 | -528 | -1381 | 110 | 982 | 0 | 3128 | 0 | 0 | 507 | 53 | 341 | 2217 | 3288 | 2316 | 0 | 427 | 1971 | 213 | 1010 | 0 | 277 | 1200 | 0 | 465 | 0 | 0 | 0 | 0 | 0 | 0 | 0 | 0 | 0
2040-10-26 | 18 | 31.75 | -17205 | -607 | -1654 | 757 | 1117 | 997 | 3593 | 0 | 0 | 795 | 53 | 341 | 2619 | 3288 | 2170 | 0 | 305 | 242 | 215 | 1011 | 0 | 297 | 1200 | 0 | 465 | 0 | 0 | 0 | 0 | 0 | 0 | 0 | 0 | 0
2040-10-26 | 19 | 31.75 | -18034 | -685 | -1581 | 751 | 1634 | 855 | 4227 | 0 | 0 | 1021 | 53 | 341 | 2752 | 3288 | 1887 | 0 | 291 | 4 | 215 | 1020 | 0 | 296 | 1200 | 0 | 465 | 0 | 0 | 0 | 0 | 0 | 0 | 0 | 0 | 0
2040-10-26 | 20 | 31.75 | -17565 | -821 | -1109 | 429 | 875 | 1490 | 3868 | 0 | 0 | 1035 | 53 | 341 | 3192 | 3288 | 1410 | 0 | 300 | 0 | 216 | 1023 | 0 | 310 | 1200 | 0 | 465 | 0 | 0 | 0 | 0 | 0 | 0 | 0 | 0 | 0
2040-10-26 | 21 | 31.75 | -16997 | -915 | -1018 | 461 | 567 | 1526 | 3435 | 0 | 0 | 914 | 53 | 341 | 3192 | 3288 | 1440 | 0 | 465 | 0 | 218 | 1026 | 0 | 341 | 1200 | 0 | 465 | 0 | 0 | 0 | 0 | 0 | 0 | 0 | 0 | 0
2040-10-26 | 22 | 31.75 | -16226 | -968 | -854 | 233 | 823 | 1246 | 2843 | 0 | 0 | 804 | 53 | 341 | 3192 | 3288 | 1637 | 0 | 321 | 0 | 218 | 1023 | 0 | 361 | 1200 | 0 | 465 | 0 | 0 | 0 | 0 | 0 | 0 | 0 | 0 | 0
2040-10-26 | 23 | 31.75 | -15195 | -1015 | -709 | 65 | 992 | 1037 | 2055 | 0 | 0 | 754 | 53 | 341 | 3192 | 3288 | 1616 | 0 | 238 | 0 | 218 | 1020 | 0 | 384 | 1200 | 0 | 465 | 0 | 0 | 0 | 0 | 0 | 0 | 0 | 0 | 0
2040-10-26 | 24 | 31.76 | -14195 | -1015 | -582 | 88 | 735 | 601 | 1289 | 0 | 0 | 713 | 53 | 341 | 3481 | 3288 | 1724 | 0 | 237 | 0 | 215 | 993 | 0 | 369 | 1200 | 0 | 465 | 0 | 0 | 0 | 0 | 0 | 0 | 0 | 0 | 0
2040-10-27 | 1 | 37.71 | -13310 | -1015 | -672 | 0 | 0 | 0 | 528 | 0 | 0 | 713 | 53 | 341 | 4310 | 3288 | 1849 | 0 | 298 | 0 | 212 | 950 | 0 | 790 | 1200 | 0 | 465 | 0 | 0 | 0 | 0 | 0 | 0 | 0 | 0 | 0
2040-10-27 | 2 | 25.21 | -12850 | -1015 | -582 | 0 | 0 | 0 | 528 | 0 | 0 | 641 | 53 | 335 | 3583 | 3288 | 1996 | 0 | 437 | 0 | 200 | 938 | 0 | 783 | 1200 | 0 | 465 | 0 | 0 | 0 | 0 | 0 | 0 | 0 | 0 | 0
2040-10-27 | 3 | 23.38 | -12514 | -1015 | -527 | 0 | 0 | -216 | 528 | 0 | 0 | 496 | 53 | 227 | 3098 | 3288 | 2480 | 0 | 530 | 0 | 205 | 935 | 0 | 767 | 1200 | 0 | 465 | 0 | 0 | 0 | 0 | 0 | 0 | 0 | 0 | 0
2040-10-27 | 4 | 23.38 | -12394 | -1015 | -472 | 0 | 0 | -806 | 528 | 0 | 0 | 438 | 53 | 212 | 3098 | 3288 | 3285 | 0 | 623 | 0 | 198 | 935 | 0 | 366 | 1200 | 0 | 465 | 0 | 0 | 0 | 0 | 0 | 0 | 0 | 0 | 0
2040-10-27 | 5 | 23.38 | -12461 | -968 | -472 | 0 | 0 | -188 | 528 | 0 | 0 | 387 | 53 | 212 | 2370 | 3288 | 3422 | 0 | 685 | 0 | 195 | 932 | 0 | 352 | 1200 | 0 | 465 | 0 | 0 | 0 | 0 | 0 | 0 | 0 | 0 | 0
2040-10-27 | 6 | 23.38 | -12766 | -968 | -491 | 0 | 0 | -631 | 528 | 0 | 0 | 334 | 53 | 212 | 2043 | 3288 | 4501 | 0 | 770 | 0 | 209 | 930 | 0 | 323 | 1200 | 0 | 465 | 0 | 0 | 0 | 0 | 0 | 0 | 0 | 0 | 0
2040-10-27 | 7 | 23.38 | -13460 | -968 | -545 | 0 | 0 | -822 | 528 | 0 | 0 | 333 | 53 | 212 | 1910 | 3288 | 5620 | 0 | 766 | 0 | 212 | 935 | 0 | 273 | 1200 | 0 | 465 | 0 | 0 | 0 | 0 | 0 | 0 | 0 | 0 | 0
2040-10-27 | 8 | 24.22 | -14466 | -915 | -636 | 0 | 0 | 0 | 550 | 0 | 0 | 333 | 53 | 318 | 1256 | 3288 | 6267 | 0 | 849 | 47 | 213 | 942 | 0 | 238 | 1200 | 0 | 465 | 0 | 0 | 0 | 0 | 0 | 0 | 0 | 0 | 0
2040-10-27 | 9 | 24.21 | -15747 | -915 | -763 | 0 | 0 | 0 | 1448 | 0 | 0 | 333 | 53 | 267 | 1256 | 3288 | 6602 | 0 | 887 | 240 | 213 | 942 | 0 | 232 | 1200 | 0 | 465 | 0 | 0 | 0 | 0 | 0 | 0 | 0 | 0 | 0
2040-10-27 | 10 | 23.38 | -16882 | -868 | -909 | 0 | 0 | -84 | 2240 | 0 | 0 | 333 | 53 | 212 | 1088 | 3288 | 7036 | 0 | 943 | 464 | 213 | 974 | 0 | 235 | 1200 | 0 | 465 | 0 | 0 | 0 | 0 | 0 | 0 | 0 | 0 | 0
2040-10-27 | 11 | 24.2 | -17763 | -915 | -818 | 0 | 0 | 0 | 2859 | 0 | 0 | 333 | 53 | 224 | 1088 | 3288 | 6984 | 0 | 924 | 648 | 212 | 990 | 0 | 229 | 1200 | 0 | 465 | 0 | 0 | 0 | 0 | 0 | 0 | 0 | 0 | 0
2040-10-27 | 12 | 23.38 | -18321 | -868 | -909 | 0 | 0 | -141 | 3250 | 0 | 0 | 333 | 53 | 212 | 1088 | 3288 | 7294 | 0 | 797 | 812 | 213 | 992 | 0 | 243 | 1200 | 0 | 465 | 0 | 0 | 0 | 0 | 0 | 0 | 0 | 0 | 0
2040-10-27 | 13 | 23.38 | -18735 | -868 | -981 | 0 | 0 | -195 | 3540 | 0 | 0 | 333 | 53 | 218 | 1088 | 3288 | 7297 | 0 | 960 | 884 | 212 | 987 | 0 | 255 | 1200 | 0 | 465 | 0 | 0 | 0 | 0 | 0 | 0 | 0 | 0 | 0
2040-10-27 | 14 | 22.42 | -18839 | -868 | -1018 | 0 | -330 | -1786 | 3614 | 0 | 0 | 333 | 53 | 192 | 0 | 3288 | 7307 | 0 | 1112 | 3816 | 211 | 990 | 0 | 260 | 1200 | 0 | 465 | 0 | 0 | 0 | 0 | 0 | 0 | 0 | 0 | 0
2040-10-27 | 15 | 32.56 | -18829 | -868 | -1054 | 0 | 284 | 73 | 3604 | 0 | 0 | 333 | 53 | 341 | 28 | 3288 | 7307 | 0 | 1381 | 936 | 213 | 992 | 0 | 254 | 1200 | 0 | 465 | 0 | 0 | 0 | 0 | 0 | 0 | 0 | 0 | 0
2040-10-27 | 16 | 31.6 | -18890 | -868 | -999 | 0 | 0 | 537 | 3646 | 0 | 0 | 333 | 53 | 341 | 28 | 3288 | 7301 | 0 | 1490 | 616 | 213 | 996 | 0 | 252 | 1200 | 0 | 465 | 0 | 0 | 0 | 0 | 0 | 0 | 0 | 0 | 0
2040-10-27 | 17 | 31.6 | -19121 | -868 | -999 | 0 | 0 | 543 | 3810 | 0 | 0 | 333 | 53 | 341 | 28 | 3288 | 7312 | 0 | 1691 | 425 | 213 | 1010 | 0 | 277 | 1200 | 0 | 465 | 0 | 0 | 0 | 0 | 0 | 0 | 0 | 0 | 0
2040-10-27 | 18 | 31.6 | -19399 | -821 | -1018 | 0 | 0 | 813 | 4005 | 0 | 0 | 333 | 53 | 341 | 28 | 3288 | 7323 | 0 | 1718 | 149 | 215 | 1011 | 0 | 297 | 1200 | 0 | 465 | 0 | 0 | 0 | 0 | 0 | 0 | 0 | 0 | 0
2040-10-27 | 19 | 31.6 | -19717 | -821 | -1054 | 0 | 0 | 1143 | 4227 | 0 | 0 | 333 | 53 | 341 | 28 | 3288 | 7322 | 0 | 1658 | 4 | 215 | 1020 | 0 | 296 | 1200 | 0 | 465 | 0 | 0 | 0 | 0 | 0 | 0 | 0 | 0 | 0
2040-10-27 | 20 | 31.6 | -19059 | -868 | -981 | 0 | 0 | 470 | 3767 | 0 | 0 | 333 | 53 | 262 | 557 | 3288 | 7323 | 0 | 1642 | 0 | 216 | 1023 | 0 | 310 | 1200 | 0 | 465 | 0 | 0 | 0 | 0 | 0 | 0 | 0 | 0 | 0
2040-10-27 | 21 | 23.29 | -18252 | -868 | -927 | 0 | 0 | 24 | 3202 | 0 | 0 | 333 | 53 | 186 | 743 | 3288 | 7334 | 0 | 1634 | 0 | 218 | 1026 | 0 | 341 | 1200 | 0 | 465 | 0 | 0 | 0 | 0 | 0 | 0 | 0 | 0 | 0
2040-10-27 | 22 | 0.11 | -16991 | -868 | -836 | 0 | 0 | 0 | 2320 | 0 | 0 | 333 | 48 | 160 | 533 | 3288 | 7325 | 0 | 1547 | 0 | 218 | 1023 | 0 | 361 | 1200 | 0 | 340 | 0 | 0 | 0 | 0 | 0 | 0 | 0 | 0 | 0
2040-10-27 | 23 | 0 | -15492 | -868 | -836 | 0 | 0 | -26 | 1268 | 0 | 0 | 146 | 48 | 160 | 543 | 3288 | 7318 | 0 | 1340 | 0 | 218 | 1020 | 0 | 384 | 1200 | 0 | 289 | 0 | 0 | 0 | 0 | 0 | 0 | 0 | 0 | 0
2040-10-27 | 24 | 0 | -14233 | -868 | -763 | 0 | 0 | -584 | 528 | 0 | 0 | 146 | 48 | 160 | 543 | 3288 | 7288 | 0 | 1390 | 0 | 215 | 993 | 0 | 369 | 1200 | 0 | 280 | 0 | 0 | 0 | 0 | 0 | 0 | 0 | 0 | 0
2040-10-28 | 1 | 16.1 | -13355 | -868 | -672 | 0 | -231 | -1859 | 528 | 0 | 0 | 333 | 53 | 160 | 595 | 3288 | 7228 | 0 | 1236 | 0 | 212 | 950 | 0 | 790 | 1200 | 0 | 414 | 0 | 0 | 0 | 0 | 0 | 0 | 0 | 0 | 0
2040-10-28 | 2 | 16.1 | -12808 | -915 | -582 | 0 | -549 | -1859 | 528 | 0 | 0 | 333 | 53 | 160 | 595 | 3288 | 7114 | 0 | 1065 | 0 | 200 | 938 | 0 | 783 | 1200 | 0 | 456 | 0 | 0 | 0 | 0 | 0 | 0 | 0 | 0 | 0
2040-10-28 | 3 | 16.1 | -12657 | -915 | -527 | 0 | -675 | -1859 | 528 | 0 | 0 | 333 | 53 | 160 | 595 | 3288 | 7214 | 0 | 891 | 0 | 205 | 935 | 0 | 767 | 1200 | 0 | 465 | 0 | 0 | 0 | 0 | 0 | 0 | 0 | 0 | 0
2040-10-28 | 4 | 18.65 | -12681 | -915 | -472 | 0 | 0 | -1549 | 528 | 0 | 0 | 333 | 53 | 160 | 132 | 3288 | 7246 | 0 | 713 | 0 | 198 | 935 | 0 | 366 | 1200 | 0 | 465 | 0 | 0 | 0 | 0 | 0 | 0 | 0 | 0 | 0
2040-10-28 | 5 | 18.65 | -13168 | -915 | -472 | 0 | 0 | -817 | 528 | 0 | 0 | 333 | 53 | 160 | 62 | 3288 | 7178 | 0 | 627 | 0 | 195 | 932 | 0 | 352 | 1200 | 0 | 465 | 0 | 0 | 0 | 0 | 0 | 0 | 0 | 0 | 0
2040-10-28 | 6 | 25.21 | -14567 | -915 | -491 | 0 | 0 | 489 | 528 | 0 | 0 | 333 | 53 | 319 | 113 | 3288 | 7209 | 0 | 514 | 0 | 209 | 930 | 0 | 323 | 1200 | 0 | 465 | 0 | 0 | 0 | 0 | 0 | 0 | 0 | 0 | 0
2040-10-28 | 7 | 25.21 | -16989 | -915 | -545 | 0 | 0 | 150 | 1834 | 0 | 0 | 369 | 53 | 335 | 1654 | 3288 | 7156 | 0 | 527 | 0 | 212 | 935 | 0 | 273 | 1200 | 0 | 465 | 0 | 0 | 0 | 0 | 0 | 0 | 0 | 0 | 0
2040-10-28 | 8 | 25.21 | -18493 | -915 | -636 | 0 | 0 | 62 | 2843 | 0 | 0 | 438 | 53 | 335 | 2302 | 3288 | 6970 | 0 | 583 | 114 | 213 | 942 | 0 | 238 | 1200 | 0 | 465 | 0 | 0 | 0 | 0 | 0 | 0 | 0 | 0 | 0
2040-10-28 | 9 | 25.21 | -18959 | -915 | -763 | 0 | 0 | 435 | 3155 | 0 | 0 | 459 | 53 | 319 | 2302 | 3288 | 6372 | 0 | 449 | 754 | 213 | 942 | 0 | 232 | 1200 | 0 | 465 | 0 | 0 | 0 | 0 | 0 | 0 | 0 | 0 | 0
2040-10-28 | 10 | 18.65 | -19229 | -868 | -909 | 0 | 0 | -14 | 3339 | 0 | 0 | 438 | 53 | 160 | 2779 | 3288 | 5845 | 0 | 320 | 1711 | 213 | 974 | 0 | 235 | 1200 | 0 | 465 | 0 | 0 | 0 | 0 | 0 | 0 | 0 | 0 | 0
2040-10-28 | 11 | 18.65 | -19426 | -821 | -818 | 0 | 0 | -809 | 3472 | 0 | 0 | 369 | 53 | 160 | 2779 | 3288 | 5451 | 0 | 239 | 2967 | 212 | 990 | 0 | 229 | 1200 | 0 | 465 | 0 | 0 | 0 | 0 | 0 | 0 | 0 | 0 | 0
2040-10-28 | 12 | 18.65 | -19462 | -774 | -909 | 0 | 0 | -1632 | 3493 | 0 | 0 | 333 | 53 | 160 | 2850 | 3288 | 4975 | 0 | 250 | 4263 | 213 | 992 | 0 | 243 | 1200 | 0 | 465 | 0 | 0 | 0 | 0 | 0 | 0 | 0 | 0 | 0
2040-10-28 | 13 | 18.65 | -19404 | -685 | -981 | 0 | 0 | -1262 | 3456 | 0 | 0 | 333 | 53 | 160 | 2682 | 3288 | 4481 | 0 | 260 | 4503 | 212 | 987 | 0 | 255 | 1200 | 0 | 465 | 0 | 0 | 0 | 0 | 0 | 0 | 0 | 0 | 0
2040-10-28 | 14 | 18.65 | -19357 | -643 | -1018 | 0 | 0 | -452 | 3424 | 0 | 0 | 369 | 53 | 160 | 2514 | 3288 | 4436 | 0 | 228 | 3873 | 211 | 990 | 0 | 260 | 1200 | 0 | 465 | 0 | 0 | 0 | 0 | 0 | 0 | 0 | 0 | 0
2040-10-28 | 15 | 23.36 | -19138 | -607 | -1054 | 0 | 0 | 0 | 3276 | 0 | 0 | 459 | 53 | 206 | 2764 | 3288 | 4236 | 0 | 194 | 3200 | 213 | 992 | 0 | 254 | 1200 | 0 | 465 | 0 | 0 | 0 | 0 | 0 | 0 | 0 | 0 | 0
2040-10-28 | 16 | 25.21 | -19018 | -607 | -999 | 0 | 0 | 237 | 3197 | 0 | 0 | 583 | 53 | 335 | 3496 | 3288 | 4046 | 0 | 183 | 2081 | 213 | 996 | 0 | 252 | 1200 | 0 | 465 | 0 | 0 | 0 | 0 | 0 | 0 | 0 | 0 | 0
2040-10-28 | 17 | 25.21 | -19249 | -607 | -999 | 0 | 0 | 1105 | 3350 | 0 | 0 | 713 | 53 | 341 | 3849 | 3288 | 3656 | 0 | 178 | 1158 | 213 | 1010 | 0 | 277 | 1200 | 0 | 465 | 0 | 0 | 0 | 0 | 0 | 0 | 0 | 0 | 0
2040-10-28 | 18 | 25.21 | -19977 | -643 | -1018 | 0 | 558 | 1549 | 3841 | 0 | 0 | 1021 | 53 | 341 | 3849 | 3288 | 3568 | 0 | 212 | 170 | 215 | 1011 | 0 | 297 | 1200 | 0 | 465 | 0 | 0 | 0 | 0 | 0 | 0 | 0 | 0 | 0
2040-10-28 | 19 | 25.21 | -20553 | -685 | -1054 | 0 | 182 | 1549 | 4227 | 0 | 0 | 914 | 53 | 341 | 4017 | 3288 | 4210 | 0 | 311 | 4 | 215 | 1020 | 0 | 296 | 1200 | 0 | 465 | 0 | 0 | 0 | 0 | 0 | 0 | 0 | 0 | 0
2040-10-28 | 20 | 25.21 | -20054 | -685 | -981 | 0 | 0 | 1217 | 3894 | 0 | 0 | 754 | 53 | 341 | 4185 | 3288 | 4364 | 0 | 410 | 0 | 216 | 1023 | 0 | 310 | 1200 | 0 | 465 | 0 | 0 | 0 | 0 | 0 | 0 | 0 | 0 | 0
2040-10-28 | 21 | 25.21 | -19114 | -727 | -927 | 0 | 250 | 993 | 3260 | 0 | 0 | 788 | 53 | 341 | 4185 | 3288 | 3920 | 0 | 440 | 0 | 218 | 1026 | 0 | 341 | 1200 | 0 | 465 | 0 | 0 | 0 | 0 | 0 | 0 | 0 | 0 | 0
2040-10-28 | 22 | 25.21 | -17751 | -774 | -836 | 0 | 59 | 975 | 2346 | 0 | 0 | 754 | 53 | 341 | 4185 | 3288 | 3696 | 0 | 398 | 0 | 218 | 1023 | 0 | 361 | 1200 | 0 | 465 | 0 | 0 | 0 | 0 | 0 | 0 | 0 | 0 | 0
2040-10-28 | 23 | 25.21 | -16105 | -774 | -836 | 0 | 98 | 620 | 1242 | 0 | 0 | 713 | 53 | 341 | 4185 | 3288 | 3544 | 0 | 345 | 0 | 218 | 1020 | 0 | 384 | 1200 | 0 | 465 | 0 | 0 | 0 | 0 | 0 | 0 | 0 | 0 | 0
2040-10-28 | 24 | 25.21 | -14580 | -774 | -763 | 0 | 105 | 35 | 528 | 0 | 0 | 690 | 53 | 341 | 4219 | 3288 | 3258 | 0 | 359 | 0 | 215 | 993 | 0 | 369 | 1200 | 0 | 465 | 0 | 0 | 0 | 0 | 0 | 0 | 0 | 0 | 0
2040-10-29 | 1 | 29.01 | -13688 | -821 | -509 | 0 | 0 | -1140 | 528 | 0 | 0 | 583 | 53 | 341 | 4392 | 3288 | 2986 | 0 | 370 | 0 | 212 | 950 | 0 | 790 | 1200 | 0 | 465 | 0 | 0 | 0 | 0 | 0 | 0 | 0 | 0 | 0
2040-10-29 | 2 | 29.01 | -13158 | -821 | -454 | 0 | 0 | -836 | 528 | 0 | 0 | 592 | 53 | 341 | 4196 | 3288 | 2314 | 0 | 372 | 0 | 200 | 938 | 0 | 783 | 1200 | 0 | 465 | 0 | 0 | 0 | 0 | 0 | 0 | 0 | 0 | 0
2040-10-29 | 3 | 29.01 | -12956 | -868 | -400 | 0 | 0 | -475 | 528 | 0 | 0 | 645 | 53 | 341 | 4196 | 3288 | 1688 | 0 | 389 | 0 | 205 | 935 | 0 | 767 | 1200 | 0 | 465 | 0 | 0 | 0 | 0 | 0 | 0 | 0 | 0 | 0
2040-10-29 | 4 | 29.6 | -12881 | -821 | -382 | 0 | 0 | 0 | 528 | 0 | 0 | 674 | 53 | 341 | 4227 | 3288 | 1445 | 0 | 363 | 0 | 198 | 935 | 0 | 366 | 1200 | 0 | 465 | 0 | 0 | 0 | 0 | 0 | 0 | 0 | 0 | 0
2040-10-29 | 5 | 35.59 | -13259 | -868 | -363 | 0 | 0 | 0 | 528 | 0 | 0 | 713 | 53 | 341 | 4877 | 3288 | 1179 | 0 | 368 | 0 | 195 | 932 | 0 | 352 | 1200 | 0 | 465 | 0 | 0 | 0 | 0 | 0 | 0 | 0 | 0 | 0
2040-10-29 | 6 | 38.45 | -14631 | -868 | -382 | 0 | 0 | 0 | 528 | 0 | 0 | 1060 | 53 | 341 | 6117 | 3288 | 932 | 0 | 435 | 0 | 209 | 930 | 0 | 323 | 1200 | 0 | 465 | 0 | 0 | 0 | 0 | 0 | 0 | 0 | 0 | 0
2040-10-29 | 7 | 39.21 | -17043 | -868 | -491 | 0 | 0 | 562 | 1844 | 0 | 0 | 1157 | 53 | 341 | 6603 | 3288 | 1007 | 0 | 462 | 0 | 212 | 935 | 0 | 273 | 1200 | 0 | 465 | 0 | 0 | 0 | 0 | 0 | 0 | 0 | 0 | 0
2040-10-29 | 8 | 39.21 | -18511 | -821 | -600 | 0 | 0 | 89 | 2827 | 0 | 0 | 1157 | 53 | 341 | 7149 | 3288 | 1334 | 0 | 544 | 93 | 213 | 942 | 0 | 238 | 1200 | 0 | 465 | 0 | 0 | 0 | 0 | 0 | 0 | 0 | 0 | 0
2040-10-29 | 9 | 37.1 | -18909 | -868 | -727 | 0 | 0 | 0 | 3091 | 0 | 0 | 1060 | 53 | 341 | 6224 | 3288 | 2005 | 0 | 562 | 829 | 213 | 942 | 0 | 232 | 1200 | 0 | 465 | 0 | 0 | 0 | 0 | 0 | 0 | 0 | 0 | 0
2040-10-29 | 10 | 29.6 | -19107 | -821 | -854 | 0 | 0 | 0 | 3223 | 0 | 0 | 713 | 53 | 341 | 4784 | 3288 | 2944 | 0 | 691 | 1658 | 213 | 974 | 0 | 235 | 1200 | 0 | 465 | 0 | 0 | 0 | 0 | 0 | 0 | 0 | 0 | 0
2040-10-29 | 11 | 29.01 | -19301 | -774 | -818 | 0 | 0 | -609 | 3355 | 0 | 0 | 595 | 53 | 341 | 4647 | 3288 | 3268 | 0 | 699 | 2159 | 212 | 990 | 0 | 229 | 1200 | 0 | 465 | 0 | 0 | 0 | 0 | 0 | 0 | 0 | 0 | 0
2040-10-29 | 12 | 29.01 | -19403 | -727 | -709 | 0 | 0 | -891 | 3424 | 0 | 0 | 511 | 53 | 341 | 4351 | 3288 | 3243 | 0 | 749 | 2658 | 213 | 992 | 0 | 243 | 1200 | 0 | 465 | 0 | 0 | 0 | 0 | 0 | 0 | 0 | 0 | 0
2040-10-29 | 13 | 29.01 | -19313 | -685 | -927 | 0 | 0 | -810 | 3361 | 0 | 0 | 496 | 53 | 341 | 4086 | 3288 | 3367 | 0 | 787 | 2837 | 212 | 987 | 0 | 255 | 1200 | 0 | 465 | 0 | 0 | 0 | 0 | 0 | 0 | 0 | 0 | 0
2040-10-29 | 14 | 29.01 | -19268 | -685 | -909 | 0 | 0 | -572 | 3334 | 0 | 0 | 483 | 53 | 341 | 3745 | 3288 | 3659 | 0 | 801 | 2605 | 211 | 990 | 0 | 260 | 1200 | 0 | 465 | 0 | 0 | 0 | 0 | 0 | 0 | 0 | 0 | 0
2040-10-29 | 15 | 29.01 | -19047 | -685 | -818 | 0 | 0 | -206 | 3186 | 0 | 0 | 511 | 53 | 341 | 3727 | 3288 | 3192 | 0 | 821 | 2513 | 213 | 992 | 0 | 254 | 1200 | 0 | 465 | 0 | 0 | 0 | 0 | 0 | 0 | 0 | 0 | 0
2040-10-29 | 16 | 37.74 | -18960 | -685 | -1072 | 0 | 0 | 0 | 3128 | 0 | 0 | 713 | 53 | 341 | 4741 | 3288 | 2778 | 0 | 892 | 1658 | 213 | 996 | 0 | 252 | 1200 | 0 | 465 | 0 | 0 | 0 | 0 | 0 | 0 | 0 | 0 | 0
2040-10-29 | 17 | 38.88 | -19192 | -643 | -1381 | 0 | 0 | 0 | 3281 | 0 | 0 | 754 | 53 | 341 | 5253 | 3288 | 3073 | 0 | 894 | 1113 | 213 | 1010 | 0 | 277 | 1200 | 0 | 465 | 0 | 0 | 0 | 0 | 0 | 0 | 0 | 0 | 0
2040-10-29 | 18 | 39.21 | -19991 | -643 | -1654 | 0 | 0 | 985 | 3815 | 0 | 0 | 1137 | 53 | 341 | 5371 | 3288 | 3082 | 0 | 870 | 157 | 215 | 1011 | 0 | 297 | 1200 | 0 | 465 | 0 | 0 | 0 | 0 | 0 | 0 | 0 | 0 | 0
2040-10-29 | 19 | 39.21 | -20603 | -643 | -1581 | 0 | 0 | 1728 | 4227 | 0 | 0 | 1158 | 53 | 341 | 5481 | 3288 | 2548 | 0 | 804 | 4 | 215 | 1020 | 0 | 296 | 1200 | 0 | 465 | 0 | 0 | 0 | 0 | 0 | 0 | 0 | 0 | 0
2040-10-29 | 20 | 39.21 | -20107 | -685 | -1109 | 0 | 0 | 735 | 3894 | 0 | 0 | 1157 | 53 | 341 | 6258 | 3288 | 2204 | 0 | 757 | 0 | 216 | 1023 | 0 | 310 | 1200 | 0 | 465 | 0 | 0 | 0 | 0 | 0 | 0 | 0 | 0 | 0
2040-10-29 | 21 | 38.75 | -19208 | -685 | -1018 | 0 | 0 | 0 | 3292 | 0 | 0 | 1157 | 53 | 341 | 6758 | 3288 | 2032 | 0 | 741 | 0 | 218 | 1026 | 0 | 341 | 1200 | 0 | 465 | 0 | 0 | 0 | 0 | 0 | 0 | 0 | 0 | 0
2040-10-29 | 22 | 37.74 | -17809 | -685 | -854 | 0 | 0 | 0 | 2357 | 0 | 0 | 1137 | 53 | 341 | 6304 | 3288 | 1995 | 0 | 607 | 0 | 218 | 1023 | 0 | 361 | 1200 | 0 | 465 | 0 | 0 | 0 | 0 | 0 | 0 | 0 | 0 | 0
2040-10-29 | 23 | 35.98 | -16176 | -685 | -709 | 0 | 0 | 0 | 1263 | 0 | 0 | 1021 | 53 | 341 | 5765 | 3288 | 1996 | 0 | 558 | 0 | 218 | 1020 | 0 | 384 | 1200 | 0 | 465 | 0 | 0 | 0 | 0 | 0 | 0 | 0 | 0 | 0
2040-10-29 | 24 | 32.43 | -14709 | -643 | -582 | 0 | 0 | 0 | 528 | 0 | 0 | 713 | 53 | 341 | 5040 | 3288 | 2258 | 0 | 470 | 0 | 215 | 993 | 0 | 369 | 1200 | 0 | 465 | 0 | 0 | 0 | 0 | 0 | 0 | 0 | 0 | 0
2040-10-30 | 1 | 26.9 | -13747 | -643 | -509 | 0 | 0 | -752 | 528 | 0 | 0 | 645 | 53 | 341 | 4425 | 3288 | 2303 | 0 | 452 | 0 | 212 | 950 | 0 | 790 | 1200 | 0 | 465 | 0 | 0 | 0 | 0 | 0 | 0 | 0 | 0 | 0
2040-10-30 | 2 | 26.9 | -13188 | -643 | -454 | 0 | 0 | -930 | 528 | 0 | 0 | 554 | 53 | 341 | 4171 | 3288 | 2316 | 0 | 380 | 0 | 200 | 938 | 0 | 783 | 1200 | 0 | 465 | 0 | 0 | 0 | 0 | 0 | 0 | 0 | 0 | 0
2040-10-30 | 3 | 26.9 | -12984 | -643 | -400 | 0 | 0 | -674 | 528 | 0 | 0 | 511 | 53 | 341 | 3815 | 3288 | 2162 | 0 | 432 | 0 | 205 | 935 | 0 | 767 | 1200 | 0 | 465 | 0 | 0 | 0 | 0 | 0 | 0 | 0 | 0 | 0
2040-10-30 | 4 | 26.9 | -12867 | -643 | -382 | 0 | 0 | -650 | 528 | 0 | 0 | 483 | 53 | 341 | 3815 | 3288 | 2490 | 0 | 381 | 0 | 198 | 935 | 0 | 366 | 1200 | 0 | 465 | 0 | 0 | 0 | 0 | 0 | 0 | 0 | 0 | 0
2040-10-30 | 5 | 27.12 | -13249 | -685 | -363 | 0 | 0 | 0 | 528 | 0 | 0 | 554 | 53 | 341 | 3684 | 3288 | 2382 | 0 | 324 | 0 | 195 | 932 | 0 | 352 | 1200 | 0 | 465 | 0 | 0 | 0 | 0 | 0 | 0 | 0 | 0 | 0
2040-10-30 | 6 | 36.36 | -14624 | -685 | -382 | 0 | 0 | 265 | 528 | 0 | 0 | 713 | 53 | 341 | 4511 | 3288 | 2552 | 0 | 313 | 0 | 209 | 930 | 0 | 323 | 1200 | 0 | 465 | 0 | 0 | 0 | 0 | 0 | 0 | 0 | 0 | 0
2040-10-30 | 7 | 36.36 | -16966 | -685 | -491 | 0 | 0 | 990 | 1834 | 0 | 0 | 832 | 53 | 341 | 4703 | 3288 | 2734 | 0 | 282 | 0 | 212 | 935 | 0 | 273 | 1200 | 0 | 465 | 0 | 0 | 0 | 0 | 0 | 0 | 0 | 0 | 0
2040-10-30 | 8 | 36.36 | -18425 | -643 | -600 | 0 | 0 | 719 | 2816 | 0 | 0 | 919 | 53 | 341 | 5265 | 3288 | 2827 | 0 | 284 | 99 | 213 | 942 | 0 | 238 | 1200 | 0 | 465 | 0 | 0 | 0 | 0 | 0 | 0 | 0 | 0 | 0
2040-10-30 | 9 | 36.36 | -18808 | -643 | -727 | 0 | 0 | 251 | 3070 | 0 | 0 | 832 | 53 | 341 | 5485 | 3288 | 2752 | 0 | 226 | 829 | 213 | 942 | 0 | 232 | 1200 | 0 | 465 | 0 | 0 | 0 | 0 | 0 | 0 | 0 | 0 | 0
2040-10-30 | 10 | 31.75 | -19054 | -607 | -854 | 0 | 0 | 0 | 3239 | 0 | 0 | 713 | 53 | 341 | 4693 | 3288 | 2880 | 0 | 181 | 2041 | 213 | 974 | 0 | 235 | 1200 | 0 | 465 | 0 | 0 | 0 | 0 | 0 | 0 | 0 | 0 | 0
2040-10-30 | 11 | 24.21 | -19324 | -565 | -818 | 0 | 0 | -657 | 3419 | 0 | 0 | 511 | 53 | 279 | 4185 | 3288 | 3199 | 0 | 145 | 3190 | 212 | 990 | 0 | 229 | 1200 | 0 | 465 | 0 | 0 | 0 | 0 | 0 | 0 | 0 | 0 | 0
2040-10-30 | 12 | 24.21 | -19492 | -497 | -709 | 0 | 0 | -1395 | 3530 | 0 | 0 | 438 | 53 | 276 | 3918 | 3288 | 3611 | 0 | 125 | 3741 | 213 | 992 | 0 | 243 | 1200 | 0 | 465 | 0 | 0 | 0 | 0 | 0 | 0 | 0 | 0 | 0
2040-10-30 | 13 | 24.21 | -19444 | -429 | -927 | 0 | 0 | -692 | 3498 | 0 | 0 | 369 | 53 | 275 | 2455 | 3288 | 4280 | 0 | 124 | 4030 | 212 | 987 | 0 | 255 | 1200 | 0 | 465 | 0 | 0 | 0 | 0 | 0 | 0 | 0 | 0 | 0
2040-10-30 | 14 | 24.21 | -19347 | -429 | -909 | 0 | 0 | -63 | 3435 | 0 | 0 | 438 | 53 | 275 | 2323 | 3288 | 4770 | 0 | 91 | 2949 | 211 | 990 | 0 | 260 | 1200 | 0 | 465 | 0 | 0 | 0 | 0 | 0 | 0 | 0 | 0 | 0
2040-10-30 | 15 | 24.21 | -19216 | -397 | -818 | 0 | 0 | -88 | 3345 | 0 | 0 | 406 | 53 | 279 | 2223 | 3288 | 5398 | 0 | 51 | 2353 | 213 | 992 | 0 | 254 | 1200 | 0 | 465 | 0 | 0 | 0 | 0 | 0 | 0 | 0 | 0 | 0
2040-10-30 | 16 | 32.72 | -19105 | -429 | -1072 | 0 | 0 | 82 | 3271 | 0 | 0 | 438 | 53 | 341 | 2385 | 3288 | 5971 | 0 | 43 | 1610 | 213 | 996 | 0 | 252 | 1200 | 0 | 465 | 0 | 0 | 0 | 0 | 0 | 0 | 0 | 0 | 0
2040-10-30 | 17 | 32.72 | -19306 | -429 | -1381 | 0 | 0 | 749 | 3408 | 0 | 0 | 496 | 53 | 341 | 2495 | 3288 | 6489 | 0 | 37 | 595 | 213 | 1010 | 0 | 277 | 1200 | 0 | 465 | 0 | 0 | 0 | 0 | 0 | 0 | 0 | 0 | 0
2040-10-30 | 18 | 32.72 | -20003 | -460 | -1654 | 0 | 0 | 1311 | 3873 | 0 | 0 | 592 | 53 | 341 | 2495 | 3288 | 6844 | 0 | 45 | 88 | 215 | 1011 | 0 | 297 | 1200 | 0 | 465 | 0 | 0 | 0 | 0 | 0 | 0 | 0 | 0 | 0
2040-10-30 | 19 | 31.75 | -20527 | -460 | -1581 | 0 | 0 | 0 | 4227 | 0 | 0 | 554 | 53 | 335 | 3652 | 3288 | 7139 | 0 | 121 | 4 | 215 | 1020 | 0 | 296 | 1200 | 0 | 465 | 0 | 0 | 0 | 0 | 0 | 0 | 0 | 0 | 0
2040-10-30 | 20 | 17.55 | -20033 | -497 | -1109 | 0 | 0 | 0 | 3894 | 0 | 0 | 483 | 53 | 175 | 3161 | 3288 | 7190 | 0 | 181 | 0 | 216 | 1023 | 0 | 310 | 1200 | 0 | 465 | 0 | 0 | 0 | 0 | 0 | 0 | 0 | 0 | 0
2040-10-30 | 21 | 0 | -19144 | -497 | -1018 | 0 | 0 | -5 | 3297 | 0 | 0 | 236 | 48 | 160 | 2952 | 3288 | 7222 | 0 | 345 | 0 | 218 | 1026 | 0 | 341 | 1200 | 0 | 332 | 0 | 0 | 0 | 0 | 0 | 0 | 0 | 0 | 0
2040-10-30 | 22 | 0 | -17794 | -497 | -854 | 0 | 0 | -396 | 2388 | 0 | 0 | 168 | 48 | 160 | 2819 | 3288 | 7188 | 0 | 391 | 0 | 218 | 1023 | 0 | 361 | 1200 | 0 | 289 | 0 | 0 | 0 | 0 | 0 | 0 | 0 | 0 | 0
2040-10-30 | 23 | 0 | -16229 | -497 | -709 | 0 | 0 | -230 | 1337 | 0 | 0 | 146 | 48 | 160 | 2051 | 3288 | 7125 | 0 | 407 | 0 | 218 | 1020 | 0 | 384 | 1200 | 0 | 280 | 0 | 0 | 0 | 0 | 0 | 0 | 0 | 0 | 0
2040-10-30 | 24 | 0 | -14782 | -497 | -582 | 0 | 0 | 0 | 528 | 0 | 0 | 193 | 48 | 160 | 1450 | 3288 | 6708 | 0 | 428 | 0 | 215 | 993 | 0 | 369 | 1200 | 0 | 280 | 0 | 0 | 0 | 0 | 0 | 0 | 0 | 0 | 0
2040-10-31 | 1 | 26.13 | -13774 | -497 | -509 | 0 | 0 | -1131 | 528 | 0 | 0 | 333 | 53 | 319 | 1603 | 3288 | 5802 | 0 | 419 | 0 | 212 | 950 | 0 | 790 | 1200 | 0 | 414 | 0 | 0 | 0 | 0 | 0 | 0 | 0 | 0 | 0
2040-10-31 | 2 | 26.13 | -13259 | -497 | -454 | 0 | 0 | -398 | 528 | 0 | 0 | 369 | 53 | 335 | 1603 | 3288 | 4413 | 0 | 442 | 0 | 200 | 938 | 0 | 783 | 1200 | 0 | 456 | 0 | 0 | 0 | 0 | 0 | 0 | 0 | 0 | 0
2040-10-31 | 3 | 35.32 | -12980 | -497 | -400 | 0 | 0 | 0 | 528 | 0 | 0 | 438 | 53 | 341 | 1688 | 3288 | 3467 | 0 | 502 | 0 | 205 | 935 | 0 | 767 | 1200 | 0 | 465 | 0 | 0 | 0 | 0 | 0 | 0 | 0 | 0 | 0
2040-10-31 | 4 | 35.32 | -12928 | -460 | -382 | 0 | 0 | 178 | 528 | 0 | 0 | 438 | 53 | 341 | 1901 | 3288 | 3324 | 0 | 555 | 0 | 198 | 935 | 0 | 366 | 1200 | 0 | 465 | 0 | 0 | 0 | 0 | 0 | 0 | 0 | 0 | 0
2040-10-31 | 5 | 34.21 | -13348 | -460 | -363 | 0 | 0 | 0 | 528 | 0 | 0 | 459 | 53 | 341 | 2618 | 3288 | 3161 | 0 | 579 | 0 | 195 | 932 | 0 | 352 | 1200 | 0 | 465 | 0 | 0 | 0 | 0 | 0 | 0 | 0 | 0 | 0
2040-10-31 | 6 | 35.32 | -14626 | -429 | -382 | 0 | 0 | 524 | 528 | 0 | 0 | 674 | 53 | 341 | 3665 | 3288 | 2656 | 0 | 581 | 0 | 209 | 930 | 0 | 323 | 1200 | 0 | 465 | 0 | 0 | 0 | 0 | 0 | 0 | 0 | 0 | 0
2040-10-31 | 7 | 35.32 | -16884 | -429 | -491 | 0 | 0 | 896 | 1834 | 0 | 0 | 713 | 53 | 335 | 3992 | 3288 | 2943 | 0 | 665 | 0 | 212 | 935 | 0 | 273 | 1200 | 0 | 465 | 0 | 0 | 0 | 0 | 0 | 0 | 0 | 0 | 0
2040-10-31 | 8 | 32.43 | -18552 | -460 | -600 | 0 | 0 | 0 | 2964 | 0 | 0 | 595 | 53 | 319 | 4019 | 3288 | 4645 | 0 | 632 | 38 | 213 | 942 | 0 | 238 | 1200 | 0 | 465 | 0 | 0 | 0 | 0 | 0 | 0 | 0 | 0 | 0
2040-10-31 | 9 | 0 | -19065 | -429 | -727 | 0 | 0 | -153 | 3308 | 0 | 0 | 236 | 48 | 160 | 2914 | 3288 | 6550 | 0 | 679 | 273 | 213 | 942 | 0 | 232 | 1200 | 0 | 332 | 0 | 0 | 0 | 0 | 0 | 0 | 0 | 0 | 0
2040-10-31 | 10 | 0 | -19563 | -429 | -854 | 0 | 0 | -653 | 3646 | 0 | 0 | 146 | 48 | 160 | 2724 | 3288 | 7204 | 0 | 874 | 498 | 213 | 974 | 0 | 235 | 1200 | 0 | 289 | 0 | 0 | 0 | 0 | 0 | 0 | 0 | 0 | 0
2040-10-31 | 11 | 0 | -20067 | -366 | -818 | 0 | 0 | -786 | 3989 | 0 | 0 | 146 | 48 | 160 | 2396 | 3288 | 7262 | 0 | 1055 | 782 | 212 | 990 | 0 | 229 | 1200 | 0 | 280 | 0 | 0 | 0 | 0 | 0 | 0 | 0 | 0 | 0
2040-10-31 | 12 | 0 | -20280 | -314 | -709 | 0 | 0 | -818 | 4132 | 0 | 0 | 146 | 48 | 160 | 2139 | 3288 | 7275 | 0 | 1024 | 981 | 213 | 992 | 0 | 243 | 1200 | 0 | 280 | 0 | 0 | 0 | 0 | 0 | 0 | 0 | 0 | 0
2040-10-31 | 13 | 0 | -20318 | -267 | -927 | 0 | 0 | -785 | 4159 | 0 | 0 | 146 | 48 | 160 | 1971 | 3288 | 7272 | 0 | 1064 | 1255 | 212 | 987 | 0 | 255 | 1200 | 0 | 280 | 0 | 0 | 0 | 0 | 0 | 0 | 0 | 0 | 0
2040-10-31 | 14 | 0 | -20298 | -267 | -909 | 0 | 0 | -497 | 4143 | 0 | 0 | 146 | 48 | 160 | 1586 | 3288 | 7274 | 0 | 1115 | 1270 | 211 | 990 | 0 | 260 | 1200 | 0 | 280 | 0 | 0 | 0 | 0 | 0 | 0 | 0 | 0 | 0
2040-10-31 | 15 | 0 | -20127 | -267 | -818 | 0 | 0 | -416 | 4026 | 0 | 0 | 146 | 48 | 160 | 1576 | 3288 | 7275 | 0 | 981 | 1189 | 213 | 992 | 0 | 254 | 1200 | 0 | 280 | 0 | 0 | 0 | 0 | 0 | 0 | 0 | 0 | 0
2040-10-31 | 16 | 0 | -20086 | -246 | -1072 | 0 | 0 | 0 | 4000 | 0 | 0 | 190 | 48 | 160 | 1576 | 3288 | 7273 | 0 | 1022 | 905 | 213 | 996 | 0 | 252 | 1200 | 0 | 280 | 0 | 0 | 0 | 0 | 0 | 0 | 0 | 0 | 0
2040-10-31 | 17 | 0 | -20164 | -246 | -1381 | 0 | 0 | 428 | 4053 | 0 | 0 | 369 | 48 | 160 | 1774 | 3288 | 7283 | 0 | 1084 | 324 | 213 | 1010 | 0 | 277 | 1200 | 0 | 280 | 0 | 0 | 0 | 0 | 0 | 0 | 0 | 0 | 0
2040-10-31 | 18 | 0 | -20423 | -246 | -1654 | 0 | 0 | 1019 | 4227 | 0 | 0 | 438 | 48 | 160 | 1594 | 3288 | 7282 | 0 | 1188 | 75 | 215 | 1011 | 0 | 297 | 1200 | 0 | 280 | 0 | 0 | 0 | 0 | 0 | 0 | 0 | 0 | 0
2040-10-31 | 19 | 0 | -20331 | -246 | -1581 | 0 | 0 | 777 | 4164 | 0 | 0 | 402 | 48 | 160 | 1594 | 3288 | 7297 | 0 | 1413 | 4 | 215 | 1020 | 0 | 296 | 1200 | 0 | 280 | 0 | 0 | 0 | 0 | 0 | 0 | 0 | 0 | 0
2040-10-31 | 20 | 0 | -19720 | -225 | -1109 | 0 | 0 | 0 | 3752 | 0 | 0 | 210 | 48 | 160 | 1591 | 3288 | 7297 | 0 | 1679 | 0 | 216 | 1023 | 0 | 310 | 1200 | 0 | 280 | 0 | 0 | 0 | 0 | 0 | 0 | 0 | 0 | 0
2040-10-31 | 21 | 0 | -19140 | -225 | -1018 | 0 | 0 | 8 | 3361 | 0 | 0 | 333 | 48 | 160 | 1151 | 3288 | 7246 | 0 | 1722 | 0 | 218 | 1026 | 0 | 341 | 1200 | 0 | 280 | 0 | 0 | 0 | 0 | 0 | 0 | 0 | 0 | 0
2040-10-31 | 22 | 0 | -17996 | -246 | -854 | 0 | 0 | -265 | 2589 | 0 | 0 | 146 | 48 | 160 | 867 | 3288 | 7242 | 0 | 1940 | 0 | 218 | 1023 | 0 | 361 | 1200 | 0 | 280 | 0 | 0 | 0 | 0 | 0 | 0 | 0 | 0 | 0
2040-10-31 | 23 | 0 | -16594 | -246 | -709 | 0 | 0 | -615 | 1638 | 0 | 0 | 146 | 48 | 160 | 460 | 3288 | 7233 | 0 | 2089 | 0 | 218 | 1020 | 0 | 384 | 1200 | 0 | 280 | 0 | 0 | 0 | 0 | 0 | 0 | 0 | 0 | 0
2040-10-31 | 24 | 0 | -15187 | -225 | -582 | 0 | 0 | -1298 | 687 | 0 | 0 | 146 | 48 | 160 | 460 | 3288 | 7232 | 0 | 2213 | 0 | 215 | 993 | 0 | 369 | 1200 | 0 | 280 | 0 | 0 | 0 | 0 | 0 | 0 | 0 | 0 | 0
2040-11-01 | 1 | -35 | -14264 | -225 | -509 | 0 | 0 | -1168 | 761 | 0 | 0 | 0 | 48 | 160 | 460 | 3288 | 6577 | 0 | 1150 | 0 | 215 | 1190 | 0 | 837 | 1200 | 0 | 280 | 0 | 1100 | 0 | 0 | 0 | 0 | 0 | 0 | 0
2040-11-01 | 2 | -35 | -13756 | -204 | -454 | 0 | 0 | -332 | 528 | 0 | 0 | 0 | 48 | 160 | 460 | 3288 | 5068 | 0 | 1474 | 0 | 212 | 1181 | 0 | 847 | 1200 | 0 | 280 | 0 | 756 | 0 | 0 | 0 | 0 | 0 | 0 | 0
2040-11-01 | 3 | -35 | -13297 | -204 | -400 | 0 | 0 | 0 | 528 | 0 | 0 | 0 | 48 | 160 | 300 | 3288 | 5167 | 0 | 717 | 0 | 208 | 1179 | 0 | 825 | 1200 | 0 | 280 | 0 | 1506 | 0 | 0 | 0 | 0 | 0 | 0 | 0
2040-11-01 | 4 | -35 | -13026 | -267 | -382 | 0 | 0 | 0 | 528 | 0 | 0 | 0 | 48 | 160 | 10 | 3288 | 4755 | 0 | 1609 | 0 | 210 | 1182 | 0 | 404 | 1200 | 0 | 280 | 0 | 565 | 0 | 0 | 0 | 0 | 0 | 0 | 0
2040-11-01 | 5 | -35 | -13193 | -366 | -363 | 0 | 0 | 0 | 528 | 0 | 0 | 0 | 48 | 160 | 10 | 3288 | 6078 | 0 | 564 | 0 | 212 | 1178 | 0 | 376 | 1200 | 0 | 280 | 0 | 1506 | 0 | 0 | 0 | 0 | 0 | 0 | 0
2040-11-01 | 6 | -35 | -13936 | -528 | -382 | 0 | 0 | 0 | 528 | 0 | 0 | 0 | 48 | 160 | 0 | 3288 | 7262 | 0 | 349 | 0 | 216 | 1181 | 0 | 334 | 1200 | 0 | 280 | 0 | 1597 | 0 | 0 | 0 | 0 | 0 | 0 | 0
2040-11-01 | 7 | -35 | -15812 | -685 | -491 | 0 | 0 | 0 | 2013 | 0 | 0 | 0 | 48 | 160 | 0 | 3288 | 7264 | 0 | 1034 | 0 | 214 | 1184 | 0 | 303 | 1200 | 0 | 280 | 0 | 855 | 0 | 0 | 0 | 0 | 0 | 0 | 0
2040-11-01 | 8 | -35 | -17220 | -774 | -600 | 0 | 0 | 0 | 3149 | 0 | 0 | 0 | 48 | 160 | 0 | 3288 | 7265 | 0 | 1419 | 103 | 215 | 1182 | 0 | 285 | 1200 | 0 | 280 | 0 | 248 | 0 | 0 | 0 | 0 | 0 | 0 | 0
2040-11-01 | 9 | -35 | -17745 | -868 | -727 | 0 | 0 | 0 | 3577 | 0 | 0 | 0 | 48 | 160 | 0 | 3288 | 7248 | 0 | 281 | 1537 | 216 | 1197 | 0 | 307 | 1200 | 0 | 280 | 0 | 1253 | 0 | 0 | 0 | 0 | 0 | 0 | 0
2040-11-01 | 10 | -40 | -17996 | -868 | -854 | -241 | -599 | -1168 | 3778 | 0 | 0 | 0 | 48 | 160 | 0 | 3288 | 7225 | 0 | 0 | 4002 | 215 | 1215 | 0 | 315 | 1200 | 0 | 280 | 0 | 1869 | 0 | 0 | 0 | 0 | 0 | 0 | 0
2040-11-01 | 11 | -40 | -18297 | -821 | -818 | -908 | -1976 | -1859 | 4021 | 0 | 0 | 0 | 48 | 160 | 0 | 3288 | 6523 | 0 | 0 | 7426 | 215 | 1212 | 0 | 306 | 1200 | 0 | 280 | 697 | 1974 | 0 | 0 | 0 | 0 | 0 | 0 | 0
2040-11-01 | 12 | -40 | -18446 | -727 | -709 | -908 | -2000 | -1859 | 4143 | 0 | 0 | 0 | 48 | 160 | 0 | 3288 | 4569 | 0 | 0 | 9214 | 215 | 1211 | 0 | 322 | 1200 | 0 | 280 | 2647 | 2030 | 0 | 0 | 0 | 0 | 0 | 0 | 0
2040-11-01 | 13 | -40 | -18434 | -685 | -927 | -908 | -2000 | -1826 | 4132 | 0 | 0 | 0 | 48 | 160 | 0 | 3288 | 3890 | 0 | 0 | 10026 | 215 | 1209 | 0 | 332 | 1200 | 0 | 280 | 3292 | 2076 | 0 | 0 | 0 | 0 | 0 | 0 | 0
2040-11-01 | 14 | -40 | -18297 | -643 | -909 | -905 | -1859 | -1196 | 4021 | 0 | 0 | 0 | 48 | 160 | 0 | 3288 | 3389 | 0 | 0 | 9653 | 214 | 1208 | 0 | 347 | 1200 | 0 | 280 | 3784 | 2049 | 0 | 0 | 0 | 0 | 0 | 0 | 0
2040-11-01 | 15 | -40 | -17954 | -607 | -818 | -203 | -699 | -1180 | 3746 | 0 | 0 | 0 | 48 | 160 | 0 | 3288 | 2860 | 0 | 0 | 8121 | 215 | 1208 | 0 | 335 | 1200 | 0 | 280 | 4282 | 2105 | 0 | 0 | 0 | 0 | 0 | 0 | 0
2040-11-01 | 16 | -40 | -17663 | -643 | -1072 | 0 | -19 | -1168 | 3509 | 0 | 0 | 0 | 48 | 160 | 0 | 3288 | 4850 | 0 | 0 | 5492 | 215 | 1214 | 0 | 310 | 1200 | 0 | 280 | 2001 | 2069 | 0 | 0 | 0 | 0 | 0 | 0 | 0
2040-11-01 | 17 | -35 | -17817 | -685 | -1381 | 0 | 0 | 0 | 3635 | 0 | 0 | 0 | 48 | 160 | 0 | 3288 | 6287 | 0 | 987 | 2250 | 218 | 1211 | 0 | 319 | 1200 | 0 | 280 | 0 | 1099 | 0 | 0 | 0 | 0 | 0 | 0 | 0
2040-11-01 | 18 | 0 | -18445 | -774 | -1654 | 0 | 0 | 720 | 4143 | 0 | 0 | 486 | 48 | 160 | 0 | 3288 | 6404 | 0 | 2111 | 196 | 218 | 1221 | 0 | 355 | 1200 | 0 | 323 | 0 | 0 | 0 | 0 | 0 | 0 | 0 | 0 | 0
2040-11-01 | 19 | 3 | -19204 | -915 | -1581 | 0 | 0 | 1275 | 4756 | 0 | 0 | 486 | 53 | 160 | 0 | 3288 | 6032 | 0 | 2164 | 8 | 218 | 1229 | 0 | 376 | 1200 | 0 | 456 | 0 | 0 | 0 | 0 | 0 | 0 | 0 | 0 | 0
2040-11-01 | 20 | 3 | -18776 | -1015 | -1109 | 0 | 0 | 1682 | 4412 | 0 | 0 | 486 | 53 | 160 | 0 | 3288 | 5214 | 0 | 2100 | 0 | 218 | 1227 | 0 | 394 | 1200 | 0 | 465 | 0 | 0 | 0 | 0 | 0 | 0 | 0 | 0 | 0
2040-11-01 | 21 | 3 | -18142 | -1124 | -1018 | 0 | 266 | 1772 | 3900 | 0 | 0 | 486 | 53 | 160 | 0 | 3288 | 4770 | 0 | 2072 | 0 | 218 | 1223 | 0 | 412 | 1200 | 0 | 465 | 0 | 0 | 0 | 0 | 0 | 0 | 0 | 0 | 0
2040-11-01 | 22 | 3 | -17267 | -1182 | -854 | 0 | 483 | 1771 | 3192 | 0 | 0 | 498 | 53 | 160 | 0 | 3288 | 4199 | 0 | 2114 | 0 | 218 | 1220 | 0 | 443 | 1200 | 0 | 465 | 0 | 0 | 0 | 0 | 0 | 0 | 0 | 0 | 0
2040-11-01 | 23 | 3 | -15988 | -1240 | -709 | 0 | 105 | 1769 | 2156 | 0 | 0 | 486 | 53 | 160 | 0 | 3288 | 4300 | 0 | 2081 | 0 | 218 | 1212 | 0 | 445 | 1200 | 0 | 465 | 0 | 0 | 0 | 0 | 0 | 0 | 0 | 0 | 0
2040-11-01 | 24 | 3 | -14799 | -1355 | -582 | 0 | 613 | 1859 | 1194 | 0 | 0 | 517 | 53 | 160 | 0 | 3288 | 3421 | 0 | 2121 | 0 | 209 | 1205 | 0 | 431 | 1200 | 0 | 465 | 0 | 0 | 0 | 0 | 0 | 0 | 0 | 0 | 0
2040-11-02 | 1 | 21.94 | -13997 | -1417 | -509 | 0 | -187 | 0 | 830 | 0 | 0 | 496 | 53 | 175 | 2065 | 3288 | 3289 | 0 | 2008 | 0 | 215 | 1190 | 0 | 837 | 1200 | 0 | 465 | 0 | 0 | 0 | 0 | 0 | 0 | 0 | 0 | 0
2040-11-02 | 2 | 29.55 | -13436 | -1480 | -454 | 0 | 0 | -653 | 528 | 0 | 0 | 554 | 53 | 335 | 2808 | 3288 | 2655 | 0 | 1897 | 0 | 212 | 1181 | 0 | 847 | 1200 | 0 | 465 | 0 | 0 | 0 | 0 | 0 | 0 | 0 | 0 | 0
2040-11-02 | 3 | 29.55 | -13181 | -1611 | -400 | 0 | 0 | -516 | 528 | 0 | 0 | 590 | 53 | 341 | 3098 | 3288 | 2119 | 0 | 1814 | 0 | 208 | 1179 | 0 | 825 | 1200 | 0 | 465 | 0 | 0 | 0 | 0 | 0 | 0 | 0 | 0 | 0
2040-11-02 | 4 | 29.55 | -13129 | -1752 | -382 | 0 | 0 | -590 | 528 | 0 | 0 | 725 | 53 | 341 | 4131 | 3288 | 1628 | 0 | 1699 | 0 | 210 | 1182 | 0 | 404 | 1200 | 0 | 465 | 0 | 0 | 0 | 0 | 0 | 0 | 0 | 0 | 0
2040-11-02 | 5 | 31.31 | -13234 | -1752 | -363 | 0 | 0 | 0 | 528 | 0 | 0 | 783 | 53 | 341 | 4455 | 3288 | 1065 | 0 | 1406 | 0 | 212 | 1178 | 0 | 376 | 1200 | 0 | 465 | 0 | 0 | 0 | 0 | 0 | 0 | 0 | 0 | 0
2040-11-02 | 6 | 37.88 | -13963 | -1752 | -382 | 0 | 218 | 0 | 803 | 0 | 0 | 807 | 53 | 341 | 5369 | 3288 | 807 | 0 | 1015 | 0 | 216 | 1181 | 0 | 334 | 1200 | 0 | 465 | 0 | 0 | 0 | 0 | 0 | 0 | 0 | 0 | 0
2040-11-02 | 7 | 37.88 | -15088 | -1820 | -491 | 0 | 1009 | 0 | 1733 | 0 | 0 | 1025 | 53 | 341 | 5369 | 3288 | 519 | 0 | 696 | 0 | 214 | 1184 | 0 | 303 | 1200 | 0 | 465 | 0 | 0 | 0 | 0 | 0 | 0 | 0 | 0 | 0
2040-11-02 | 8 | 37.88 | -16226 | -1820 | -600 | 9 | 1467 | 0 | 2674 | 0 | 0 | 1150 | 53 | 341 | 5369 | 3288 | 290 | 0 | 547 | 111 | 215 | 1182 | 0 | 285 | 1200 | 0 | 465 | 0 | 0 | 0 | 0 | 0 | 0 | 0 | 0 | 0
2040-11-02 | 9 | 37.88 | -17310 | -1820 | -727 | 0 | 725 | 0 | 3577 | 0 | 0 | 926 | 53 | 341 | 5369 | 3288 | 140 | 0 | 388 | 1666 | 216 | 1197 | 0 | 307 | 1200 | 0 | 465 | 0 | 0 | 0 | 0 | 0 | 0 | 0 | 0 | 0
2040-11-02 | 10 | 29.55 | -17648 | -1548 | -854 | 0 | 0 | -1066 | 3857 | 0 | 0 | 683 | 53 | 341 | 4389 | 3288 | 70 | 0 | 205 | 4820 | 215 | 1215 | 0 | 315 | 1200 | 0 | 465 | 0 | 0 | 0 | 0 | 0 | 0 | 0 | 0 | 0
2040-11-02 | 11 | 26.99 | -17855 | -1297 | -818 | 0 | -284 | -1859 | 4026 | 0 | 0 | 486 | 53 | 341 | 2282 | 3288 | 38 | 0 | 83 | 8118 | 215 | 1212 | 0 | 306 | 1200 | 0 | 465 | 0 | 0 | 0 | 0 | 0 | 0 | 0 | 0 | 0
2040-11-02 | 12 | 24.22 | -17826 | -1182 | -709 | 0 | -2000 | -1859 | 4000 | 0 | 0 | 486 | 53 | 333 | 1675 | 3288 | 14 | 0 | 32 | 10282 | 215 | 1211 | 0 | 322 | 1200 | 0 | 465 | 0 | 0 | 0 | 0 | 0 | 0 | 0 | 0 | 0
2040-11-02 | 13 | 24.2 | -17610 | -1015 | -927 | -11 | -2000 | -1859 | 3826 | 0 | 0 | 486 | 53 | 236 | 1140 | 3288 | 8 | 0 | 146 | 10819 | 215 | 1209 | 0 | 332 | 1200 | 0 | 465 | 0 | 0 | 0 | 0 | 0 | 0 | 0 | 0 | 0
2040-11-02 | 14 | 26.99 | -17236 | -1015 | -909 | 0 | -1210 | -1859 | 3514 | 0 | 0 | 486 | 53 | 341 | 622 | 3288 | 3 | 0 | 120 | 10368 | 214 | 1208 | 0 | 347 | 1200 | 0 | 465 | 0 | 0 | 0 | 0 | 0 | 0 | 0 | 0 | 0
2040-11-02 | 15 | 29.55 | -16819 | -915 | -818 | 0 | 0 | -1581 | 3170 | 0 | 0 | 486 | 53 | 341 | 622 | 3288 | 23 | 0 | 149 | 8579 | 215 | 1208 | 0 | 335 | 1200 | 0 | 465 | 0 | 0 | 0 | 0 | 0 | 0 | 0 | 0 | 0
2040-11-02 | 16 | 39.94 | -16688 | -915 | -1072 | 210 | 981 | 196 | 3059 | 0 | 0 | 486 | 53 | 341 | 676 | 3288 | 45 | 0 | 289 | 5648 | 215 | 1214 | 0 | 310 | 1200 | 0 | 465 | 0 | 0 | 0 | 0 | 0 | 0 | 0 | 0 | 0
2040-11-02 | 17 | 39.94 | -17105 | -915 | -1381 | 729 | 948 | 997 | 3403 | 0 | 0 | 807 | 53 | 341 | 2780 | 3288 | 95 | 0 | 244 | 2305 | 218 | 1211 | 0 | 319 | 1200 | 0 | 465 | 0 | 0 | 0 | 0 | 0 | 0 | 0 | 0 | 0
2040-11-02 | 18 | 39.94 | -17884 | -968 | -1654 | 908 | 1742 | 1554 | 4048 | 0 | 0 | 1193 | 53 | 341 | 3299 | 3288 | 95 | 0 | 337 | 189 | 218 | 1221 | 0 | 355 | 1200 | 0 | 465 | 0 | 0 | 0 | 0 | 0 | 0 | 0 | 0 | 0
2040-11-02 | 19 | 39.94 | -18735 | -1072 | -1581 | 795 | 1273 | 1549 | 4756 | 0 | 0 | 1214 | 53 | 341 | 4046 | 3288 | 190 | 0 | 388 | 8 | 218 | 1229 | 0 | 376 | 1200 | 0 | 465 | 0 | 0 | 0 | 0 | 0 | 0 | 0 | 0 | 0
2040-11-02 | 20 | 39.94 | -18361 | -1124 | -1109 | 449 | 1106 | 1250 | 4444 | 0 | 0 | 1160 | 53 | 341 | 4426 | 3288 | 171 | 0 | 403 | 0 | 218 | 1227 | 0 | 394 | 1200 | 0 | 465 | 0 | 0 | 0 | 0 | 0 | 0 | 0 | 0 | 0
2040-11-02 | 21 | 39.94 | -17843 | -1182 | -1018 | 241 | 738 | 1437 | 4016 | 0 | 0 | 1159 | 53 | 341 | 4728 | 3288 | 166 | 0 | 359 | 0 | 218 | 1223 | 0 | 412 | 1200 | 0 | 465 | 0 | 0 | 0 | 0 | 0 | 0 | 0 | 0 | 0
2040-11-02 | 22 | 39.94 | -17021 | -1297 | -854 | 71 | 535 | 1039 | 3334 | 0 | 0 | 1159 | 53 | 341 | 5301 | 3288 | 141 | 0 | 364 | 0 | 218 | 1220 | 0 | 443 | 1200 | 0 | 465 | 0 | 0 | 0 | 0 | 0 | 0 | 0 | 0 | 0
2040-11-02 | 23 | 39.94 | -15966 | -1355 | -709 | 100 | 399 | 853 | 2462 | 0 | 0 | 1138 | 53 | 341 | 5301 | 3288 | 200 | 0 | 355 | 0 | 218 | 1212 | 0 | 445 | 1200 | 0 | 465 | 0 | 0 | 0 | 0 | 0 | 0 | 0 | 0 | 0
2040-11-02 | 24 | 39.94 | -14897 | -1355 | -582 | 0 | 150 | 162 | 1575 | 0 | 0 | 1025 | 53 | 341 | 6008 | 3288 | 313 | 0 | 409 | 0 | 209 | 1205 | 0 | 431 | 1200 | 0 | 465 | 0 | 0 | 0 | 0 | 0 | 0 | 0 | 0 | 0
2040-11-03 | 1 | 39.11 | -14039 | -1417 | -672 | 0 | 0 | 0 | 528 | 0 | 0 | 1025 | 53 | 341 | 5911 | 3288 | 780 | 0 | 295 | 0 | 215 | 1190 | 0 | 837 | 1200 | 0 | 465 | 0 | 0 | 0 | 0 | 0 | 0 | 0 | 0 | 0
2040-11-03 | 2 | 31.31 | -13464 | -1480 | -582 | 0 | -97 | 0 | 528 | 0 | 0 | 807 | 53 | 341 | 4716 | 3288 | 1731 | 0 | 255 | 0 | 212 | 1181 | 0 | 847 | 1200 | 0 | 465 | 0 | 0 | 0 | 0 | 0 | 0 | 0 | 0 | 0
2040-11-03 | 3 | 31.31 | -13175 | -1548 | -527 | 0 | -139 | -651 | 528 | 0 | 0 | 745 | 53 | 341 | 4557 | 3288 | 2411 | 0 | 241 | 0 | 208 | 1179 | 0 | 825 | 1200 | 0 | 465 | 0 | 0 | 0 | 0 | 0 | 0 | 0 | 0 | 0
2040-11-03 | 4 | 31.31 | -13278 | -1679 | -472 | 0 | 0 | -887 | 528 | 0 | 0 | 685 | 53 | 341 | 4337 | 3288 | 3400 | 0 | 223 | 0 | 210 | 1182 | 0 | 404 | 1200 | 0 | 465 | 0 | 0 | 0 | 0 | 0 | 0 | 0 | 0 | 0
2040-11-03 | 5 | 31.31 | -13521 | -1679 | -472 | 0 | 0 | -637 | 528 | 0 | 0 | 728 | 53 | 341 | 4331 | 3288 | 3405 | 0 | 205 | 0 | 212 | 1178 | 0 | 376 | 1200 | 0 | 465 | 0 | 0 | 0 | 0 | 0 | 0 | 0 | 0 | 0
2040-11-03 | 6 | 39.87 | -14046 | -1679 | -491 | 0 | 0 | 0 | 528 | 0 | 0 | 807 | 53 | 341 | 5201 | 3288 | 2387 | 0 | 215 | 0 | 216 | 1181 | 0 | 334 | 1200 | 0 | 465 | 0 | 0 | 0 | 0 | 0 | 0 | 0 | 0 | 0
2040-11-03 | 7 | 42.32 | -15089 | -1679 | -545 | 0 | 0 | 102 | 914 | 0 | 0 | 1022 | 53 | 341 | 6133 | 3288 | 1776 | 0 | 221 | 99 | 214 | 1184 | 0 | 303 | 1200 | 0 | 465 | 0 | 0 | 0 | 0 | 0 | 0 | 0 | 0 | 0
2040-11-03 | 8 | 39.99 | -16095 | -1679 | -636 | 0 | 0 | 0 | 1691 | 0 | 0 | 807 | 53 | 341 | 5388 | 3288 | 1766 | 0 | 220 | 1509 | 215 | 1182 | 0 | 285 | 1200 | 0 | 465 | 0 | 0 | 0 | 0 | 0 | 0 | 0 | 0 | 0
2040-11-03 | 9 | 31.31 | -16884 | -1480 | -763 | 0 | 0 | -1273 | 2304 | 0 | 0 | 578 | 53 | 341 | 4113 | 3288 | 1601 | 0 | 274 | 4465 | 216 | 1197 | 0 | 307 | 1200 | 0 | 465 | 0 | 0 | 0 | 0 | 0 | 0 | 0 | 0 | 0
2040-11-03 | 10 | 31.31 | -17331 | -1182 | -909 | 0 | 0 | -1252 | 2653 | 0 | 0 | 486 | 53 | 341 | 1619 | 3288 | 1130 | 0 | 322 | 7373 | 215 | 1215 | 0 | 315 | 1200 | 0 | 465 | 0 | 0 | 0 | 0 | 0 | 0 | 0 | 0 | 0
2040-11-03 | 11 | 31.31 | -17503 | -968 | -818 | 0 | -287 | -1859 | 2785 | 0 | 0 | 486 | 53 | 341 | 469 | 3288 | 907 | 0 | 426 | 9281 | 215 | 1212 | 0 | 306 | 1200 | 0 | 465 | 0 | 0 | 0 | 0 | 0 | 0 | 0 | 0 | 0
2040-11-03 | 12 | 31.31 | -17526 | -821 | -909 | 0 | -388 | -1859 | 2801 | 0 | 0 | 486 | 53 | 341 | 140 | 3288 | 880 | 0 | 457 | 9645 | 215 | 1211 | 0 | 322 | 1200 | 0 | 465 | 0 | 0 | 0 | 0 | 0 | 0 | 0 | 0 | 0
2040-11-03 | 13 | 31.31 | -17449 | -774 | -981 | 0 | -153 | -556 | 2742 | 0 | 0 | 486 | 53 | 341 | 113 | 3288 | 968 | 0 | 552 | 7949 | 215 | 1209 | 0 | 332 | 1200 | 0 | 465 | 0 | 0 | 0 | 0 | 0 | 0 | 0 | 0 | 0
2040-11-03 | 14 | 42.32 | -17235 | -727 | -1018 | 0 | 0 | 1256 | 2579 | 0 | 0 | 486 | 53 | 341 | 398 | 3288 | 1071 | 0 | 627 | 5447 | 214 | 1208 | 0 | 347 | 1200 | 0 | 465 | 0 | 0 | 0 | 0 | 0 | 0 | 0 | 0 | 0
2040-11-03 | 15 | 42.9 | -17198 | -727 | -1054 | 0 | 712 | 1850 | 2547 | 0 | 0 | 610 | 53 | 341 | 548 | 3288 | 1155 | 0 | 623 | 3831 | 215 | 1208 | 0 | 335 | 1200 | 0 | 465 | 0 | 0 | 0 | 0 | 0 | 0 | 0 | 0 | 0
2040-11-03 | 16 | 42.32 | -17546 | -774 | -999 | 0 | 0 | 1397 | 2816 | 0 | 0 | 784 | 53 | 341 | 3562 | 3288 | 1347 | 0 | 703 | 1624 | 215 | 1214 | 0 | 310 | 1200 | 0 | 465 | 0 | 0 | 0 | 0 | 0 | 0 | 0 | 0 | 0
2040-11-03 | 17 | 42.32 | -18636 | -821 | -999 | 0 | 0 | 1400 | 3662 | 0 | 0 | 893 | 53 | 341 | 4666 | 3288 | 1758 | 0 | 747 | 237 | 218 | 1211 | 0 | 319 | 1200 | 0 | 465 | 0 | 0 | 0 | 0 | 0 | 0 | 0 | 0 | 0
2040-11-03 | 18 | 42.32 | -20049 | -968 | -1018 | 0 | 98 | 541 | 4756 | 0 | 0 | 971 | 53 | 341 | 5381 | 3288 | 2233 | 0 | 906 | 8 | 218 | 1221 | 0 | 355 | 1200 | 0 | 465 | 0 | 0 | 0 | 0 | 0 | 0 | 0 | 0 | 0
2040-11-03 | 19 | 42.32 | -19784 | -1015 | -1054 | 0 | 105 | 95 | 4550 | 0 | 0 | 888 | 53 | 341 | 5629 | 3288 | 2646 | 0 | 771 | 0 | 218 | 1229 | 0 | 376 | 1200 | 0 | 465 | 0 | 0 | 0 | 0 | 0 | 0 | 0 | 0 | 0
2040-11-03 | 20 | 38.81 | -19252 | -1124 | -981 | 0 | 0 | 0 | 4137 | 0 | 0 | 836 | 53 | 341 | 5531 | 3288 | 2886 | 0 | 782 | 0 | 218 | 1227 | 0 | 394 | 1200 | 0 | 465 | 0 | 0 | 0 | 0 | 0 | 0 | 0 | 0 | 0
2040-11-03 | 21 | 35.65 | -18261 | -1182 | -927 | 0 | 0 | 0 | 3371 | 0 | 0 | 807 | 53 | 341 | 5023 | 3288 | 3144 | 0 | 826 | 0 | 218 | 1223 | 0 | 412 | 1200 | 0 | 465 | 0 | 0 | 0 | 0 | 0 | 0 | 0 | 0 | 0
2040-11-03 | 22 | 32.18 | -17065 | -1240 | -836 | 0 | 0 | 0 | 2446 | 0 | 0 | 784 | 53 | 341 | 4510 | 3288 | 3270 | 0 | 902 | 0 | 218 | 1220 | 0 | 443 | 1200 | 0 | 465 | 0 | 0 | 0 | 0 | 0 | 0 | 0 | 0 | 0
2040-11-03 | 23 | 30.24 | -15801 | -1297 | -836 | 0 | 0 | 0 | 1464 | 0 | 0 | 784 | 53 | 341 | 4368 | 3288 | 3263 | 0 | 833 | 0 | 218 | 1212 | 0 | 445 | 1200 | 0 | 465 | 0 | 0 | 0 | 0 | 0 | 0 | 0 | 0 | 0
2040-11-03 | 24 | 29.8 | -14669 | -1355 | -763 | 0 | 0 | 0 | 587 | 0 | 0 | 748 | 53 | 341 | 4236 | 3288 | 3179 | 0 | 846 | 0 | 209 | 1205 | 0 | 431 | 1200 | 0 | 465 | 0 | 0 | 0 | 0 | 0 | 0 | 0 | 0 | 0
2040-11-04 | 1 | 32.73 | -13974 | -1480 | -672 | 0 | -509 | -537 | 528 | 0 | 0 | 738 | 53 | 341 | 4443 | 3288 | 2910 | 0 | 964 | 0 | 215 | 1190 | 0 | 837 | 1200 | 0 | 465 | 0 | 0 | 0 | 0 | 0 | 0 | 0 | 0 | 0
2040-11-04 | 2 | 32.73 | -13629 | -1480 | -582 | 0 | 0 | -1184 | 528 | 0 | 0 | 710 | 53 | 341 | 4247 | 3288 | 2674 | 0 | 1128 | 0 | 212 | 1181 | 0 | 847 | 1200 | 0 | 465 | 0 | 0 | 0 | 0 | 0 | 0 | 0 | 0 | 0
2040-11-04 | 3 | 32.73 | -13557 | -1611 | -527 | 0 | 0 | -228 | 528 | 0 | 0 | 784 | 53 | 341 | 4247 | 3288 | 1967 | 0 | 837 | 0 | 208 | 1179 | 0 | 825 | 1200 | 0 | 465 | 0 | 0 | 0 | 0 | 0 | 0 | 0 | 0 | 0
2040-11-04 | 4 | 38.81 | -13712 | -1679 | -472 | 0 | 0 | 0 | 528 | 0 | 0 | 807 | 53 | 341 | 5142 | 3288 | 1369 | 0 | 876 | 0 | 210 | 1182 | 0 | 404 | 1200 | 0 | 465 | 0 | 0 | 0 | 0 | 0 | 0 | 0 | 0 | 0
2040-11-04 | 5 | 39.99 | -14384 | -1679 | -472 | 0 | 0 | 0 | 528 | 0 | 0 | 872 | 53 | 341 | 5769 | 3288 | 1268 | 0 | 987 | 0 | 212 | 1178 | 0 | 376 | 1200 | 0 | 465 | 0 | 0 | 0 | 0 | 0 | 0 | 0 | 0 | 0
2040-11-04 | 6 | 43.26 | -15951 | -1679 | -491 | 0 | 0 | 0 | 840 | 0 | 0 | 1159 | 53 | 341 | 7145 | 3288 | 1032 | 0 | 866 | 0 | 216 | 1181 | 0 | 334 | 1200 | 0 | 465 | 0 | 0 | 0 | 0 | 0 | 0 | 0 | 0 | 0
2040-11-04 | 7 | 44.23 | -18442 | -1752 | -545 | 0 | 0 | 243 | 2653 | 0 | 0 | 1283 | 53 | 341 | 7719 | 3288 | 888 | 0 | 824 | 82 | 214 | 1184 | 0 | 303 | 1200 | 0 | 465 | 0 | 0 | 0 | 0 | 0 | 0 | 0 | 0 | 0
2040-11-04 | 8 | 41.87 | -19514 | -1752 | -636 | 0 | 0 | 0 | 3435 | 0 | 0 | 1159 | 53 | 341 | 7248 | 3288 | 647 | 0 | 787 | 1598 | 215 | 1182 | 0 | 285 | 1200 | 0 | 465 | 0 | 0 | 0 | 0 | 0 | 0 | 0 | 0 | 0
2040-11-04 | 9 | 34.28 | -19553 | -1480 | -763 | 0 | 0 | 0 | 3461 | 0 | 0 | 807 | 53 | 341 | 5065 | 3288 | 561 | 0 | 497 | 4338 | 216 | 1197 | 0 | 307 | 1200 | 0 | 465 | 0 | 0 | 0 | 0 | 0 | 0 | 0 | 0 | 0
2040-11-04 | 10 | 32.73 | -19570 | -1240 | -909 | 0 | -294 | -1838 | 3472 | 0 | 0 | 486 | 53 | 341 | 4269 | 3288 | 346 | 0 | 365 | 7821 | 215 | 1215 | 0 | 315 | 1200 | 0 | 465 | 0 | 0 | 0 | 0 | 0 | 0 | 0 | 0 | 0
2040-11-04 | 11 | 32.73 | -19633 | -1015 | -818 | 0 | 0 | -1842 | 3519 | 0 | 0 | 486 | 53 | 341 | 2568 | 3288 | 182 | 0 | 268 | 9205 | 215 | 1212 | 0 | 306 | 1200 | 0 | 465 | 0 | 0 | 0 | 0 | 0 | 0 | 0 | 0 | 0
2040-11-04 | 12 | 32.73 | -19542 | -915 | -909 | 0 | -491 | -1859 | 3450 | 0 | 0 | 486 | 53 | 341 | 2401 | 3288 | 111 | 0 | 140 | 10033 | 215 | 1211 | 0 | 322 | 1200 | 0 | 465 | 0 | 0 | 0 | 0 | 0 | 0 | 0 | 0 | 0
2040-11-04 | 13 | 32.73 | -19299 | -821 | -981 | 0 | 0 | -1426 | 3276 | 0 | 0 | 486 | 53 | 341 | 2268 | 3288 | 40 | 0 | 129 | 9225 | 215 | 1209 | 0 | 332 | 1200 | 0 | 465 | 0 | 0 | 0 | 0 | 0 | 0 | 0 | 0 | 0
2040-11-04 | 14 | 39.9 | -19104 | -774 | -1018 | 0 | 0 | 0 | 3133 | 0 | 0 | 590 | 53 | 341 | 3047 | 3288 | 40 | 0 | 147 | 6823 | 214 | 1208 | 0 | 347 | 1200 | 0 | 465 | 0 | 0 | 0 | 0 | 0 | 0 | 0 | 0 | 0
2040-11-04 | 15 | 44.23 | -18932 | -727 | -1054 | 0 | 0 | 1613 | 3007 | 0 | 0 | 836 | 53 | 341 | 4106 | 3288 | 107 | 0 | 205 | 3734 | 215 | 1208 | 0 | 335 | 1200 | 0 | 465 | 0 | 0 | 0 | 0 | 0 | 0 | 0 | 0 | 0
2040-11-04 | 16 | 44.54 | -18959 | -774 | -999 | 0 | 1112 | 1859 | 3028 | 0 | 0 | 1193 | 53 | 341 | 4581 | 3288 | 287 | 0 | 267 | 1321 | 215 | 1214 | 0 | 310 | 1200 | 0 | 465 | 0 | 0 | 0 | 0 | 0 | 0 | 0 | 0 | 0
2040-11-04 | 17 | 44.49 | -20028 | -821 | -999 | 0 | 0 | 1859 | 3804 | 0 | 0 | 1329 | 53 | 341 | 6624 | 3288 | 500 | 0 | 453 | 185 | 218 | 1211 | 0 | 319 | 1200 | 0 | 465 | 0 | 0 | 0 | 0 | 0 | 0 | 0 | 0 | 0
2040-11-04 | 18 | 44.23 | -21332 | -868 | -1018 | 0 | 0 | 1021 | 4756 | 0 | 0 | 1329 | 53 | 341 | 7573 | 3288 | 796 | 0 | 593 | 8 | 218 | 1221 | 0 | 355 | 1200 | 0 | 465 | 0 | 0 | 0 | 0 | 0 | 0 | 0 | 0 | 0
2040-11-04 | 19 | 43.82 | -21100 | -915 | -1054 | 0 | 0 | 0 | 4587 | 0 | 0 | 1329 | 53 | 341 | 8096 | 3288 | 1109 | 0 | 779 | 0 | 218 | 1229 | 0 | 376 | 1200 | 0 | 465 | 0 | 0 | 0 | 0 | 0 | 0 | 0 | 0 | 0
2040-11-04 | 20 | 41.87 | -20426 | -915 | -981 | 0 | 0 | 0 | 4095 | 0 | 0 | 1160 | 53 | 341 | 7271 | 3288 | 1704 | 0 | 907 | 0 | 218 | 1227 | 0 | 394 | 1200 | 0 | 465 | 0 | 0 | 0 | 0 | 0 | 0 | 0 | 0 | 0
2040-11-04 | 21 | 39.94 | -19385 | -968 | -927 | 0 | 0 | 0 | 3339 | 0 | 0 | 1072 | 53 | 341 | 6536 | 3288 | 2107 | 0 | 1025 | 0 | 218 | 1223 | 0 | 412 | 1200 | 0 | 465 | 0 | 0 | 0 | 0 | 0 | 0 | 0 | 0 | 0
2040-11-04 | 22 | 37.34 | -17967 | -1015 | -836 | 0 | 0 | 0 | 2304 | 0 | 0 | 807 | 53 | 341 | 5445 | 3288 | 2998 | 0 | 1037 | 0 | 218 | 1220 | 0 | 443 | 1200 | 0 | 465 | 0 | 0 | 0 | 0 | 0 | 0 | 0 | 0 | 0
2040-11-04 | 23 | 29.8 | -16284 | -1015 | -836 | 0 | 0 | 0 | 1083 | 0 | 0 | 784 | 53 | 341 | 4468 | 3288 | 3574 | 0 | 1004 | 0 | 218 | 1212 | 0 | 445 | 1200 | 0 | 465 | 0 | 0 | 0 | 0 | 0 | 0 | 0 | 0 | 0
2040-11-04 | 24 | 21.39 | -14966 | -1072 | -763 | 0 | 0 | 0 | 528 | 0 | 0 | 685 | 53 | 181 | 3593 | 3288 | 3859 | 0 | 1103 | 0 | 209 | 1205 | 0 | 431 | 1200 | 0 | 465 | 0 | 0 | 0 | 0 | 0 | 0 | 0 | 0 | 0
2040-11-05 | 1 | 30.43 | -14171 | -1124 | -509 | 0 | -297 | -1859 | 528 | 0 | 0 | 517 | 53 | 341 | 3994 | 3288 | 4273 | 0 | 1060 | 0 | 215 | 1190 | 0 | 837 | 1200 | 0 | 465 | 0 | 0 | 0 | 0 | 0 | 0 | 0 | 0 | 0
2040-11-05 | 2 | 30.43 | -13733 | -1240 | -454 | 0 | -369 | -1859 | 528 | 0 | 0 | 486 | 53 | 341 | 3422 | 3288 | 4589 | 0 | 1043 | 0 | 212 | 1181 | 0 | 847 | 1200 | 0 | 465 | 0 | 0 | 0 | 0 | 0 | 0 | 0 | 0 | 0
2040-11-05 | 3 | 30.98 | -13517 | -1182 | -400 | 0 | 0 | -1583 | 528 | 0 | 0 | 486 | 53 | 341 | 2200 | 3288 | 4678 | 0 | 1231 | 0 | 208 | 1179 | 0 | 825 | 1200 | 0 | 465 | 0 | 0 | 0 | 0 | 0 | 0 | 0 | 0 | 0
2040-11-05 | 4 | 30.98 | -13550 | -1182 | -382 | 0 | 0 | -1109 | 528 | 0 | 0 | 486 | 53 | 341 | 2065 | 3288 | 4614 | 0 | 1387 | 0 | 210 | 1182 | 0 | 404 | 1200 | 0 | 465 | 0 | 0 | 0 | 0 | 0 | 0 | 0 | 0 | 0
2040-11-05 | 5 | 30.98 | -14103 | -1124 | -363 | 0 | 0 | -82 | 528 | 0 | 0 | 486 | 53 | 341 | 2065 | 3288 | 4170 | 0 | 1311 | 0 | 212 | 1178 | 0 | 376 | 1200 | 0 | 465 | 0 | 0 | 0 | 0 | 0 | 0 | 0 | 0 | 0
2040-11-05 | 6 | 41.87 | -15509 | -1124 | -382 | 0 | 102 | 773 | 555 | 0 | 0 | 655 | 53 | 341 | 2424 | 3288 | 4204 | 0 | 1225 | 0 | 216 | 1181 | 0 | 334 | 1200 | 0 | 465 | 0 | 0 | 0 | 0 | 0 | 0 | 0 | 0 | 0
2040-11-05 | 7 | 41.87 | -17665 | -1124 | -491 | 0 | 139 | 1273 | 2129 | 0 | 0 | 784 | 53 | 341 | 3385 | 3288 | 3214 | 0 | 1261 | 46 | 214 | 1184 | 0 | 303 | 1200 | 0 | 465 | 0 | 0 | 0 | 0 | 0 | 0 | 0 | 0 | 0
2040-11-05 | 8 | 41.87 | -18940 | -1124 | -600 | 0 | 7 | 1287 | 3059 | 0 | 0 | 836 | 53 | 341 | 4404 | 3288 | 2304 | 0 | 1186 | 552 | 215 | 1182 | 0 | 285 | 1200 | 0 | 465 | 0 | 0 | 0 | 0 | 0 | 0 | 0 | 0 | 0
2040-11-05 | 9 | 41.87 | -19330 | -968 | -727 | 0 | 34 | 653 | 3345 | 0 | 0 | 910 | 53 | 341 | 5407 | 3288 | 1516 | 0 | 1087 | 1006 | 216 | 1197 | 0 | 307 | 1200 | 0 | 465 | 0 | 0 | 0 | 0 | 0 | 0 | 0 | 0 | 0
2040-11-05 | 10 | 41.87 | -19613 | -868 | -854 | 0 | 40 | 500 | 3551 | 0 | 0 | 888 | 53 | 341 | 5405 | 3288 | 1147 | 0 | 1056 | 1657 | 215 | 1215 | 0 | 315 | 1200 | 0 | 465 | 0 | 0 | 0 | 0 | 0 | 0 | 0 | 0 | 0
2040-11-05 | 11 | 41.87 | -19824 | -774 | -818 | 0 | 250 | 319 | 3704 | 0 | 0 | 888 | 53 | 341 | 5405 | 3288 | 1123 | 0 | 993 | 1653 | 215 | 1212 | 0 | 306 | 1200 | 0 | 465 | 0 | 0 | 0 | 0 | 0 | 0 | 0 | 0 | 0
2040-11-05 | 12 | 33.57 | -19856 | -685 | -709 | 0 | 0 | 0 | 3731 | 0 | 0 | 784 | 53 | 341 | 4540 | 3288 | 2395 | 0 | 1021 | 1685 | 215 | 1211 | 0 | 322 | 1200 | 0 | 465 | 0 | 0 | 0 | 0 | 0 | 0 | 0 | 0 | 0
2040-11-05 | 13 | 24.21 | -19798 | -607 | -927 | 0 | 0 | -1433 | 3688 | 0 | 0 | 517 | 53 | 305 | 3974 | 3288 | 5102 | 0 | 1118 | 1300 | 215 | 1209 | 0 | 332 | 1200 | 0 | 465 | 0 | 0 | 0 | 0 | 0 | 0 | 0 | 0 | 0
2040-11-05 | 14 | 24.21 | -19855 | -607 | -909 | 0 | 0 | -1643 | 3731 | 0 | 0 | 486 | 53 | 305 | 2324 | 3288 | 6982 | 0 | 1133 | 1278 | 214 | 1208 | 0 | 347 | 1200 | 0 | 465 | 0 | 0 | 0 | 0 | 0 | 0 | 0 | 0 | 0
2040-11-05 | 15 | 24.21 | -19813 | -643 | -818 | 0 | 0 | -934 | 3699 | 0 | 0 | 486 | 53 | 304 | 2061 | 3288 | 7235 | 0 | 1111 | 548 | 215 | 1208 | 0 | 335 | 1200 | 0 | 465 | 0 | 0 | 0 | 0 | 0 | 0 | 0 | 0 | 0
2040-11-05 | 16 | 24.21 | -19795 | -643 | -1072 | 0 | 0 | -534 | 3683 | 0 | 0 | 486 | 53 | 304 | 2057 | 3288 | 7241 | 0 | 1096 | 434 | 215 | 1214 | 0 | 310 | 1200 | 0 | 465 | 0 | 0 | 0 | 0 | 0 | 0 | 0 | 0 | 0
2040-11-05 | 17 | 32.72 | -20399 | -643 | -1381 | 0 | 0 | 174 | 4127 | 0 | 0 | 517 | 53 | 341 | 2158 | 3288 | 7233 | 0 | 1035 | 85 | 218 | 1211 | 0 | 319 | 1200 | 0 | 465 | 0 | 0 | 0 | 0 | 0 | 0 | 0 | 0 | 0
2040-11-05 | 18 | 32.72 | -21262 | -685 | -1654 | 0 | 0 | 821 | 4756 | 0 | 0 | 590 | 53 | 341 | 2158 | 3288 | 7110 | 0 | 1018 | 8 | 218 | 1221 | 0 | 355 | 1200 | 0 | 465 | 0 | 0 | 0 | 0 | 0 | 0 | 0 | 0 | 0
2040-11-05 | 19 | 32.72 | -20962 | -727 | -1581 | 0 | 0 | 1085 | 4539 | 0 | 0 | 685 | 53 | 341 | 2268 | 3288 | 6578 | 0 | 945 | 0 | 218 | 1229 | 0 | 376 | 1200 | 0 | 465 | 0 | 0 | 0 | 0 | 0 | 0 | 0 | 0 | 0
2040-11-05 | 20 | 32.72 | -20236 | -727 | -1109 | 0 | 0 | 502 | 4005 | 0 | 0 | 728 | 53 | 341 | 3068 | 3288 | 5750 | 0 | 833 | 0 | 218 | 1227 | 0 | 394 | 1200 | 0 | 465 | 0 | 0 | 0 | 0 | 0 | 0 | 0 | 0 | 0
2040-11-05 | 21 | 32.72 | -19262 | -774 | -1018 | 0 | 0 | 780 | 3297 | 0 | 0 | 784 | 53 | 341 | 4006 | 3288 | 4287 | 0 | 700 | 0 | 218 | 1223 | 0 | 412 | 1200 | 0 | 465 | 0 | 0 | 0 | 0 | 0 | 0 | 0 | 0 | 0
2040-11-05 | 22 | 30.24 | -17789 | -774 | -854 | 0 | 0 | 0 | 2219 | 0 | 0 | 784 | 53 | 335 | 4362 | 3288 | 4015 | 0 | 815 | 0 | 218 | 1220 | 0 | 443 | 1200 | 0 | 465 | 0 | 0 | 0 | 0 | 0 | 0 | 0 | 0 | 0
2040-11-05 | 23 | 24.2 | -16151 | -821 | -709 | 0 | 0 | 0 | 1025 | 0 | 0 | 745 | 53 | 228 | 4101 | 3288 | 3463 | 0 | 1238 | 0 | 218 | 1212 | 0 | 445 | 1200 | 0 | 465 | 0 | 0 | 0 | 0 | 0 | 0 | 0 | 0 | 0
2040-11-05 | 24 | 12.56 | -14846 | -915 | -582 | 0 | 0 | 0 | 528 | 0 | 0 | 685 | 53 | 160 | 3448 | 3288 | 3326 | 0 | 1345 | 0 | 209 | 1205 | 0 | 431 | 1200 | 0 | 465 | 0 | 0 | 0 | 0 | 0 | 0 | 0 | 0 | 0
2040-11-06 | 1 | 28.73 | -13998 | -968 | -509 | 0 | -441 | -1859 | 528 | 0 | 0 | 486 | 53 | 319 | 3828 | 3288 | 3877 | 0 | 1488 | 0 | 215 | 1190 | 0 | 837 | 1200 | 0 | 465 | 0 | 0 | 0 | 0 | 0 | 0 | 0 | 0 | 0
2040-11-06 | 2 | 28.73 | -13565 | -1072 | -454 | 0 | -199 | -1859 | 528 | 0 | 0 | 486 | 53 | 335 | 2578 | 3288 | 4432 | 0 | 1545 | 0 | 212 | 1181 | 0 | 847 | 1200 | 0 | 465 | 0 | 0 | 0 | 0 | 0 | 0 | 0 | 0 | 0
2040-11-06 | 3 | 28.73 | -13426 | -1124 | -400 | 0 | -92 | -1859 | 528 | 0 | 0 | 486 | 53 | 341 | 1830 | 3288 | 4871 | 0 | 1627 | 0 | 208 | 1179 | 0 | 825 | 1200 | 0 | 465 | 0 | 0 | 0 | 0 | 0 | 0 | 0 | 0 | 0
2040-11-06 | 4 | 29.02 | -13498 | -1297 | -382 | 0 | 0 | -1138 | 528 | 0 | 0 | 486 | 53 | 341 | 1804 | 3288 | 4656 | 0 | 1698 | 0 | 210 | 1182 | 0 | 404 | 1200 | 0 | 465 | 0 | 0 | 0 | 0 | 0 | 0 | 0 | 0 | 0
2040-11-06 | 5 | 35.45 | -14114 | -1297 | -363 | 0 | 0 | 0 | 528 | 0 | 0 | 486 | 53 | 341 | 2139 | 3288 | 4006 | 0 | 1503 | 0 | 212 | 1178 | 0 | 376 | 1200 | 0 | 465 | 0 | 0 | 0 | 0 | 0 | 0 | 0 | 0 | 0
2040-11-06 | 6 | 39.22 | -15696 | -1355 | -382 | 0 | 0 | 1351 | 719 | 0 | 0 | 740 | 53 | 341 | 2759 | 3288 | 3462 | 0 | 1325 | 0 | 216 | 1181 | 0 | 334 | 1200 | 0 | 465 | 0 | 0 | 0 | 0 | 0 | 0 | 0 | 0 | 0
2040-11-06 | 7 | 39.89 | -18093 | -1480 | -491 | 0 | 491 | 1859 | 2478 | 0 | 0 | 807 | 53 | 341 | 2811 | 3288 | 2968 | 0 | 1525 | 78 | 214 | 1184 | 0 | 303 | 1200 | 0 | 465 | 0 | 0 | 0 | 0 | 0 | 0 | 0 | 0 | 0
2040-11-06 | 8 | 39.89 | -19167 | -1417 | -600 | 0 | 139 | 886 | 3266 | 0 | 0 | 784 | 53 | 341 | 3747 | 3288 | 2470 | 0 | 1429 | 1434 | 215 | 1182 | 0 | 285 | 1200 | 0 | 465 | 0 | 0 | 0 | 0 | 0 | 0 | 0 | 0 | 0
2040-11-06 | 9 | 28.35 | -19156 | -1240 | -727 | 0 | 0 | -973 | 3255 | 0 | 0 | 486 | 53 | 335 | 2908 | 3288 | 2729 | 0 | 1592 | 4065 | 216 | 1197 | 0 | 307 | 1200 | 0 | 465 | 0 | 0 | 0 | 0 | 0 | 0 | 0 | 0 | 0
2040-11-06 | 10 | 25.36 | -19215 | -1072 | -854 | -204 | -1302 | -1859 | 3297 | 0 | 0 | 486 | 53 | 319 | 2293 | 3288 | 2645 | 0 | 1894 | 6863 | 215 | 1215 | 0 | 315 | 1200 | 0 | 422 | 0 | 0 | 0 | 0 | 0 | 0 | 0 | 0 | 0
2040-11-06 | 11 | -35 | -19292 | -968 | -818 | -908 | -2000 | -1859 | 3355 | 0 | 0 | 0 | 48 | 160 | 1738 | 3288 | 3062 | 0 | 1563 | 9409 | 215 | 1212 | 0 | 306 | 1200 | 0 | 289 | 0 | 402 | 0 | 0 | 0 | 0 | 0 | 0 | 0
2040-11-06 | 12 | -35 | -19370 | -868 | -709 | -908 | -2000 | -1859 | 3413 | 0 | 0 | 0 | 48 | 160 | 1558 | 3288 | 3012 | 0 | 638 | 10368 | 215 | 1211 | 0 | 322 | 1200 | 0 | 280 | 0 | 1359 | 0 | 0 | 0 | 0 | 0 | 0 | 0
2040-11-06 | 13 | -25.09 | -19177 | -821 | -927 | -908 | -2000 | -1859 | 3271 | 0 | 0 | 214 | 48 | 160 | 1558 | 3288 | 2538 | 0 | 2028 | 9313 | 215 | 1209 | 0 | 332 | 1200 | 0 | 319 | 0 | 0 | 0 | 0 | 0 | 0 | 0 | 0 | 0
2040-11-06 | 14 | 25.36 | -18903 | -774 | -909 | -631 | -1681 | -1859 | 3070 | 0 | 0 | 486 | 53 | 319 | 1358 | 3288 | 2198 | 0 | 2019 | 8544 | 214 | 1208 | 0 | 347 | 1200 | 0 | 452 | 0 | 0 | 0 | 0 | 0 | 0 | 0 | 0 | 0
2040-11-06 | 15 | 29.02 | -18715 | -727 | -818 | 0 | 0 | -903 | 2933 | 0 | 0 | 486 | 53 | 335 | 1190 | 3288 | 1774 | 0 | 1974 | 5708 | 215 | 1208 | 0 | 335 | 1200 | 0 | 465 | 0 | 0 | 0 | 0 | 0 | 0 | 0 | 0 | 0
2040-11-06 | 16 | 39.22 | -18884 | -774 | -1072 | 77 | 1189 | 0 | 3054 | 0 | 0 | 742 | 53 | 341 | 2851 | 3288 | 1541 | 0 | 1919 | 2272 | 215 | 1214 | 0 | 310 | 1200 | 0 | 465 | 0 | 0 | 0 | 0 | 0 | 0 | 0 | 0 | 0
2040-11-06 | 17 | 39.22 | -19805 | -868 | -1381 | 402 | 725 | 1359 | 3731 | 0 | 0 | 1115 | 53 | 341 | 4280 | 3288 | 1461 | 0 | 1757 | 131 | 218 | 1211 | 0 | 319 | 1200 | 0 | 465 | 0 | 0 | 0 | 0 | 0 | 0 | 0 | 0 | 0
2040-11-06 | 18 | 39.22 | -21206 | -1015 | -1654 | 525 | 750 | 1549 | 4756 | 0 | 0 | 1259 | 53 | 341 | 4918 | 3288 | 1395 | 0 | 1574 | 8 | 218 | 1221 | 0 | 355 | 1200 | 0 | 465 | 0 | 0 | 0 | 0 | 0 | 0 | 0 | 0 | 0
2040-11-06 | 19 | 39.22 | -21101 | -1182 | -1581 | 540 | 1000 | 1549 | 4682 | 0 | 0 | 1283 | 53 | 341 | 4918 | 3288 | 1437 | 0 | 1286 | 0 | 218 | 1229 | 0 | 376 | 1200 | 0 | 465 | 0 | 0 | 0 | 0 | 0 | 0 | 0 | 0 | 0
2040-11-06 | 20 | 39.22 | -20608 | -1240 | -1109 | 674 | 667 | 997 | 4317 | 0 | 0 | 1214 | 53 | 341 | 5309 | 3288 | 1561 | 0 | 1032 | 0 | 218 | 1227 | 0 | 394 | 1200 | 0 | 465 | 0 | 0 | 0 | 0 | 0 | 0 | 0 | 0 | 0
2040-11-06 | 21 | 39.22 | -19795 | -1355 | -1018 | 488 | 875 | 1171 | 3720 | 0 | 0 | 1329 | 53 | 341 | 5491 | 3288 | 1484 | 0 | 409 | 0 | 218 | 1223 | 0 | 412 | 1200 | 0 | 465 | 0 | 0 | 0 | 0 | 0 | 0 | 0 | 0 | 0
2040-11-06 | 22 | 39.22 | -18511 | -1480 | -854 | 239 | 500 | 1549 | 2779 | 0 | 0 | 1283 | 53 | 341 | 5491 | 3288 | 1413 | 0 | 363 | 0 | 218 | 1220 | 0 | 443 | 1200 | 0 | 465 | 0 | 0 | 0 | 0 | 0 | 0 | 0 | 0 | 0
2040-11-06 | 23 | 39.22 | -16942 | -1480 | -709 | 31 | 1123 | 559 | 1633 | 0 | 0 | 1160 | 53 | 341 | 5491 | 3288 | 1545 | 0 | 367 | 0 | 218 | 1212 | 0 | 445 | 1200 | 0 | 465 | 0 | 0 | 0 | 0 | 0 | 0 | 0 | 0 | 0
2040-11-06 | 24 | 39.22 | -15612 | -1548 | -582 | 86 | 897 | 407 | 661 | 0 | 0 | 1159 | 53 | 341 | 5641 | 3288 | 1294 | 0 | 406 | 0 | 209 | 1205 | 0 | 431 | 1200 | 0 | 465 | 0 | 0 | 0 | 0 | 0 | 0 | 0 | 0 | 0
2040-11-07 | 1 | 39.11 | -14785 | -1611 | -509 | 0 | 0 | 0 | 528 | 0 | 0 | 1025 | 53 | 341 | 5870 | 3288 | 1402 | 0 | 490 | 0 | 215 | 1190 | 0 | 837 | 1200 | 0 | 465 | 0 | 0 | 0 | 0 | 0 | 0 | 0 | 0 | 0
2040-11-07 | 2 | 37.71 | -14384 | -1679 | -454 | 0 | 0 | 0 | 528 | 0 | 0 | 888 | 53 | 341 | 5507 | 3288 | 1496 | 0 | 511 | 0 | 212 | 1181 | 0 | 847 | 1200 | 0 | 465 | 0 | 0 | 0 | 0 | 0 | 0 | 0 | 0 | 0
2040-11-07 | 3 | 36.17 | -14167 | -1611 | -400 | 0 | 0 | 0 | 528 | 0 | 0 | 807 | 53 | 341 | 5103 | 3288 | 1628 | 0 | 554 | 0 | 208 | 1179 | 0 | 825 | 1200 | 0 | 465 | 0 | 0 | 0 | 0 | 0 | 0 | 0 | 0 | 0
2040-11-07 | 4 | 39.22 | -14167 | -1548 | -382 | 0 | 0 | 0 | 528 | 0 | 0 | 836 | 53 | 341 | 5562 | 3288 | 1503 | 0 | 524 | 0 | 210 | 1182 | 0 | 404 | 1200 | 0 | 465 | 0 | 0 | 0 | 0 | 0 | 0 | 0 | 0 | 0
2040-11-07 | 5 | 39.94 | -14678 | -1480 | -363 | 0 | 0 | 0 | 528 | 0 | 0 | 888 | 53 | 341 | 6018 | 3288 | 1462 | 0 | 512 | 0 | 212 | 1178 | 0 | 376 | 1200 | 0 | 465 | 0 | 0 | 0 | 0 | 0 | 0 | 0 | 0 | 0
2040-11-07 | 6 | 41.44 | -16050 | -1417 | -382 | 0 | 0 | 0 | 840 | 0 | 0 | 1155 | 53 | 341 | 6797 | 3288 | 1505 | 0 | 475 | 0 | 216 | 1181 | 0 | 334 | 1200 | 0 | 465 | 0 | 0 | 0 | 0 | 0 | 0 | 0 | 0 | 0
2040-11-07 | 7 | 43.01 | -18389 | -1355 | -491 | 0 | 0 | 0 | 2531 | 0 | 0 | 1160 | 53 | 341 | 7474 | 3288 | 1531 | 0 | 450 | 41 | 214 | 1184 | 0 | 303 | 1200 | 0 | 465 | 0 | 0 | 0 | 0 | 0 | 0 | 0 | 0 | 0
2040-11-07 | 8 | 42.54 | -19505 | -1240 | -600 | 0 | 0 | 0 | 3339 | 0 | 0 | 1159 | 53 | 341 | 7231 | 3288 | 1570 | 0 | 316 | 701 | 215 | 1182 | 0 | 285 | 1200 | 0 | 465 | 0 | 0 | 0 | 0 | 0 | 0 | 0 | 0 | 0
2040-11-07 | 9 | 39.9 | -19734 | -1124 | -727 | 0 | 0 | 0 | 3509 | 0 | 0 | 888 | 53 | 341 | 6070 | 3288 | 2208 | 0 | 289 | 1554 | 216 | 1197 | 0 | 307 | 1200 | 0 | 465 | 0 | 0 | 0 | 0 | 0 | 0 | 0 | 0 | 0
2040-11-07 | 10 | 37.4 | -19971 | -915 | -854 | 0 | 0 | 0 | 3678 | 0 | 0 | 807 | 53 | 341 | 5490 | 3288 | 2983 | 0 | 225 | 1467 | 215 | 1215 | 0 | 315 | 1200 | 0 | 465 | 0 | 0 | 0 | 0 | 0 | 0 | 0 | 0 | 0
2040-11-07 | 11 | 31.81 | -20101 | -868 | -818 | 0 | 0 | -252 | 3773 | 0 | 0 | 748 | 53 | 341 | 4564 | 3288 | 4369 | 0 | 180 | 1326 | 215 | 1212 | 0 | 306 | 1200 | 0 | 465 | 0 | 0 | 0 | 0 | 0 | 0 | 0 | 0 | 0
2040-11-07 | 12 | 31.81 | -20080 | -774 | -709 | 0 | 0 | -1161 | 3757 | 0 | 0 | 517 | 53 | 341 | 3487 | 3288 | 6042 | 0 | 188 | 1638 | 215 | 1211 | 0 | 322 | 1200 | 0 | 465 | 0 | 0 | 0 | 0 | 0 | 0 | 0 | 0 | 0
2040-11-07 | 13 | 31.81 | -19911 | -774 | -927 | 0 | 0 | -1322 | 3635 | 0 | 0 | 486 | 53 | 341 | 3139 | 3288 | 6877 | 0 | 196 | 1497 | 215 | 1209 | 0 | 332 | 1200 | 0 | 465 | 0 | 0 | 0 | 0 | 0 | 0 | 0 | 0 | 0
2040-11-07 | 14 | 31.81 | -19873 | -774 | -909 | 0 | 0 | -462 | 3609 | 0 | 0 | 486 | 53 | 341 | 1977 | 3288 | 7140 | 0 | 209 | 1481 | 214 | 1208 | 0 | 347 | 1200 | 0 | 465 | 0 | 0 | 0 | 0 | 0 | 0 | 0 | 0 | 0
2040-11-07 | 15 | 35.65 | -19807 | -821 | -818 | 0 | 0 | 0 | 3561 | 0 | 0 | 500 | 53 | 341 | 2208 | 3288 | 7034 | 0 | 199 | 839 | 215 | 1208 | 0 | 335 | 1200 | 0 | 465 | 0 | 0 | 0 | 0 | 0 | 0 | 0 | 0 | 0
2040-11-07 | 16 | 42.58 | -19885 | -868 | -1072 | 0 | 0 | 0 | 3614 | 0 | 0 | 642 | 53 | 341 | 3175 | 3288 | 6829 | 0 | 205 | 275 | 215 | 1214 | 0 | 310 | 1200 | 0 | 465 | 0 | 0 | 0 | 0 | 0 | 0 | 0 | 0 | 0
2040-11-07 | 17 | 42.99 | -20774 | -915 | -1381 | 0 | 0 | 763 | 4259 | 0 | 0 | 745 | 53 | 341 | 3391 | 3288 | 6512 | 0 | 257 | 49 | 218 | 1211 | 0 | 319 | 1200 | 0 | 465 | 0 | 0 | 0 | 0 | 0 | 0 | 0 | 0 | 0
2040-11-07 | 18 | 42.99 | -21461 | -1015 | -1654 | 0 | 0 | 1041 | 4756 | 0 | 0 | 784 | 53 | 341 | 3654 | 3288 | 6349 | 0 | 396 | 8 | 218 | 1221 | 0 | 355 | 1200 | 0 | 465 | 0 | 0 | 0 | 0 | 0 | 0 | 0 | 0 | 0
2040-11-07 | 19 | 42.99 | -21217 | -1015 | -1581 | 0 | 0 | 563 | 4581 | 0 | 0 | 784 | 53 | 341 | 3918 | 3288 | 6105 | 0 | 692 | 0 | 218 | 1229 | 0 | 376 | 1200 | 0 | 465 | 0 | 0 | 0 | 0 | 0 | 0 | 0 | 0 | 0
2040-11-07 | 20 | 27.7 | -20620 | -1124 | -1109 | 0 | 0 | 0 | 4148 | 0 | 0 | 738 | 53 | 335 | 3831 | 3288 | 6273 | 0 | 683 | 0 | 218 | 1227 | 0 | 394 | 1200 | 0 | 465 | 0 | 0 | 0 | 0 | 0 | 0 | 0 | 0 | 0
2040-11-07 | 21 | 21.94 | -19765 | -1240 | -1018 | 0 | 0 | 0 | 3530 | 0 | 0 | 734 | 53 | 175 | 3798 | 3288 | 6027 | 0 | 899 | 0 | 218 | 1223 | 0 | 412 | 1200 | 0 | 465 | 0 | 0 | 0 | 0 | 0 | 0 | 0 | 0 | 0
2040-11-07 | 22 | 21.94 | -18478 | -1355 | -854 | 0 | 0 | 0 | 2594 | 0 | 0 | 738 | 53 | 160 | 3813 | 3288 | 5384 | 0 | 1110 | 0 | 218 | 1220 | 0 | 443 | 1200 | 0 | 465 | 0 | 0 | 0 | 0 | 0 | 0 | 0 | 0 | 0
2040-11-07 | 23 | 0 | -16983 | -1417 | -709 | 0 | 0 | 0 | 1517 | 0 | 0 | 501 | 48 | 160 | 3245 | 3288 | 5562 | 0 | 1383 | 0 | 218 | 1212 | 0 | 445 | 1200 | 0 | 332 | 0 | 0 | 0 | 0 | 0 | 0 | 0 | 0 | 0
2040-11-07 | 24 | 0 | -15641 | -1480 | -582 | 0 | 0 | -72 | 544 | 0 | 0 | 255 | 48 | 160 | 3213 | 3288 | 5737 | 0 | 1197 | 0 | 209 | 1205 | 0 | 431 | 1200 | 0 | 289 | 0 | 0 | 0 | 0 | 0 | 0 | 0 | 0 | 0
2040-11-08 | 1 | 17.91 | -14852 | -1548 | -509 | 0 | 0 | -1257 | 528 | 0 | 0 | 486 | 53 | 160 | 2985 | 3288 | 5484 | 0 | 1317 | 0 | 215 | 1190 | 0 | 837 | 1200 | 0 | 422 | 0 | 0 | 0 | 0 | 0 | 0 | 0 | 0 | 0
2040-11-08 | 2 | 17.91 | -14468 | -1611 | -454 | 0 | 0 | -1314 | 528 | 0 | 0 | 486 | 53 | 160 | 2731 | 3288 | 5332 | 0 | 1364 | 0 | 212 | 1181 | 0 | 847 | 1200 | 0 | 465 | 0 | 0 | 0 | 0 | 0 | 0 | 0 | 0 | 0
2040-11-08 | 3 | 17.91 | -14262 | -1679 | -400 | 0 | 0 | -1058 | 528 | 0 | 0 | 486 | 53 | 160 | 2123 | 3288 | 5588 | 0 | 1295 | 0 | 208 | 1179 | 0 | 825 | 1200 | 0 | 465 | 0 | 0 | 0 | 0 | 0 | 0 | 0 | 0 | 0
2040-11-08 | 4 | 17.91 | -14416 | -1820 | -382 | 0 | 0 | -320 | 528 | 0 | 0 | 486 | 53 | 160 | 1833 | 3288 | 5753 | 0 | 1376 | 0 | 210 | 1182 | 0 | 404 | 1200 | 0 | 465 | 0 | 0 | 0 | 0 | 0 | 0 | 0 | 0 | 0
2040-11-08 | 5 | 17.91 | -15023 | -1893 | -363 | 0 | 0 | -302 | 528 | 0 | 0 | 486 | 53 | 160 | 1833 | 3288 | 6218 | 0 | 1585 | 0 | 212 | 1178 | 0 | 376 | 1200 | 0 | 465 | 0 | 0 | 0 | 0 | 0 | 0 | 0 | 0 | 0
2040-11-08 | 6 | 24.2 | -16577 | -2040 | -382 | 0 | 0 | 812 | 539 | 0 | 0 | 554 | 53 | 219 | 2032 | 3288 | 6585 | 0 | 1521 | 0 | 216 | 1181 | 0 | 334 | 1200 | 0 | 465 | 0 | 0 | 0 | 0 | 0 | 0 | 0 | 0 | 0
2040-11-08 | 7 | 24.2 | -18940 | -2118 | -491 | 0 | 0 | 1371 | 2151 | 0 | 0 | 685 | 53 | 219 | 2200 | 3288 | 6540 | 0 | 1622 | 56 | 214 | 1184 | 0 | 303 | 1200 | 0 | 465 | 0 | 0 | 0 | 0 | 0 | 0 | 0 | 0 | 0
2040-11-08 | 8 | 24.2 | -20126 | -2197 | -600 | 0 | 0 | 999 | 2959 | 0 | 0 | 554 | 53 | 217 | 1880 | 3288 | 6727 | 0 | 1622 | 1277 | 215 | 1182 | 0 | 285 | 1200 | 0 | 465 | 0 | 0 | 0 | 0 | 0 | 0 | 0 | 0 | 0
2040-11-08 | 9 | 17.91 | -20437 | -2040 | -727 | 0 | 0 | -470 | 3170 | 0 | 0 | 486 | 53 | 160 | 348 | 3288 | 6968 | 0 | 1650 | 4166 | 216 | 1197 | 0 | 307 | 1200 | 0 | 465 | 0 | 0 | 0 | 0 | 0 | 0 | 0 | 0 | 0
2040-11-08 | 10 | 15.23 | -20624 | -1966 | -854 | 0 | -669 | -1859 | 3297 | 0 | 0 | 486 | 53 | 160 | 348 | 3288 | 7050 | 0 | 1520 | 6361 | 215 | 1215 | 0 | 315 | 1200 | 0 | 465 | 0 | 0 | 0 | 0 | 0 | 0 | 0 | 0 | 0
2040-11-08 | 11 | 12.44 | -20923 | -1893 | -818 | -187 | -2000 | -1859 | 3503 | 0 | 0 | 486 | 53 | 160 | 168 | 3288 | 7154 | 0 | 1612 | 7858 | 215 | 1212 | 0 | 306 | 1200 | 0 | 465 | 0 | 0 | 0 | 0 | 0 | 0 | 0 | 0 | 0
2040-11-08 | 12 | 12.44 | -20967 | -1820 | -709 | -149 | -2000 | -1859 | 3535 | 0 | 0 | 486 | 53 | 160 | 168 | 3288 | 7152 | 0 | 1939 | 7311 | 215 | 1211 | 0 | 322 | 1200 | 0 | 465 | 0 | 0 | 0 | 0 | 0 | 0 | 0 | 0 | 0
2040-11-08 | 13 | 15.23 | -20771 | -1820 | -927 | 0 | -1820 | -1859 | 3398 | 0 | 0 | 486 | 53 | 160 | 0 | 3288 | 7151 | 0 | 1959 | 7282 | 215 | 1209 | 0 | 332 | 1200 | 0 | 465 | 0 | 0 | 0 | 0 | 0 | 0 | 0 | 0 | 0
2040-11-08 | 14 | 15.23 | -20653 | -1820 | -909 | 0 | -477 | -1859 | 3318 | 0 | 0 | 486 | 53 | 160 | 0 | 3288 | 7165 | 0 | 2025 | 5789 | 214 | 1208 | 0 | 347 | 1200 | 0 | 465 | 0 | 0 | 0 | 0 | 0 | 0 | 0 | 0 | 0
2040-11-08 | 15 | 17.91 | -20553 | -1820 | -818 | 0 | 0 | -460 | 3250 | 0 | 0 | 486 | 53 | 160 | 0 | 3288 | 7177 | 0 | 2061 | 3754 | 215 | 1208 | 0 | 335 | 1200 | 0 | 465 | 0 | 0 | 0 | 0 | 0 | 0 | 0 | 0 | 0
2040-11-08 | 16 | 23.49 | -20759 | -1820 | -1072 | 0 | 0 | 0 | 3392 | 0 | 0 | 486 | 53 | 212 | 2046 | 3288 | 7179 | 0 | 2087 | 1504 | 215 | 1214 | 0 | 310 | 1200 | 0 | 465 | 0 | 0 | 0 | 0 | 0 | 0 | 0 | 0 | 0
2040-11-08 | 17 | 24.2 | -21713 | -1893 | -1381 | 47 | 1106 | 679 | 4042 | 0 | 0 | 738 | 53 | 217 | 2083 | 3288 | 7169 | 0 | 2012 | 140 | 218 | 1211 | 0 | 319 | 1200 | 0 | 465 | 0 | 0 | 0 | 0 | 0 | 0 | 0 | 0 | 0
2040-11-08 | 18 | 24.2 | -22759 | -2040 | -1654 | 47 | 1116 | 1549 | 4756 | 0 | 0 | 784 | 53 | 217 | 2083 | 3288 | 7162 | 0 | 1929 | 8 | 218 | 1221 | 0 | 355 | 1200 | 0 | 465 | 0 | 0 | 0 | 0 | 0 | 0 | 0 | 0 | 0
2040-11-08 | 19 | 24.2 | -22400 | -2118 | -1581 | 0 | 1057 | 1549 | 4513 | 0 | 0 | 784 | 53 | 217 | 2083 | 3288 | 7169 | 0 | 1898 | 0 | 218 | 1229 | 0 | 376 | 1200 | 0 | 465 | 0 | 0 | 0 | 0 | 0 | 0 | 0 | 0 | 0
2040-11-08 | 20 | 24.2 | -21748 | -2197 | -1109 | 8 | 802 | 1250 | 4063 | 0 | 0 | 745 | 53 | 217 | 2083 | 3288 | 7170 | 0 | 1870 | 0 | 218 | 1227 | 0 | 394 | 1200 | 0 | 465 | 0 | 0 | 0 | 0 | 0 | 0 | 0 | 0 | 0
2040-11-08 | 21 | 24.2 | -21001 | -2197 | -1018 | 118 | 852 | 765 | 3556 | 0 | 0 | 738 | 53 | 217 | 2083 | 3288 | 7181 | 0 | 1846 | 0 | 218 | 1223 | 0 | 412 | 1200 | 0 | 465 | 0 | 0 | 0 | 0 | 0 | 0 | 0 | 0 | 0
2040-11-08 | 22 | 24.2 | -19951 | -2197 | -854 | 0 | 547 | 786 | 2838 | 0 | 0 | 685 | 53 | 216 | 2083 | 3288 | 7155 | 0 | 1805 | 0 | 218 | 1220 | 0 | 443 | 1200 | 0 | 465 | 0 | 0 | 0 | 0 | 0 | 0 | 0 | 0 | 0
2040-11-08 | 23 | 24.2 | -18604 | -2275 | -709 | 64 | 250 | 696 | 1923 | 0 | 0 | 590 | 53 | 215 | 2083 | 3288 | 7100 | 0 | 1787 | 0 | 218 | 1212 | 0 | 445 | 1200 | 0 | 465 | 0 | 0 | 0 | 0 | 0 | 0 | 0 | 0 | 0
2040-11-08 | 24 | 24.2 | -17354 | -2359 | -582 | 4 | 260 | 310 | 1067 | 0 | 0 | 590 | 53 | 215 | 2439 | 3288 | 6830 | 0 | 1730 | 0 | 209 | 1205 | 0 | 431 | 1200 | 0 | 465 | 0 | 0 | 0 | 0 | 0 | 0 | 0 | 0 | 0
2040-11-09 | 1 | 31.31 | -16509 | -2359 | -509 | 0 | 0 | -1549 | 1390 | 0 | 0 | 500 | 53 | 319 | 3376 | 3288 | 6433 | 0 | 1660 | 0 | 215 | 1190 | 0 | 837 | 1200 | 0 | 465 | 0 | 0 | 0 | 0 | 0 | 0 | 0 | 0 | 0
2040-11-09 | 2 | 31.52 | -15984 | -2442 | -454 | 0 | 0 | -1140 | 1004 | 0 | 0 | 570 | 53 | 335 | 3408 | 3288 | 5866 | 0 | 1592 | 0 | 212 | 1181 | 0 | 847 | 1200 | 0 | 465 | 0 | 0 | 0 | 0 | 0 | 0 | 0 | 0 | 0
2040-11-09 | 3 | 31.52 | -15730 | -2526 | -400 | 0 | 0 | -900 | 819 | 0 | 0 | 663 | 53 | 341 | 3718 | 3288 | 5214 | 0 | 1583 | 0 | 208 | 1179 | 0 | 825 | 1200 | 0 | 465 | 0 | 0 | 0 | 0 | 0 | 0 | 0 | 0 | 0
2040-11-09 | 4 | 31.52 | -15747 | -2610 | -382 | 0 | 0 | -194 | 830 | 0 | 0 | 748 | 53 | 341 | 4502 | 3288 | 4228 | 0 | 1482 | 0 | 210 | 1182 | 0 | 404 | 1200 | 0 | 465 | 0 | 0 | 0 | 0 | 0 | 0 | 0 | 0 | 0
2040-11-09 | 5 | 37.4 | -16002 | -2610 | -363 | 0 | 0 | 0 | 1020 | 0 | 0 | 807 | 53 | 341 | 5423 | 3288 | 3239 | 0 | 1374 | 0 | 212 | 1178 | 0 | 376 | 1200 | 0 | 465 | 0 | 0 | 0 | 0 | 0 | 0 | 0 | 0 | 0
2040-11-09 | 6 | 40.06 | -16654 | -2699 | -382 | 0 | 0 | 0 | 1495 | 0 | 0 | 1072 | 53 | 341 | 6568 | 3288 | 2402 | 0 | 1120 | 0 | 216 | 1181 | 0 | 334 | 1200 | 0 | 465 | 0 | 0 | 0 | 0 | 0 | 0 | 0 | 0 | 0
2040-11-09 | 7 | 42.6 | -17701 | -2788 | -491 | 0 | 0 | 250 | 2272 | 0 | 0 | 1283 | 53 | 341 | 7668 | 3288 | 1585 | 0 | 820 | 53 | 214 | 1184 | 0 | 303 | 1200 | 0 | 465 | 0 | 0 | 0 | 0 | 0 | 0 | 0 | 0 | 0
2040-11-09 | 8 | 42.6 | -18709 | -2788 | -600 | 0 | 0 | 167 | 3012 | 0 | 0 | 1252 | 53 | 341 | 7668 | 3288 | 929 | 0 | 710 | 1331 | 215 | 1182 | 0 | 285 | 1200 | 0 | 465 | 0 | 0 | 0 | 0 | 0 | 0 | 0 | 0 | 0
2040-11-09 | 9 | 38.81 | -19438 | -2526 | -727 | 0 | 0 | 0 | 3551 | 0 | 0 | 872 | 53 | 341 | 5893 | 3288 | 448 | 0 | 529 | 4332 | 216 | 1197 | 0 | 307 | 1200 | 0 | 465 | 0 | 0 | 0 | 0 | 0 | 0 | 0 | 0 | 0
2040-11-09 | 10 | 31.52 | -19769 | -2197 | -854 | 0 | 0 | -1239 | 3794 | 0 | 0 | 642 | 53 | 341 | 4469 | 3288 | 164 | 0 | 486 | 7412 | 215 | 1215 | 0 | 315 | 1200 | 0 | 465 | 0 | 0 | 0 | 0 | 0 | 0 | 0 | 0 | 0
2040-11-09 | 11 | 31.13 | -19866 | -1966 | -818 | 0 | -1369 | -1859 | 3863 | 0 | 0 | 486 | 53 | 341 | 4194 | 3288 | 52 | 0 | 430 | 9774 | 215 | 1212 | 0 | 306 | 1200 | 0 | 465 | 0 | 0 | 0 | 0 | 0 | 0 | 0 | 0 | 0
2040-11-09 | 12 | 31.13 | -19566 | -1820 | -709 | 0 | -1981 | -1859 | 3646 | 0 | 0 | 486 | 53 | 341 | 3566 | 3288 | 26 | 0 | 399 | 10717 | 215 | 1211 | 0 | 322 | 1200 | 0 | 465 | 0 | 0 | 0 | 0 | 0 | 0 | 0 | 0 | 0
2040-11-09 | 13 | 31.13 | -19129 | -1611 | -927 | 0 | -803 | -1859 | 3324 | 0 | 0 | 486 | 53 | 341 | 3047 | 3288 | 4 | 0 | 423 | 9943 | 215 | 1209 | 0 | 332 | 1200 | 0 | 465 | 0 | 0 | 0 | 0 | 0 | 0 | 0 | 0 | 0
2040-11-09 | 14 | 31.52 | -18706 | -1548 | -909 | 0 | 0 | -1219 | 3012 | 0 | 0 | 486 | 53 | 341 | 3094 | 3288 | 3 | 0 | 510 | 8161 | 214 | 1208 | 0 | 347 | 1200 | 0 | 465 | 0 | 0 | 0 | 0 | 0 | 0 | 0 | 0 | 0
2040-11-09 | 15 | 40.08 | -18474 | -1480 | -818 | 0 | 0 | 0 | 2838 | 0 | 0 | 748 | 53 | 341 | 4354 | 3288 | 20 | 0 | 608 | 5100 | 215 | 1208 | 0 | 335 | 1200 | 0 | 465 | 0 | 0 | 0 | 0 | 0 | 0 | 0 | 0 | 0
2040-11-09 | 16 | 42.69 | -18759 | -1480 | -1072 | 0 | 303 | 1859 | 3049 | 0 | 0 | 1160 | 53 | 341 | 5160 | 3288 | 122 | 0 | 670 | 1902 | 215 | 1214 | 0 | 310 | 1200 | 0 | 465 | 0 | 0 | 0 | 0 | 0 | 0 | 0 | 0 | 0
2040-11-09 | 17 | 42.69 | -19944 | -1548 | -1381 | 0 | 1747 | 1859 | 3921 | 0 | 0 | 1329 | 53 | 341 | 5750 | 3288 | 343 | 0 | 699 | 131 | 218 | 1211 | 0 | 319 | 1200 | 0 | 465 | 0 | 0 | 0 | 0 | 0 | 0 | 0 | 0 | 0
2040-11-09 | 18 | 42.69 | -21075 | -1679 | -1654 | 0 | 1246 | 1859 | 4756 | 0 | 0 | 1329 | 53 | 341 | 6759 | 3288 | 567 | 0 | 743 | 8 | 218 | 1221 | 0 | 355 | 1200 | 0 | 465 | 0 | 0 | 0 | 0 | 0 | 0 | 0 | 0 | 0
2040-11-09 | 19 | 42.69 | -20829 | -1820 | -1581 | 0 | 275 | 1859 | 4576 | 0 | 0 | 1329 | 53 | 341 | 7358 | 3288 | 762 | 0 | 901 | 0 | 218 | 1229 | 0 | 376 | 1200 | 0 | 465 | 0 | 0 | 0 | 0 | 0 | 0 | 0 | 0 | 0
2040-11-09 | 20 | 42.6 | -20275 | -1893 | -1109 | 0 | 0 | 847 | 4164 | 0 | 0 | 1329 | 53 | 341 | 7681 | 3288 | 1044 | 0 | 1027 | 0 | 218 | 1227 | 0 | 394 | 1200 | 0 | 465 | 0 | 0 | 0 | 0 | 0 | 0 | 0 | 0 | 0
2040-11-09 | 21 | 42.6 | -19657 | -1966 | -1018 | 0 | 0 | 46 | 3709 | 0 | 0 | 1329 | 53 | 341 | 8026 | 3288 | 1259 | 0 | 1072 | 0 | 218 | 1223 | 0 | 412 | 1200 | 0 | 465 | 0 | 0 | 0 | 0 | 0 | 0 | 0 | 0 | 0
2040-11-09 | 22 | 42 | -18791 | -1893 | -854 | 0 | 0 | 0 | 3075 | 0 | 0 | 1273 | 53 | 341 | 7655 | 3288 | 1320 | 0 | 987 | 0 | 218 | 1220 | 0 | 443 | 1200 | 0 | 465 | 0 | 0 | 0 | 0 | 0 | 0 | 0 | 0 | 0
2040-11-09 | 23 | 41.09 | -17661 | -1966 | -709 | 0 | 0 | 0 | 2240 | 0 | 0 | 1160 | 53 | 341 | 7218 | 3288 | 1516 | 0 | 981 | 0 | 218 | 1212 | 0 | 445 | 1200 | 0 | 465 | 0 | 0 | 0 | 0 | 0 | 0 | 0 | 0 | 0
2040-11-09 | 24 | 40.98 | -16602 | -2118 | -582 | 0 | 0 | 0 | 1458 | 0 | 0 | 1159 | 53 | 341 | 7043 | 3288 | 1527 | 0 | 923 | 0 | 209 | 1205 | 0 | 431 | 1200 | 0 | 465 | 0 | 0 | 0 | 0 | 0 | 0 | 0 | 0 | 0
2040-11-10 | 1 | 39.87 | -15851 | -2118 | -672 | 0 | 0 | 0 | 1231 | 0 | 0 | 1146 | 53 | 341 | 6286 | 3288 | 1475 | 0 | 916 | 0 | 215 | 1190 | 0 | 837 | 1200 | 0 | 465 | 0 | 0 | 0 | 0 | 0 | 0 | 0 | 0 | 0
2040-11-10 | 2 | 39.22 | -15357 | -2118 | -582 | 0 | 0 | 0 | 856 | 0 | 0 | 1046 | 53 | 341 | 5933 | 3288 | 1738 | 0 | 897 | 0 | 212 | 1181 | 0 | 847 | 1200 | 0 | 465 | 0 | 0 | 0 | 0 | 0 | 0 | 0 | 0 | 0
2040-11-10 | 3 | 38.14 | -15034 | -1966 | -527 | 0 | 0 | 0 | 613 | 0 | 0 | 1018 | 53 | 341 | 5602 | 3288 | 1814 | 0 | 923 | 0 | 208 | 1179 | 0 | 825 | 1200 | 0 | 465 | 0 | 0 | 0 | 0 | 0 | 0 | 0 | 0 | 0
2040-11-10 | 4 | 39.22 | -14923 | -1966 | -472 | 0 | 0 | 0 | 528 | 0 | 0 | 888 | 53 | 341 | 5920 | 3288 | 2041 | 0 | 843 | 0 | 210 | 1182 | 0 | 404 | 1200 | 0 | 465 | 0 | 0 | 0 | 0 | 0 | 0 | 0 | 0 | 0
2040-11-10 | 5 | 39.89 | -15038 | -1966 | -472 | 0 | 0 | 0 | 618 | 0 | 0 | 940 | 53 | 341 | 6048 | 3288 | 1965 | 0 | 793 | 0 | 212 | 1178 | 0 | 376 | 1200 | 0 | 465 | 0 | 0 | 0 | 0 | 0 | 0 | 0 | 0 | 0
2040-11-10 | 6 | 39.94 | -15414 | -1966 | -491 | 0 | 0 | 0 | 904 | 0 | 0 | 888 | 53 | 341 | 6064 | 3288 | 2125 | 0 | 813 | 0 | 216 | 1181 | 0 | 334 | 1200 | 0 | 465 | 0 | 0 | 0 | 0 | 0 | 0 | 0 | 0 | 0
2040-11-10 | 7 | 39.94 | -16130 | -1966 | -545 | 0 | 0 | 0 | 1443 | 0 | 0 | 963 | 53 | 341 | 6113 | 3288 | 2194 | 0 | 845 | 36 | 214 | 1184 | 0 | 303 | 1200 | 0 | 465 | 0 | 0 | 0 | 0 | 0 | 0 | 0 | 0 | 0
2040-11-10 | 8 | 39.22 | -17008 | -1893 | -636 | 0 | 0 | 0 | 2108 | 0 | 0 | 872 | 53 | 341 | 5879 | 3288 | 2059 | 0 | 834 | 757 | 215 | 1182 | 0 | 285 | 1200 | 0 | 465 | 0 | 0 | 0 | 0 | 0 | 0 | 0 | 0 | 0
2040-11-10 | 9 | 33.82 | -17957 | -1679 | -763 | 0 | 0 | 0 | 2827 | 0 | 0 | 784 | 53 | 341 | 4586 | 3288 | 2079 | 0 | 838 | 2218 | 216 | 1197 | 0 | 307 | 1200 | 0 | 465 | 0 | 0 | 0 | 0 | 0 | 0 | 0 | 0 | 0
2040-11-10 | 10 | 26.23 | -18494 | -1548 | -909 | 0 | 0 | -528 | 3234 | 0 | 0 | 517 | 53 | 341 | 3086 | 3288 | 2435 | 0 | 726 | 4389 | 215 | 1215 | 0 | 315 | 1200 | 0 | 465 | 0 | 0 | 0 | 0 | 0 | 0 | 0 | 0 | 0
2040-11-10 | 11 | 26.23 | -18651 | -1297 | -818 | 0 | 0 | -33 | 3350 | 0 | 0 | 486 | 53 | 341 | 0 | 3288 | 2779 | 0 | 719 | 6385 | 215 | 1212 | 0 | 306 | 1200 | 0 | 465 | 0 | 0 | 0 | 0 | 0 | 0 | 0 | 0 | 0
2040-11-10 | 12 | 26.23 | -18464 | -1124 | -909 | 0 | 0 | -1507 | 3213 | 0 | 0 | 486 | 53 | 341 | 0 | 3288 | 3415 | 0 | 831 | 6965 | 215 | 1211 | 0 | 322 | 1200 | 0 | 465 | 0 | 0 | 0 | 0 | 0 | 0 | 0 | 0 | 0
2040-11-10 | 13 | 24.91 | -18449 | -1015 | -981 | 0 | -244 | -1859 | 3197 | 0 | 0 | 486 | 53 | 341 | 0 | 3288 | 4470 | 0 | 922 | 6371 | 215 | 1209 | 0 | 332 | 1200 | 0 | 465 | 0 | 0 | 0 | 0 | 0 | 0 | 0 | 0 | 0
2040-11-10 | 14 | 26.23 | -18183 | -915 | -1018 | 0 | 0 | -467 | 2996 | 0 | 0 | 486 | 53 | 341 | 0 | 3288 | 4884 | 0 | 953 | 4149 | 214 | 1208 | 0 | 347 | 1200 | 0 | 465 | 0 | 0 | 0 | 0 | 0 | 0 | 0 | 0 | 0
2040-11-10 | 15 | 35.45 | -18151 | -915 | -1054 | 0 | 0 | 578 | 2975 | 0 | 0 | 486 | 53 | 341 | 28 | 3288 | 5605 | 0 | 979 | 2365 | 215 | 1208 | 0 | 335 | 1200 | 0 | 465 | 0 | 0 | 0 | 0 | 0 | 0 | 0 | 0 | 0
2040-11-10 | 16 | 35.45 | -18333 | -868 | -999 | 0 | 0 | 1425 | 3112 | 0 | 0 | 486 | 53 | 341 | 152 | 3288 | 5847 | 0 | 936 | 1157 | 215 | 1214 | 0 | 310 | 1200 | 0 | 465 | 0 | 0 | 0 | 0 | 0 | 0 | 0 | 0 | 0
2040-11-10 | 17 | 35.45 | -19463 | -915 | -999 | 0 | 0 | 469 | 3968 | 0 | 0 | 517 | 53 | 341 | 1929 | 3288 | 6395 | 0 | 910 | 94 | 218 | 1211 | 0 | 319 | 1200 | 0 | 465 | 0 | 0 | 0 | 0 | 0 | 0 | 0 | 0 | 0
2040-11-10 | 18 | 35.45 | -20504 | -1015 | -1018 | 0 | 0 | 144 | 4756 | 0 | 0 | 517 | 53 | 341 | 2330 | 3288 | 6685 | 0 | 955 | 8 | 218 | 1221 | 0 | 355 | 1200 | 0 | 465 | 0 | 0 | 0 | 0 | 0 | 0 | 0 | 0 | 0
2040-11-10 | 19 | 35.45 | -20185 | -1124 | -1054 | 0 | 0 | 216 | 4513 | 0 | 0 | 560 | 53 | 341 | 2463 | 3288 | 6416 | 0 | 1026 | 0 | 218 | 1229 | 0 | 376 | 1200 | 0 | 465 | 0 | 0 | 0 | 0 | 0 | 0 | 0 | 0 | 0
2040-11-10 | 20 | 26.23 | -19528 | -1182 | -981 | 0 | 0 | -129 | 4016 | 0 | 0 | 534 | 53 | 341 | 2628 | 3288 | 6518 | 0 | 939 | 0 | 218 | 1227 | 0 | 394 | 1200 | 0 | 465 | 0 | 0 | 0 | 0 | 0 | 0 | 0 | 0 | 0
2040-11-10 | 21 | 27.7 | -18817 | -1297 | -927 | 0 | 0 | 0 | 3477 | 0 | 0 | 578 | 53 | 341 | 2653 | 3288 | 6422 | 0 | 712 | 0 | 218 | 1223 | 0 | 412 | 1200 | 0 | 465 | 0 | 0 | 0 | 0 | 0 | 0 | 0 | 0 | 0
2040-11-10 | 22 | 35.45 | -17699 | -1417 | -836 | 0 | 0 | 101 | 2631 | 0 | 0 | 610 | 53 | 341 | 2867 | 3288 | 5662 | 0 | 853 | 0 | 218 | 1220 | 0 | 443 | 1200 | 0 | 465 | 0 | 0 | 0 | 0 | 0 | 0 | 0 | 0 | 0
2040-11-10 | 23 | 35.45 | -16398 | -1355 | -836 | 0 | 59 | 237 | 1649 | 0 | 0 | 652 | 53 | 341 | 2858 | 3288 | 5064 | 0 | 848 | 0 | 218 | 1212 | 0 | 445 | 1200 | 0 | 465 | 0 | 0 | 0 | 0 | 0 | 0 | 0 | 0 | 0
2040-11-10 | 24 | 35.45 | -15232 | -1355 | -763 | 0 | 150 | 176 | 761 | 0 | 0 | 725 | 53 | 341 | 3191 | 3288 | 4371 | 0 | 785 | 0 | 209 | 1205 | 0 | 431 | 1200 | 0 | 465 | 0 | 0 | 0 | 0 | 0 | 0 | 0 | 0 | 0
2040-11-11 | 1 | 29.83 | -14487 | -1355 | -672 | 0 | 0 | -1337 | 528 | 0 | 0 | 597 | 53 | 341 | 3937 | 3288 | 4014 | 0 | 1186 | 0 | 215 | 1190 | 0 | 837 | 1200 | 0 | 465 | 0 | 0 | 0 | 0 | 0 | 0 | 0 | 0 | 0
2040-11-11 | 2 | 29.83 | -14020 | -1297 | -582 | 0 | 0 | -1508 | 528 | 0 | 0 | 590 | 53 | 341 | 3937 | 3288 | 3261 | 0 | 1504 | 0 | 212 | 1181 | 0 | 847 | 1200 | 0 | 465 | 0 | 0 | 0 | 0 | 0 | 0 | 0 | 0 | 0
2040-11-11 | 3 | 29.83 | -13851 | -1297 | -527 | 0 | 0 | -974 | 528 | 0 | 0 | 685 | 53 | 341 | 3937 | 3288 | 2551 | 0 | 1389 | 0 | 208 | 1179 | 0 | 825 | 1200 | 0 | 465 | 0 | 0 | 0 | 0 | 0 | 0 | 0 | 0 | 0
2040-11-11 | 4 | 29.83 | -13909 | -1297 | -472 | 0 | 0 | -386 | 528 | 0 | 0 | 738 | 53 | 341 | 4125 | 3288 | 2110 | 0 | 1421 | 0 | 210 | 1182 | 0 | 404 | 1200 | 0 | 465 | 0 | 0 | 0 | 0 | 0 | 0 | 0 | 0 | 0
2040-11-11 | 5 | 34.28 | -14389 | -1355 | -472 | 0 | 0 | 0 | 528 | 0 | 0 | 800 | 53 | 341 | 4942 | 3288 | 1568 | 0 | 1266 | 0 | 212 | 1178 | 0 | 376 | 1200 | 0 | 465 | 0 | 0 | 0 | 0 | 0 | 0 | 0 | 0 | 0
2040-11-11 | 6 | 40.31 | -15622 | -1297 | -491 | 0 | 0 | 86 | 528 | 0 | 0 | 1070 | 53 | 341 | 6356 | 3288 | 1262 | 0 | 1029 | 0 | 216 | 1181 | 0 | 334 | 1200 | 0 | 465 | 0 | 0 | 0 | 0 | 0 | 0 | 0 | 0 | 0
2040-11-11 | 7 | 40.31 | -17389 | -1355 | -545 | 0 | 0 | 686 | 1569 | 0 | 0 | 1159 | 53 | 341 | 6667 | 3288 | 1148 | 0 | 988 | 23 | 214 | 1184 | 0 | 303 | 1200 | 0 | 465 | 0 | 0 | 0 | 0 | 0 | 0 | 0 | 0 | 0
2040-11-11 | 8 | 40.31 | -18715 | -1240 | -636 | 0 | 0 | 705 | 2510 | 0 | 0 | 1159 | 53 | 341 | 6667 | 3288 | 1130 | 0 | 924 | 467 | 215 | 1182 | 0 | 285 | 1200 | 0 | 465 | 0 | 0 | 0 | 0 | 0 | 0 | 0 | 0 | 0
2040-11-11 | 9 | 39.22 | -19513 | -1182 | -763 | 0 | 0 | 0 | 3075 | 0 | 0 | 938 | 53 | 341 | 6094 | 3288 | 1658 | 0 | 860 | 1767 | 216 | 1197 | 0 | 307 | 1200 | 0 | 465 | 0 | 0 | 0 | 0 | 0 | 0 | 0 | 0 | 0
2040-11-11 | 10 | 29.83 | -19910 | -1124 | -909 | 0 | 0 | -112 | 3361 | 0 | 0 | 784 | 53 | 341 | 4674 | 3288 | 2141 | 0 | 759 | 3244 | 215 | 1215 | 0 | 315 | 1200 | 0 | 465 | 0 | 0 | 0 | 0 | 0 | 0 | 0 | 0 | 0
2040-11-11 | 11 | 29.83 | -20113 | -1015 | -818 | 0 | 0 | -860 | 3503 | 0 | 0 | 710 | 53 | 341 | 4420 | 3288 | 2485 | 0 | 555 | 4051 | 215 | 1212 | 0 | 306 | 1200 | 0 | 465 | 0 | 0 | 0 | 0 | 0 | 0 | 0 | 0 | 0
2040-11-11 | 12 | 29.83 | -20104 | -968 | -909 | 0 | 0 | -894 | 3493 | 0 | 0 | 642 | 53 | 341 | 4135 | 3288 | 2620 | 0 | 410 | 4480 | 215 | 1211 | 0 | 322 | 1200 | 0 | 465 | 0 | 0 | 0 | 0 | 0 | 0 | 0 | 0 | 0
2040-11-11 | 13 | 34.28 | -20036 | -868 | -981 | 0 | 0 | 0 | 3445 | 0 | 0 | 745 | 53 | 341 | 4280 | 3288 | 2763 | 0 | 296 | 3253 | 215 | 1209 | 0 | 332 | 1200 | 0 | 465 | 0 | 0 | 0 | 0 | 0 | 0 | 0 | 0 | 0
2040-11-11 | 14 | 39.22 | -19992 | -821 | -1018 | 0 | 0 | 0 | 3413 | 0 | 0 | 807 | 53 | 341 | 5295 | 3288 | 2427 | 0 | 245 | 2528 | 214 | 1208 | 0 | 347 | 1200 | 0 | 465 | 0 | 0 | 0 | 0 | 0 | 0 | 0 | 0 | 0
2040-11-11 | 15 | 40.31 | -19855 | -821 | -1054 | 0 | 0 | 342 | 3318 | 0 | 0 | 888 | 53 | 341 | 5693 | 3288 | 2541 | 0 | 240 | 1603 | 215 | 1208 | 0 | 335 | 1200 | 0 | 465 | 0 | 0 | 0 | 0 | 0 | 0 | 0 | 0 | 0
2040-11-11 | 16 | 40.31 | -19958 | -868 | -999 | 0 | 0 | 983 | 3392 | 0 | 0 | 1088 | 53 | 341 | 5693 | 3288 | 2721 | 0 | 252 | 610 | 215 | 1214 | 0 | 310 | 1200 | 0 | 465 | 0 | 0 | 0 | 0 | 0 | 0 | 0 | 0 | 0
2040-11-11 | 17 | 40.31 | -20957 | -968 | -999 | 0 | 0 | 1301 | 4100 | 0 | 0 | 1160 | 53 | 341 | 6139 | 3288 | 2860 | 0 | 212 | 57 | 218 | 1211 | 0 | 319 | 1200 | 0 | 465 | 0 | 0 | 0 | 0 | 0 | 0 | 0 | 0 | 0
2040-11-11 | 18 | 40.31 | -21880 | -1015 | -1018 | 0 | 0 | 390 | 4756 | 0 | 0 | 1159 | 53 | 341 | 6405 | 3288 | 3785 | 0 | 269 | 8 | 218 | 1221 | 0 | 355 | 1200 | 0 | 465 | 0 | 0 | 0 | 0 | 0 | 0 | 0 | 0 | 0
2040-11-11 | 19 | 39.99 | -21461 | -1124 | -1054 | 0 | 0 | 0 | 4460 | 0 | 0 | 1025 | 53 | 341 | 6319 | 3288 | 4246 | 0 | 420 | 0 | 218 | 1229 | 0 | 376 | 1200 | 0 | 465 | 0 | 0 | 0 | 0 | 0 | 0 | 0 | 0 | 0
2040-11-11 | 20 | 39.87 | -20758 | -1182 | -981 | 0 | 0 | 0 | 3958 | 0 | 0 | 888 | 53 | 341 | 5964 | 3288 | 4394 | 0 | 531 | 0 | 218 | 1227 | 0 | 394 | 1200 | 0 | 465 | 0 | 0 | 0 | 0 | 0 | 0 | 0 | 0 | 0
2040-11-11 | 21 | 36.17 | -19677 | -1240 | -927 | 0 | 0 | 0 | 3192 | 0 | 0 | 807 | 53 | 341 | 5173 | 3288 | 4928 | 0 | 544 | 0 | 218 | 1223 | 0 | 412 | 1200 | 0 | 465 | 0 | 0 | 0 | 0 | 0 | 0 | 0 | 0 | 0
2040-11-11 | 22 | 21.94 | -18315 | -1240 | -836 | 0 | 0 | 0 | 2225 | 0 | 0 | 738 | 53 | 181 | 3820 | 3288 | 5901 | 0 | 639 | 0 | 218 | 1220 | 0 | 443 | 1200 | 0 | 465 | 0 | 0 | 0 | 0 | 0 | 0 | 0 | 0 | 0
2040-11-11 | 23 | 19.28 | -16743 | -1297 | -836 | 0 | 0 | 0 | 1110 | 0 | 0 | 590 | 53 | 166 | 2899 | 3288 | 6524 | 0 | 707 | 0 | 218 | 1212 | 0 | 445 | 1200 | 0 | 465 | 0 | 0 | 0 | 0 | 0 | 0 | 0 | 0 | 0
2040-11-11 | 24 | 25.6 | -15425 | -1355 | -763 | 0 | 0 | 0 | 528 | 0 | 0 | 486 | 53 | 325 | 1695 | 3288 | 6880 | 0 | 777 | 0 | 209 | 1205 | 0 | 431 | 1200 | 0 | 465 | 0 | 0 | 0 | 0 | 0 | 0 | 0 | 0 | 0
2040-11-12 | 1 | 28.71 | -14590 | -1355 | -509 | 0 | 0 | -1039 | 528 | 0 | 0 | 486 | 53 | 341 | 832 | 3288 | 7095 | 0 | 962 | 0 | 215 | 1190 | 0 | 837 | 1200 | 0 | 465 | 0 | 0 | 0 | 0 | 0 | 0 | 0 | 0 | 0
2040-11-12 | 2 | 28.71 | -14139 | -1417 | -454 | 0 | 0 | -836 | 528 | 0 | 0 | 486 | 53 | 341 | 113 | 3288 | 7138 | 0 | 995 | 0 | 212 | 1181 | 0 | 847 | 1200 | 0 | 465 | 0 | 0 | 0 | 0 | 0 | 0 | 0 | 0 | 0
2040-11-12 | 3 | 28.71 | -13893 | -1480 | -400 | 0 | 0 | -1128 | 528 | 0 | 0 | 486 | 53 | 341 | 113 | 3288 | 7101 | 0 | 1115 | 0 | 208 | 1179 | 0 | 825 | 1200 | 0 | 465 | 0 | 0 | 0 | 0 | 0 | 0 | 0 | 0 | 0
2040-11-12 | 4 | 28.71 | -13917 | -1480 | -382 | 0 | 0 | -455 | 528 | 0 | 0 | 486 | 53 | 341 | 113 | 3288 | 7052 | 0 | 911 | 0 | 210 | 1182 | 0 | 404 | 1200 | 0 | 465 | 0 | 0 | 0 | 0 | 0 | 0 | 0 | 0 | 0
2040-11-12 | 5 | 38.81 | -14469 | -1480 | -363 | 0 | 0 | 2 | 528 | 0 | 0 | 486 | 53 | 341 | 186 | 3288 | 7153 | 0 | 845 | 0 | 212 | 1178 | 0 | 376 | 1200 | 0 | 465 | 0 | 0 | 0 | 0 | 0 | 0 | 0 | 0 | 0
2040-11-12 | 6 | 38.81 | -15897 | -1548 | -382 | 0 | 0 | 747 | 528 | 0 | 0 | 486 | 53 | 341 | 1186 | 3288 | 7147 | 0 | 654 | 0 | 216 | 1181 | 0 | 334 | 1200 | 0 | 465 | 0 | 0 | 0 | 0 | 0 | 0 | 0 | 0 | 0
2040-11-12 | 7 | 38.81 | -18195 | -1480 | -491 | 0 | 0 | 698 | 1194 | 0 | 0 | 703 | 53 | 341 | 2885 | 3288 | 7138 | 0 | 486 | 14 | 214 | 1184 | 0 | 303 | 1200 | 0 | 465 | 0 | 0 | 0 | 0 | 0 | 0 | 0 | 0 | 0
2040-11-12 | 8 | 38.81 | -19521 | -1480 | -600 | 0 | 0 | 210 | 2066 | 0 | 0 | 738 | 53 | 341 | 3852 | 3288 | 7118 | 0 | 329 | 259 | 215 | 1182 | 0 | 285 | 1200 | 0 | 465 | 0 | 0 | 0 | 0 | 0 | 0 | 0 | 0 | 0
2040-11-12 | 9 | 28.71 | -20125 | -1417 | -727 | 0 | 0 | -8 | 2462 | 0 | 0 | 738 | 53 | 341 | 3927 | 3288 | 7100 | 0 | 338 | 646 | 216 | 1197 | 0 | 307 | 1200 | 0 | 465 | 0 | 0 | 0 | 0 | 0 | 0 | 0 | 0 | 0
2040-11-12 | 10 | 28.71 | -20491 | -1480 | -854 | 0 | 0 | -187 | 2705 | 0 | 0 | 737 | 53 | 341 | 3927 | 3288 | 7121 | 0 | 615 | 816 | 215 | 1215 | 0 | 315 | 1200 | 0 | 465 | 0 | 0 | 0 | 0 | 0 | 0 | 0 | 0 | 0
2040-11-12 | 11 | 28.71 | -20863 | -1480 | -818 | 0 | 0 | -345 | 2948 | 0 | 0 | 719 | 53 | 341 | 3927 | 3288 | 7097 | 0 | 563 | 1172 | 215 | 1212 | 0 | 306 | 1200 | 0 | 465 | 0 | 0 | 0 | 0 | 0 | 0 | 0 | 0 | 0
2040-11-12 | 12 | 28.71 | -21052 | -1548 | -709 | 0 | 0 | -356 | 3070 | 0 | 0 | 719 | 53 | 341 | 3927 | 3288 | 6783 | 0 | 739 | 1332 | 215 | 1211 | 0 | 322 | 1200 | 0 | 465 | 0 | 0 | 0 | 0 | 0 | 0 | 0 | 0 | 0
2040-11-12 | 13 | 28.71 | -21139 | -1611 | -927 | 0 | 0 | -779 | 3128 | 0 | 0 | 618 | 53 | 341 | 3927 | 3288 | 6529 | 0 | 1200 | 1951 | 215 | 1209 | 0 | 332 | 1200 | 0 | 465 | 0 | 0 | 0 | 0 | 0 | 0 | 0 | 0 | 0
2040-11-12 | 14 | 28.71 | -21308 | -1752 | -909 | 0 | 0 | -860 | 3239 | 0 | 0 | 500 | 53 | 341 | 3113 | 3288 | 6660 | 0 | 1606 | 2595 | 214 | 1208 | 0 | 347 | 1200 | 0 | 465 | 0 | 0 | 0 | 0 | 0 | 0 | 0 | 0 | 0
2040-11-12 | 15 | 33.82 | -21406 | -1893 | -818 | 0 | 0 | 0 | 3303 | 0 | 0 | 685 | 53 | 341 | 3395 | 3288 | 6948 | 0 | 1865 | 816 | 215 | 1208 | 0 | 335 | 1200 | 0 | 465 | 0 | 0 | 0 | 0 | 0 | 0 | 0 | 0 | 0
2040-11-12 | 16 | 37.34 | -21710 | -1966 | -1072 | 0 | 0 | 0 | 3503 | 0 | 0 | 710 | 53 | 341 | 3553 | 3288 | 6963 | 0 | 1971 | 963 | 215 | 1214 | 0 | 310 | 1200 | 0 | 465 | 0 | 0 | 0 | 0 | 0 | 0 | 0 | 0 | 0
2040-11-12 | 17 | 38.81 | -22716 | -2118 | -1381 | 0 | 0 | 772 | 4164 | 0 | 0 | 807 | 53 | 341 | 4356 | 3288 | 6941 | 0 | 2000 | 82 | 218 | 1211 | 0 | 319 | 1200 | 0 | 465 | 0 | 0 | 0 | 0 | 0 | 0 | 0 | 0 | 0
2040-11-12 | 18 | 38.81 | -23613 | -2197 | -1654 | 0 | 0 | 1180 | 4756 | 0 | 0 | 832 | 53 | 341 | 4383 | 3288 | 7087 | 0 | 2078 | 8 | 218 | 1221 | 0 | 355 | 1200 | 0 | 465 | 0 | 0 | 0 | 0 | 0 | 0 | 0 | 0 | 0
2040-11-12 | 19 | 38.81 | -23428 | -2197 | -1581 | 0 | 0 | 826 | 4634 | 0 | 0 | 807 | 53 | 341 | 4493 | 3288 | 7117 | 0 | 2159 | 0 | 218 | 1229 | 0 | 376 | 1200 | 0 | 465 | 0 | 0 | 0 | 0 | 0 | 0 | 0 | 0 | 0
2040-11-12 | 20 | 37.34 | -22950 | -2275 | -1109 | 0 | 0 | 0 | 4322 | 0 | 0 | 784 | 53 | 341 | 4757 | 3288 | 7108 | 0 | 2177 | 0 | 218 | 1227 | 0 | 394 | 1200 | 0 | 465 | 0 | 0 | 0 | 0 | 0 | 0 | 0 | 0 | 0
2040-11-12 | 21 | 33.82 | -22123 | -2359 | -1018 | 0 | 0 | 0 | 3778 | 0 | 0 | 784 | 53 | 341 | 4457 | 3288 | 7127 | 0 | 2153 | 0 | 218 | 1223 | 0 | 412 | 1200 | 0 | 465 | 0 | 0 | 0 | 0 | 0 | 0 | 0 | 0 | 0
2040-11-12 | 22 | 25.6 | -20843 | -2526 | -854 | 0 | 0 | 0 | 2933 | 0 | 0 | 745 | 53 | 325 | 4036 | 3288 | 7132 | 0 | 2165 | 0 | 218 | 1220 | 0 | 443 | 1200 | 0 | 465 | 0 | 0 | 0 | 0 | 0 | 0 | 0 | 0 | 0
2040-11-12 | 23 | 21.39 | -19291 | -2610 | -709 | 0 | 0 | 0 | 1913 | 0 | 0 | 725 | 53 | 166 | 3639 | 3288 | 7113 | 0 | 2174 | 0 | 218 | 1212 | 0 | 445 | 1200 | 0 | 465 | 0 | 0 | 0 | 0 | 0 | 0 | 0 | 0 | 0
2040-11-12 | 24 | 23.37 | -18030 | -2699 | -582 | 0 | 0 | 0 | 1083 | 0 | 0 | 642 | 53 | 204 | 3267 | 3288 | 7094 | 0 | 2169 | 0 | 209 | 1205 | 0 | 431 | 1200 | 0 | 465 | 0 | 0 | 0 | 0 | 0 | 0 | 0 | 0 | 0
2040-11-13 | 1 | 31 | -17285 | -2788 | -509 | 0 | -269 | -691 | 528 | 0 | 0 | 595 | 53 | 319 | 3582 | 3288 | 7093 | 0 | 2176 | 0 | 215 | 1190 | 0 | 837 | 1200 | 0 | 465 | 0 | 0 | 0 | 0 | 0 | 0 | 0 | 0 | 0
2040-11-13 | 2 | 31 | -16900 | -2876 | -454 | 0 | -62 | -1249 | 528 | 0 | 0 | 578 | 53 | 335 | 3582 | 3288 | 7085 | 0 | 2189 | 0 | 212 | 1181 | 0 | 847 | 1200 | 0 | 465 | 0 | 0 | 0 | 0 | 0 | 0 | 0 | 0 | 0
2040-11-13 | 3 | 31 | -16785 | -2965 | -400 | 0 | -48 | -1302 | 528 | 0 | 0 | 554 | 53 | 341 | 3582 | 3288 | 7090 | 0 | 2187 | 0 | 208 | 1179 | 0 | 825 | 1200 | 0 | 465 | 0 | 0 | 0 | 0 | 0 | 0 | 0 | 0 | 0
2040-11-13 | 4 | 31 | -16929 | -3060 | -382 | 0 | 0 | -644 | 528 | 0 | 0 | 590 | 53 | 341 | 3556 | 3288 | 7089 | 0 | 2109 | 0 | 210 | 1182 | 0 | 404 | 1200 | 0 | 465 | 0 | 0 | 0 | 0 | 0 | 0 | 0 | 0 | 0
2040-11-13 | 5 | 31 | -17585 | -3060 | -363 | 0 | 0 | -206 | 528 | 0 | 0 | 685 | 53 | 341 | 3696 | 3288 | 7098 | 0 | 2095 | 0 | 212 | 1178 | 0 | 376 | 1200 | 0 | 465 | 0 | 0 | 0 | 0 | 0 | 0 | 0 | 0 | 0
2040-11-13 | 6 | 37.4 | -19190 | -3154 | -382 | 0 | 0 | 0 | 1384 | 0 | 0 | 748 | 53 | 341 | 4344 | 3288 | 7102 | 0 | 2070 | 0 | 216 | 1181 | 0 | 334 | 1200 | 0 | 465 | 0 | 0 | 0 | 0 | 0 | 0 | 0 | 0 | 0
2040-11-13 | 7 | 41.01 | -21568 | -3154 | -491 | 0 | 0 | 0 | 2890 | 0 | 0 | 807 | 53 | 341 | 5262 | 3288 | 7102 | 0 | 2072 | 32 | 214 | 1184 | 0 | 303 | 1200 | 0 | 465 | 0 | 0 | 0 | 0 | 0 | 0 | 0 | 0 | 0
2040-11-13 | 8 | 39.22 | -22708 | -3248 | -600 | 0 | 0 | 0 | 3614 | 0 | 0 | 784 | 53 | 341 | 4930 | 3288 | 7090 | 0 | 2046 | 1063 | 215 | 1182 | 0 | 285 | 1200 | 0 | 465 | 0 | 0 | 0 | 0 | 0 | 0 | 0 | 0 | 0
2040-11-13 | 9 | 31 | -22779 | -3060 | -727 | 0 | 0 | -1652 | 3657 | 0 | 0 | 486 | 53 | 341 | 3568 | 3288 | 7088 | 0 | 2105 | 4247 | 216 | 1197 | 0 | 307 | 1200 | 0 | 465 | 0 | 0 | 0 | 0 | 0 | 0 | 0 | 0 | 0
2040-11-13 | 10 | 31 | -22722 | -2876 | -854 | 0 | -1521 | -1847 | 3620 | 0 | 0 | 486 | 53 | 335 | 2097 | 3288 | 7053 | 0 | 2083 | 7397 | 215 | 1215 | 0 | 315 | 1200 | 0 | 465 | 0 | 0 | 0 | 0 | 0 | 0 | 0 | 0 | 0
2040-11-13 | 11 | 27.7 | -22772 | -2699 | -818 | -908 | -2000 | -1859 | 3651 | 0 | 0 | 486 | 53 | 319 | 1156 | 3288 | 7058 | 0 | 2066 | 9581 | 215 | 1212 | 0 | 306 | 1200 | 0 | 465 | 0 | 0 | 0 | 0 | 0 | 0 | 0 | 0 | 0
2040-11-13 | 12 | 0.11 | -22639 | -2526 | -709 | -908 | -2000 | -1859 | 3567 | 0 | 0 | 486 | 48 | 160 | 658 | 3288 | 7031 | 0 | 2109 | 9989 | 215 | 1211 | 0 | 322 | 1200 | 0 | 357 | 0 | 0 | 0 | 0 | 0 | 0 | 0 | 0 | 0
2040-11-13 | 13 | 27.7 | -22326 | -2275 | -927 | -908 | -2000 | -1859 | 3371 | 0 | 0 | 486 | 53 | 319 | 743 | 3288 | 6935 | 0 | 2117 | 9562 | 215 | 1209 | 0 | 332 | 1200 | 0 | 465 | 0 | 0 | 0 | 0 | 0 | 0 | 0 | 0 | 0
2040-11-13 | 14 | 31 | -21985 | -2197 | -909 | 0 | -983 | -1859 | 3155 | 0 | 0 | 486 | 53 | 335 | 825 | 3288 | 6810 | 0 | 2091 | 7456 | 214 | 1208 | 0 | 347 | 1200 | 0 | 465 | 0 | 0 | 0 | 0 | 0 | 0 | 0 | 0 | 0
2040-11-13 | 15 | 42.54 | -21883 | -2197 | -818 | 89 | 123 | 0 | 3091 | 0 | 0 | 486 | 53 | 341 | 1158 | 3288 | 5750 | 0 | 2158 | 4938 | 215 | 1208 | 0 | 335 | 1200 | 0 | 465 | 0 | 0 | 0 | 0 | 0 | 0 | 0 | 0 | 0
2040-11-13 | 16 | 42.54 | -22152 | -2197 | -1072 | 194 | 142 | 510 | 3260 | 0 | 0 | 807 | 53 | 341 | 4159 | 3288 | 5516 | 0 | 2131 | 1618 | 215 | 1214 | 0 | 310 | 1200 | 0 | 465 | 0 | 0 | 0 | 0 | 0 | 0 | 0 | 0 | 0
2040-11-13 | 17 | 42.54 | -23384 | -2275 | -1381 | 371 | 625 | 730 | 4042 | 0 | 0 | 1207 | 53 | 341 | 5924 | 3288 | 4949 | 0 | 1999 | 99 | 218 | 1211 | 0 | 319 | 1200 | 0 | 465 | 0 | 0 | 0 | 0 | 0 | 0 | 0 | 0 | 0
2040-11-13 | 18 | 42.54 | -24514 | -2442 | -1654 | 339 | 670 | 1549 | 4756 | 0 | 0 | 1329 | 53 | 341 | 6553 | 3288 | 4320 | 0 | 1945 | 8 | 218 | 1221 | 0 | 355 | 1200 | 0 | 465 | 0 | 0 | 0 | 0 | 0 | 0 | 0 | 0 | 0
2040-11-13 | 19 | 42.54 | -24359 | -2610 | -1581 | 347 | 649 | 1273 | 4655 | 0 | 0 | 1329 | 53 | 341 | 7887 | 3288 | 3351 | 0 | 1889 | 0 | 218 | 1229 | 0 | 376 | 1200 | 0 | 465 | 0 | 0 | 0 | 0 | 0 | 0 | 0 | 0 | 0
2040-11-13 | 20 | 42.54 | -23897 | -2699 | -1109 | 391 | 542 | 997 | 4365 | 0 | 0 | 1329 | 53 | 341 | 7887 | 3288 | 3219 | 0 | 1790 | 0 | 218 | 1227 | 0 | 394 | 1200 | 0 | 465 | 0 | 0 | 0 | 0 | 0 | 0 | 0 | 0 | 0
2040-11-13 | 21 | 42.54 | -23105 | -2788 | -1018 | 272 | 775 | 1176 | 3863 | 0 | 0 | 1329 | 53 | 341 | 7887 | 3288 | 2773 | 0 | 1636 | 0 | 218 | 1223 | 0 | 412 | 1200 | 0 | 465 | 0 | 0 | 0 | 0 | 0 | 0 | 0 | 0 | 0
2040-11-13 | 22 | 42.54 | -21772 | -2788 | -854 | 0 | 1477 | 1500 | 3017 | 0 | 0 | 1329 | 53 | 341 | 7887 | 3288 | 1501 | 0 | 1475 | 0 | 218 | 1220 | 0 | 443 | 1200 | 0 | 465 | 0 | 0 | 0 | 0 | 0 | 0 | 0 | 0 | 0
2040-11-13 | 23 | 42.54 | -20097 | -2876 | -709 | 51 | 1456 | 1549 | 1960 | 0 | 0 | 1329 | 53 | 341 | 7887 | 3288 | 1020 | 0 | 1208 | 0 | 218 | 1212 | 0 | 445 | 1200 | 0 | 465 | 0 | 0 | 0 | 0 | 0 | 0 | 0 | 0 | 0
2040-11-13 | 24 | 42.54 | -18691 | -2965 | -582 | 291 | 1182 | 1836 | 1067 | 0 | 0 | 1329 | 53 | 341 | 7887 | 3288 | 636 | 0 | 819 | 0 | 209 | 1205 | 0 | 431 | 1200 | 0 | 465 | 0 | 0 | 0 | 0 | 0 | 0 | 0 | 0 | 0
2040-11-14 | 1 | 45.82 | -17852 | -2965 | -509 | 0 | 0 | 0 | 988 | 0 | 0 | 1329 | 53 | 341 | 10466 | 3288 | 408 | 0 | 546 | 0 | 215 | 1190 | 0 | 837 | 1200 | 0 | 465 | 0 | 0 | 0 | 0 | 0 | 0 | 0 | 0 | 0
2040-11-14 | 2 | 46.8 | -17388 | -3060 | -454 | 0 | 0 | 0 | 682 | 0 | 0 | 1329 | 53 | 341 | 10846 | 3288 | 199 | 0 | 260 | 0 | 212 | 1181 | 0 | 847 | 1200 | 0 | 465 | 0 | 0 | 0 | 0 | 0 | 0 | 0 | 0 | 0
2040-11-14 | 3 | 46.86 | -17288 | -2965 | -400 | 0 | 0 | 0 | 618 | 0 | 0 | 1329 | 53 | 341 | 10882 | 3288 | 113 | 0 | 152 | 0 | 208 | 1179 | 0 | 825 | 1200 | 0 | 465 | 0 | 0 | 0 | 0 | 0 | 0 | 0 | 0 | 0
2040-11-14 | 4 | 48.3 | -17401 | -3060 | -382 | 0 | 0 | 0 | 692 | 0 | 0 | 1329 | 53 | 341 | 11489 | 3288 | 29 | 0 | 160 | 0 | 210 | 1182 | 0 | 404 | 1200 | 0 | 465 | 0 | 0 | 0 | 0 | 0 | 0 | 0 | 0 | 0
2040-11-14 | 5 | 48.41 | -17890 | -3060 | -363 | 0 | 0 | 0 | 1015 | 0 | 0 | 1329 | 53 | 347 | 11622 | 3288 | 30 | 0 | 199 | 0 | 212 | 1178 | 0 | 376 | 1200 | 0 | 465 | 0 | 0 | 0 | 0 | 0 | 0 | 0 | 0 | 0
2040-11-14 | 6 | 49.86 | -19446 | -3060 | -382 | 0 | 0 | 0 | 2040 | 0 | 0 | 1329 | 53 | 377 | 11990 | 3288 | 107 | 0 | 308 | 0 | 216 | 1181 | 0 | 334 | 1200 | 0 | 465 | 0 | 0 | 0 | 0 | 0 | 0 | 0 | 0 | 0
2040-11-14 | 7 | 53.15 | -21770 | -3154 | -491 | 0 | 0 | 0 | 3572 | 100 | 0 | 1329 | 53 | 388 | 12553 | 3288 | 233 | 0 | 513 | 20 | 214 | 1184 | 0 | 303 | 1200 | 0 | 465 | 0 | 0 | 0 | 0 | 0 | 0 | 0 | 0 | 0
2040-11-14 | 8 | 50.23 | -22824 | -3060 | -600 | 0 | 0 | 0 | 4264 | 100 | 0 | 1329 | 53 | 388 | 12154 | 3288 | 374 | 0 | 600 | 587 | 215 | 1182 | 0 | 285 | 1200 | 0 | 465 | 0 | 0 | 0 | 0 | 0 | 0 | 0 | 0 | 0
2040-11-14 | 9 | 45.82 | -22928 | -2788 | -727 | 0 | 0 | 0 | 4333 | 0 | 0 | 1329 | 53 | 341 | 10499 | 3288 | 650 | 0 | 654 | 1911 | 216 | 1197 | 0 | 307 | 1200 | 0 | 465 | 0 | 0 | 0 | 0 | 0 | 0 | 0 | 0 | 0
2040-11-14 | 10 | 42.96 | -22905 | -2526 | -854 | 0 | 0 | 0 | 4317 | 0 | 0 | 1329 | 53 | 341 | 8702 | 3288 | 1025 | 0 | 779 | 3041 | 215 | 1215 | 0 | 315 | 1200 | 0 | 465 | 0 | 0 | 0 | 0 | 0 | 0 | 0 | 0 | 0
2040-11-14 | 11 | 41.09 | -22777 | -2275 | -818 | 0 | 0 | 0 | 4232 | 0 | 0 | 1166 | 53 | 341 | 7513 | 3288 | 1458 | 0 | 837 | 3584 | 215 | 1212 | 0 | 306 | 1200 | 0 | 465 | 0 | 0 | 0 | 0 | 0 | 0 | 0 | 0 | 0
2040-11-14 | 12 | 39.11 | -22553 | -2118 | -709 | 0 | 0 | 0 | 4085 | 0 | 0 | 1025 | 53 | 341 | 6262 | 3288 | 2217 | 0 | 879 | 3818 | 215 | 1211 | 0 | 322 | 1200 | 0 | 465 | 0 | 0 | 0 | 0 | 0 | 0 | 0 | 0 | 0
2040-11-14 | 13 | 37.4 | -22162 | -1966 | -927 | 0 | 0 | 0 | 3831 | 0 | 0 | 827 | 53 | 341 | 5600 | 3288 | 2873 | 0 | 984 | 3838 | 215 | 1209 | 0 | 332 | 1200 | 0 | 465 | 0 | 0 | 0 | 0 | 0 | 0 | 0 | 0 | 0
2040-11-14 | 14 | 39.22 | -22001 | -1820 | -909 | 0 | 0 | 0 | 3725 | 0 | 0 | 1006 | 53 | 341 | 6045 | 3288 | 2908 | 0 | 1039 | 2890 | 214 | 1208 | 0 | 347 | 1200 | 0 | 465 | 0 | 0 | 0 | 0 | 0 | 0 | 0 | 0 | 0
2040-11-14 | 15 | 38.81 | -21748 | -1679 | -818 | 0 | 0 | 0 | 3556 | 0 | 0 | 872 | 53 | 341 | 5851 | 3288 | 3814 | 0 | 1071 | 1976 | 215 | 1208 | 0 | 335 | 1200 | 0 | 465 | 0 | 0 | 0 | 0 | 0 | 0 | 0 | 0 | 0
2040-11-14 | 16 | 39.22 | -21832 | -1611 | -1072 | 0 | 0 | 0 | 3609 | 0 | 0 | 1022 | 53 | 341 | 6163 | 3288 | 4845 | 0 | 1089 | 702 | 215 | 1214 | 0 | 310 | 1200 | 0 | 465 | 0 | 0 | 0 | 0 | 0 | 0 | 0 | 0 | 0
2040-11-14 | 17 | 40.34 | -22745 | -1611 | -1381 | 0 | 0 | 0 | 4211 | 0 | 0 | 1072 | 53 | 341 | 6503 | 3288 | 5684 | 0 | 1122 | 50 | 218 | 1211 | 0 | 319 | 1200 | 0 | 465 | 0 | 0 | 0 | 0 | 0 | 0 | 0 | 0 | 0
2040-11-14 | 18 | 40.98 | -23569 | -1679 | -1654 | 0 | 0 | 0 | 4756 | 0 | 0 | 1159 | 53 | 341 | 6789 | 3288 | 6036 | 0 | 1013 | 8 | 218 | 1221 | 0 | 355 | 1200 | 0 | 465 | 0 | 0 | 0 | 0 | 0 | 0 | 0 | 0 | 0
2040-11-14 | 19 | 40.34 | -23329 | -1752 | -1581 | 0 | 0 | 0 | 4597 | 0 | 0 | 1159 | 53 | 341 | 6880 | 3288 | 5980 | 0 | 876 | 0 | 218 | 1229 | 0 | 376 | 1200 | 0 | 465 | 0 | 0 | 0 | 0 | 0 | 0 | 0 | 0 | 0
2040-11-14 | 20 | 39.9 | -22690 | -1752 | -1109 | 0 | 0 | 0 | 4174 | 0 | 0 | 1072 | 53 | 341 | 6570 | 3288 | 5581 | 0 | 968 | 0 | 218 | 1227 | 0 | 394 | 1200 | 0 | 465 | 0 | 0 | 0 | 0 | 0 | 0 | 0 | 0 | 0
2040-11-14 | 21 | 39.22 | -21848 | -1820 | -1018 | 0 | 0 | 0 | 3620 | 0 | 0 | 1072 | 53 | 341 | 6376 | 3288 | 5593 | 0 | 826 | 0 | 218 | 1223 | 0 | 412 | 1200 | 0 | 465 | 0 | 0 | 0 | 0 | 0 | 0 | 0 | 0 | 0
2040-11-14 | 22 | 38.05 | -20449 | -1820 | -854 | 0 | 0 | 0 | 2700 | 0 | 0 | 903 | 53 | 341 | 5933 | 3288 | 5445 | 0 | 914 | 0 | 218 | 1220 | 0 | 443 | 1200 | 0 | 465 | 0 | 0 | 0 | 0 | 0 | 0 | 0 | 0 | 0
2040-11-14 | 23 | 36.31 | -18765 | -1752 | -709 | 0 | 0 | 0 | 1590 | 0 | 0 | 817 | 53 | 341 | 5481 | 3288 | 5242 | 0 | 874 | 0 | 218 | 1212 | 0 | 445 | 1200 | 0 | 465 | 0 | 0 | 0 | 0 | 0 | 0 | 0 | 0 | 0
2040-11-14 | 24 | 37.61 | -17411 | -1820 | -582 | 0 | 0 | 0 | 697 | 0 | 0 | 857 | 53 | 341 | 5644 | 3288 | 4584 | 0 | 838 | 0 | 209 | 1205 | 0 | 431 | 1200 | 0 | 465 | 0 | 0 | 0 | 0 | 0 | 0 | 0 | 0 | 0
2040-11-15 | 1 | 35.45 | -16422 | -1820 | -509 | 0 | 0 | 0 | 1020 | 0 | 0 | 807 | 53 | 341 | 4969 | 3288 | 3731 | 0 | 636 | 0 | 215 | 1190 | 0 | 837 | 1200 | 0 | 465 | 0 | 0 | 0 | 0 | 0 | 0 | 0 | 0 | 0
2040-11-15 | 2 | 37.34 | -15961 | -1820 | -454 | 0 | 0 | 0 | 687 | 0 | 0 | 836 | 53 | 341 | 5116 | 3288 | 3399 | 0 | 611 | 0 | 212 | 1181 | 0 | 847 | 1200 | 0 | 465 | 0 | 0 | 0 | 0 | 0 | 0 | 0 | 0 | 0
2040-11-15 | 3 | 40.06 | -15784 | -1966 | -400 | 0 | 0 | 0 | 560 | 0 | 0 | 1072 | 53 | 341 | 6009 | 3288 | 2343 | 0 | 608 | 0 | 208 | 1179 | 0 | 825 | 1200 | 0 | 465 | 0 | 0 | 0 | 0 | 0 | 0 | 0 | 0 | 0
2040-11-15 | 4 | 42.69 | -15892 | -1966 | -382 | 0 | 0 | 0 | 639 | 0 | 0 | 1159 | 53 | 341 | 6740 | 3288 | 1959 | 0 | 600 | 0 | 210 | 1182 | 0 | 404 | 1200 | 0 | 465 | 0 | 0 | 0 | 0 | 0 | 0 | 0 | 0 | 0
2040-11-15 | 5 | 43.89 | -16378 | -2118 | -363 | 0 | 0 | 0 | 988 | 0 | 0 | 1160 | 53 | 341 | 7415 | 3288 | 1587 | 0 | 596 | 0 | 212 | 1178 | 0 | 376 | 1200 | 0 | 465 | 0 | 0 | 0 | 0 | 0 | 0 | 0 | 0 | 0
2040-11-15 | 6 | 44.49 | -17895 | -2040 | -382 | 0 | 0 | 0 | 2077 | 0 | 0 | 1283 | 53 | 341 | 8038 | 3288 | 1203 | 0 | 637 | 0 | 216 | 1181 | 0 | 334 | 1200 | 0 | 465 | 0 | 0 | 0 | 0 | 0 | 0 | 0 | 0 | 0
2040-11-15 | 7 | 43.89 | -20125 | -2118 | -491 | 0 | 0 | 0 | 3678 | 0 | 0 | 1329 | 53 | 341 | 8917 | 3288 | 987 | 0 | 747 | 29 | 214 | 1184 | 0 | 303 | 1200 | 0 | 465 | 0 | 0 | 0 | 0 | 0 | 0 | 0 | 0 | 0
2040-11-15 | 8 | 43.37 | -21182 | -2118 | -600 | 0 | 0 | 0 | 4433 | 0 | 0 | 1329 | 53 | 341 | 8517 | 3288 | 802 | 0 | 810 | 980 | 215 | 1182 | 0 | 285 | 1200 | 0 | 465 | 0 | 0 | 0 | 0 | 0 | 0 | 0 | 0 | 0
2040-11-15 | 9 | 38.05 | -21135 | -1752 | -727 | 0 | 0 | 0 | 4402 | 0 | 0 | 872 | 53 | 341 | 5773 | 3288 | 888 | 0 | 799 | 3815 | 216 | 1197 | 0 | 307 | 1200 | 0 | 465 | 0 | 0 | 0 | 0 | 0 | 0 | 0 | 0 | 0
2040-11-15 | 10 | 27.67 | -20945 | -1480 | -854 | 0 | 0 | -1165 | 4264 | 0 | 0 | 517 | 53 | 341 | 3676 | 3288 | 1145 | 0 | 767 | 6983 | 215 | 1215 | 0 | 315 | 1200 | 0 | 465 | 0 | 0 | 0 | 0 | 0 | 0 | 0 | 0 | 0
2040-11-15 | 11 | 27.67 | -20710 | -1240 | -818 | 0 | 0 | -593 | 4095 | 0 | 0 | 486 | 53 | 341 | 648 | 3288 | 1628 | 0 | 1053 | 8370 | 215 | 1212 | 0 | 306 | 1200 | 0 | 465 | 0 | 0 | 0 | 0 | 0 | 0 | 0 | 0 | 0
2040-11-15 | 12 | 27.67 | -20573 | -1072 | -709 | 0 | 0 | -1443 | 3995 | 0 | 0 | 486 | 53 | 341 | 297 | 3288 | 1987 | 0 | 1252 | 8686 | 215 | 1211 | 0 | 322 | 1200 | 0 | 465 | 0 | 0 | 0 | 0 | 0 | 0 | 0 | 0 | 0
2040-11-15 | 13 | 26.58 | -20092 | -968 | -927 | 0 | -838 | -1859 | 3651 | 0 | 0 | 486 | 53 | 341 | 180 | 3288 | 2895 | 0 | 1410 | 8959 | 215 | 1209 | 0 | 332 | 1200 | 0 | 465 | 0 | 0 | 0 | 0 | 0 | 0 | 0 | 0 | 0
2040-11-15 | 14 | 26.58 | -19868 | -915 | -909 | 0 | -89 | -1859 | 3493 | 0 | 0 | 486 | 53 | 341 | 152 | 3288 | 3932 | 0 | 1641 | 6821 | 214 | 1208 | 0 | 347 | 1200 | 0 | 465 | 0 | 0 | 0 | 0 | 0 | 0 | 0 | 0 | 0
2040-11-15 | 15 | 27.67 | -19603 | -868 | -818 | 0 | 0 | -272 | 3303 | 0 | 0 | 486 | 53 | 341 | 9 | 3288 | 4798 | 0 | 1692 | 4170 | 215 | 1208 | 0 | 335 | 1200 | 0 | 465 | 0 | 0 | 0 | 0 | 0 | 0 | 0 | 0 | 0
2040-11-15 | 16 | 37.4 | -19738 | -868 | -1072 | 0 | 528 | 1587 | 3398 | 0 | 0 | 517 | 53 | 341 | 355 | 3288 | 5198 | 0 | 1665 | 1345 | 215 | 1214 | 0 | 310 | 1200 | 0 | 465 | 0 | 0 | 0 | 0 | 0 | 0 | 0 | 0 | 0
2040-11-15 | 17 | 37.4 | -20784 | -915 | -1381 | 0 | 73 | 1727 | 4148 | 0 | 0 | 784 | 53 | 341 | 2708 | 3288 | 4798 | 0 | 1683 | 64 | 218 | 1211 | 0 | 319 | 1200 | 0 | 465 | 0 | 0 | 0 | 0 | 0 | 0 | 0 | 0 | 0
2040-11-15 | 18 | 37.4 | -21629 | -1072 | -1654 | 0 | 0 | 1267 | 4756 | 0 | 0 | 804 | 53 | 341 | 3648 | 3288 | 5007 | 0 | 1725 | 8 | 218 | 1221 | 0 | 355 | 1200 | 0 | 465 | 0 | 0 | 0 | 0 | 0 | 0 | 0 | 0 | 0
2040-11-15 | 19 | 37.4 | -21343 | -1182 | -1581 | 0 | 196 | 741 | 4550 | 0 | 0 | 806 | 53 | 341 | 3948 | 3288 | 4848 | 0 | 1848 | 0 | 218 | 1229 | 0 | 376 | 1200 | 0 | 465 | 0 | 0 | 0 | 0 | 0 | 0 | 0 | 0 | 0
2040-11-15 | 20 | 33.57 | -20796 | -1240 | -1109 | 0 | 0 | 0 | 4159 | 0 | 0 | 745 | 53 | 341 | 4145 | 3288 | 4743 | 0 | 2167 | 0 | 218 | 1227 | 0 | 394 | 1200 | 0 | 465 | 0 | 0 | 0 | 0 | 0 | 0 | 0 | 0 | 0
2040-11-15 | 21 | 33.57 | -20056 | -1297 | -1018 | 0 | 0 | 0 | 3625 | 0 | 0 | 745 | 53 | 341 | 4139 | 3288 | 4475 | 0 | 2187 | 0 | 218 | 1223 | 0 | 412 | 1200 | 0 | 465 | 0 | 0 | 0 | 0 | 0 | 0 | 0 | 0 | 0
2040-11-15 | 22 | 23.36 | -19065 | -1355 | -854 | 0 | 0 | 0 | 2917 | 0 | 0 | 710 | 53 | 208 | 3537 | 3288 | 4718 | 0 | 2296 | 0 | 218 | 1220 | 0 | 443 | 1200 | 0 | 465 | 0 | 0 | 0 | 0 | 0 | 0 | 0 | 0 | 0
2040-11-15 | 23 | 23.49 | -17877 | -1417 | -709 | 0 | 0 | 0 | 2061 | 0 | 0 | 685 | 53 | 218 | 3357 | 3288 | 4546 | 0 | 2255 | 0 | 218 | 1212 | 0 | 445 | 1200 | 0 | 465 | 0 | 0 | 0 | 0 | 0 | 0 | 0 | 0 | 0
2040-11-15 | 24 | 0 | -16709 | -1480 | -582 | 0 | 0 | -714 | 1226 | 0 | 0 | 214 | 48 | 160 | 3057 | 3288 | 5903 | 0 | 2211 | 0 | 209 | 1205 | 0 | 431 | 1200 | 0 | 332 | 0 | 0 | 0 | 0 | 0 | 0 | 0 | 0 | 0
2040-11-16 | 1 | 17.38 | -15880 | -1548 | -509 | 0 | 0 | -1553 | 528 | 0 | 0 | 486 | 53 | 160 | 2338 | 3288 | 6582 | 0 | 2148 | 0 | 215 | 1190 | 0 | 837 | 1200 | 0 | 465 | 0 | 0 | 0 | 0 | 0 | 0 | 0 | 0 | 0
2040-11-16 | 2 | 17.38 | -15411 | -1611 | -454 | 0 | 0 | -1472 | 528 | 0 | 0 | 486 | 53 | 160 | 1453 | 3288 | 6873 | 0 | 2203 | 0 | 212 | 1181 | 0 | 847 | 1200 | 0 | 465 | 0 | 0 | 0 | 0 | 0 | 0 | 0 | 0 | 0
2040-11-16 | 3 | 17.38 | -15331 | -1820 | -400 | 0 | 0 | -1343 | 528 | 0 | 0 | 486 | 53 | 160 | 1133 | 3288 | 7158 | 0 | 2210 | 0 | 208 | 1179 | 0 | 825 | 1200 | 0 | 465 | 0 | 0 | 0 | 0 | 0 | 0 | 0 | 0 | 0
2040-11-16 | 4 | 17.38 | -15422 | -1966 | -382 | 0 | 0 | -680 | 528 | 0 | 0 | 486 | 53 | 160 | 1133 | 3288 | 7264 | 0 | 2078 | 0 | 210 | 1182 | 0 | 404 | 1200 | 0 | 465 | 0 | 0 | 0 | 0 | 0 | 0 | 0 | 0 | 0
2040-11-16 | 5 | 23.49 | -15770 | -2118 | -363 | 0 | 0 | 175 | 528 | 0 | 0 | 486 | 53 | 212 | 753 | 3288 | 7263 | 0 | 2063 | 0 | 212 | 1178 | 0 | 376 | 1200 | 0 | 465 | 0 | 0 | 0 | 0 | 0 | 0 | 0 | 0 | 0
2040-11-16 | 6 | 23.49 | -16540 | -2275 | -382 | 0 | 0 | 819 | 919 | 0 | 0 | 486 | 53 | 212 | 753 | 3288 | 7293 | 0 | 1978 | 0 | 216 | 1181 | 0 | 334 | 1200 | 0 | 465 | 0 | 0 | 0 | 0 | 0 | 0 | 0 | 0 | 0
2040-11-16 | 7 | 23.49 | -17649 | -2442 | -491 | 0 | 0 | 1570 | 1701 | 0 | 0 | 486 | 53 | 212 | 620 | 3288 | 7329 | 0 | 1936 | 22 | 214 | 1184 | 0 | 303 | 1200 | 0 | 465 | 0 | 0 | 0 | 0 | 0 | 0 | 0 | 0 | 0
2040-11-16 | 8 | 23.49 | -18793 | -2526 | -600 | 0 | 0 | 316 | 2510 | 0 | 0 | 486 | 53 | 212 | 1439 | 3288 | 7326 | 0 | 1926 | 1060 | 215 | 1182 | 0 | 285 | 1200 | 0 | 422 | 0 | 0 | 0 | 0 | 0 | 0 | 0 | 0 | 0
2040-11-16 | 9 | -30 | -19669 | -2442 | -727 | 0 | -19 | -1244 | 3128 | 0 | 0 | 188 | 48 | 160 | 819 | 3288 | 7298 | 0 | 1887 | 4076 | 216 | 1197 | 0 | 307 | 1200 | 0 | 289 | 0 | 0 | 0 | 0 | 0 | 0 | 0 | 0 | 0
2040-11-16 | 10 | -35 | -20071 | -2275 | -854 | -656 | -1758 | -1859 | 3413 | 0 | 0 | 0 | 48 | 160 | 819 | 3288 | 7302 | 0 | 1865 | 7353 | 215 | 1215 | 0 | 315 | 1200 | 0 | 280 | 0 | 0 | 0 | 0 | 0 | 0 | 0 | 0 | 0
2040-11-16 | 11 | -35 | -20307 | -2118 | -818 | -908 | -2000 | -1859 | 3583 | 0 | 0 | 0 | 48 | 160 | 819 | 3288 | 7303 | 0 | 286 | 9311 | 215 | 1212 | 0 | 306 | 1200 | 0 | 280 | 0 | 1527 | 0 | 0 | 0 | 0 | 0 | 0 | 0
2040-11-16 | 12 | -40 | -20200 | -1966 | -709 | -908 | -2000 | -1859 | 3503 | 0 | 0 | 0 | 48 | 160 | 819 | 3288 | 7097 | 0 | 0 | 9499 | 215 | 1211 | 0 | 322 | 1200 | 0 | 280 | 211 | 1759 | 0 | 0 | 0 | 0 | 0 | 0 | 0
2040-11-16 | 13 | -40 | -19866 | -1820 | -927 | -908 | -2000 | -1859 | 3271 | 0 | 0 | 0 | 48 | 160 | 819 | 3288 | 6972 | 0 | 0 | 9587 | 215 | 1209 | 0 | 332 | 1200 | 0 | 280 | 346 | 1763 | 0 | 0 | 0 | 0 | 0 | 0 | 0
2040-11-16 | 14 | -35 | -19427 | -1752 | -909 | -548 | -1224 | -1853 | 2959 | 0 | 0 | 0 | 48 | 160 | 819 | 3288 | 7318 | 0 | 0 | 7873 | 214 | 1208 | 0 | 347 | 1200 | 0 | 280 | 0 | 1692 | 0 | 0 | 0 | 0 | 0 | 0 | 0
2040-11-16 | 15 | -35 | -19302 | -1679 | -818 | -144 | -150 | -1859 | 2869 | 0 | 0 | 0 | 48 | 160 | 819 | 3288 | 7315 | 0 | 1414 | 4792 | 215 | 1208 | 0 | 335 | 1200 | 0 | 289 | 0 | 226 | 0 | 0 | 0 | 0 | 0 | 0 | 0
2040-11-16 | 16 | 23.49 | -19699 | -1752 | -1072 | 42 | 400 | 0 | 3149 | 0 | 0 | 486 | 53 | 212 | 1022 | 3288 | 7310 | 0 | 1586 | 1615 | 215 | 1214 | 0 | 310 | 1200 | 0 | 422 | 0 | 0 | 0 | 0 | 0 | 0 | 0 | 0 | 0
2040-11-16 | 17 | 23.49 | -20969 | -1893 | -1381 | 518 | 808 | 1273 | 4048 | 0 | 0 | 685 | 53 | 212 | 1022 | 3288 | 7286 | 0 | 1567 | 72 | 218 | 1211 | 0 | 319 | 1200 | 0 | 465 | 0 | 0 | 0 | 0 | 0 | 0 | 0 | 0 | 0
2040-11-16 | 18 | 23.49 | -21969 | -2040 | -1654 | 631 | 1167 | 1526 | 4756 | 0 | 0 | 745 | 53 | 212 | 1006 | 3288 | 7282 | 0 | 1531 | 8 | 218 | 1221 | 0 | 355 | 1200 | 0 | 465 | 0 | 0 | 0 | 0 | 0 | 0 | 0 | 0 | 0
2040-11-16 | 19 | 23.49 | -21724 | -2197 | -1581 | 549 | 1292 | 1549 | 4581 | 0 | 0 | 748 | 53 | 212 | 955 | 3288 | 7304 | 0 | 1482 | 0 | 218 | 1229 | 0 | 376 | 1200 | 0 | 465 | 0 | 0 | 0 | 0 | 0 | 0 | 0 | 0 | 0
2040-11-16 | 20 | 23.49 | -21190 | -2275 | -1109 | 804 | 1009 | 1250 | 4206 | 0 | 0 | 738 | 53 | 212 | 955 | 3288 | 7285 | 0 | 1270 | 0 | 218 | 1227 | 0 | 394 | 1200 | 0 | 465 | 0 | 0 | 0 | 0 | 0 | 0 | 0 | 0 | 0
2040-11-16 | 21 | 23.49 | -20617 | -2359 | -1018 | 470 | 900 | 1549 | 3799 | 0 | 0 | 738 | 53 | 212 | 955 | 3288 | 7304 | 0 | 1207 | 0 | 218 | 1223 | 0 | 412 | 1200 | 0 | 465 | 0 | 0 | 0 | 0 | 0 | 0 | 0 | 0 | 0
2040-11-16 | 22 | 23.49 | -19846 | -2442 | -854 | 230 | 1141 | 1272 | 3255 | 0 | 0 | 725 | 53 | 212 | 955 | 3288 | 7281 | 0 | 1185 | 0 | 218 | 1220 | 0 | 443 | 1200 | 0 | 465 | 0 | 0 | 0 | 0 | 0 | 0 | 0 | 0 | 0
2040-11-16 | 23 | 23.49 | -18809 | -2526 | -709 | 206 | 800 | 1400 | 2520 | 0 | 0 | 685 | 53 | 212 | 955 | 3288 | 7289 | 0 | 1096 | 0 | 218 | 1212 | 0 | 445 | 1200 | 0 | 465 | 0 | 0 | 0 | 0 | 0 | 0 | 0 | 0 | 0
2040-11-16 | 24 | 23.49 | -17801 | -2610 | -582 | 54 | 353 | 736 | 1812 | 0 | 0 | 610 | 53 | 212 | 2019 | 3288 | 7288 | 0 | 1057 | 0 | 209 | 1205 | 0 | 431 | 1200 | 0 | 465 | 0 | 0 | 0 | 0 | 0 | 0 | 0 | 0 | 0
2040-11-17 | 1 | 27.7 | -17032 | -2699 | -672 | 0 | -305 | -782 | 956 | 0 | 0 | 682 | 53 | 319 | 3932 | 3288 | 7277 | 0 | 1076 | 0 | 215 | 1190 | 0 | 837 | 1200 | 0 | 465 | 0 | 0 | 0 | 0 | 0 | 0 | 0 | 0 | 0
2040-11-17 | 2 | 27.7 | -16509 | -2699 | -582 | 0 | 0 | -1200 | 597 | 0 | 0 | 642 | 53 | 335 | 3932 | 3288 | 7300 | 0 | 938 | 0 | 212 | 1181 | 0 | 847 | 1200 | 0 | 465 | 0 | 0 | 0 | 0 | 0 | 0 | 0 | 0 | 0
2040-11-17 | 3 | 27.7 | -16333 | -2788 | -527 | 0 | 0 | -1175 | 528 | 0 | 0 | 642 | 53 | 341 | 3932 | 3288 | 7321 | 0 | 842 | 0 | 208 | 1179 | 0 | 825 | 1200 | 0 | 465 | 0 | 0 | 0 | 0 | 0 | 0 | 0 | 0 | 0
2040-11-17 | 4 | 27.7 | -16265 | -2788 | -472 | 0 | 0 | -821 | 528 | 0 | 0 | 642 | 53 | 341 | 3932 | 3288 | 7307 | 0 | 794 | 0 | 210 | 1182 | 0 | 404 | 1200 | 0 | 465 | 0 | 0 | 0 | 0 | 0 | 0 | 0 | 0 | 0
2040-11-17 | 5 | 27.7 | -16379 | -2788 | -472 | 0 | 0 | -595 | 528 | 0 | 0 | 685 | 53 | 341 | 3932 | 3288 | 7316 | 0 | 660 | 0 | 212 | 1178 | 0 | 376 | 1200 | 0 | 465 | 0 | 0 | 0 | 0 | 0 | 0 | 0 | 0 | 0
2040-11-17 | 6 | 27.7 | -16822 | -2788 | -491 | 0 | 0 | -257 | 814 | 0 | 0 | 738 | 53 | 341 | 4027 | 3288 | 7333 | 0 | 368 | 0 | 216 | 1181 | 0 | 334 | 1200 | 0 | 465 | 0 | 0 | 0 | 0 | 0 | 0 | 0 | 0 | 0
2040-11-17 | 7 | 31.31 | -17578 | -2788 | -545 | 0 | 0 | 0 | 1332 | 0 | 0 | 745 | 53 | 341 | 4197 | 3288 | 7328 | 0 | 257 | 5 | 214 | 1184 | 0 | 303 | 1200 | 0 | 465 | 0 | 0 | 0 | 0 | 0 | 0 | 0 | 0 | 0
2040-11-17 | 8 | 27.7 | -18512 | -2788 | -636 | 0 | 0 | -43 | 1976 | 0 | 0 | 738 | 53 | 341 | 3927 | 3288 | 7336 | 0 | 229 | 743 | 215 | 1182 | 0 | 285 | 1200 | 0 | 465 | 0 | 0 | 0 | 0 | 0 | 0 | 0 | 0 | 0
2040-11-17 | 9 | 27.7 | -19506 | -2610 | -763 | 0 | 0 | -741 | 2658 | 0 | 0 | 554 | 53 | 341 | 3403 | 3288 | 7339 | 0 | 138 | 2461 | 216 | 1197 | 0 | 307 | 1200 | 0 | 465 | 0 | 0 | 0 | 0 | 0 | 0 | 0 | 0 | 0
2040-11-17 | 10 | 27.7 | -20219 | -2359 | -909 | 0 | 0 | -1626 | 3149 | 0 | 0 | 486 | 53 | 341 | 3403 | 3288 | 7341 | 0 | 126 | 3515 | 215 | 1215 | 0 | 315 | 1200 | 0 | 465 | 0 | 0 | 0 | 0 | 0 | 0 | 0 | 0 | 0
2040-11-17 | 11 | 27.7 | -20495 | -2197 | -818 | 0 | 0 | -1716 | 3339 | 0 | 0 | 486 | 53 | 341 | 2190 | 3288 | 7342 | 0 | 166 | 4623 | 215 | 1212 | 0 | 306 | 1200 | 0 | 465 | 0 | 0 | 0 | 0 | 0 | 0 | 0 | 0 | 0
2040-11-17 | 12 | 27.7 | -20608 | -1966 | -909 | 0 | 0 | -1153 | 3419 | 0 | 0 | 486 | 53 | 341 | 1968 | 3288 | 7350 | 0 | 119 | 4201 | 215 | 1211 | 0 | 322 | 1200 | 0 | 465 | 0 | 0 | 0 | 0 | 0 | 0 | 0 | 0 | 0
2040-11-17 | 13 | 27.7 | -20603 | -1820 | -981 | 0 | 0 | -411 | 3413 | 0 | 0 | 486 | 53 | 341 | 1041 | 3288 | 7334 | 0 | 105 | 4334 | 215 | 1209 | 0 | 332 | 1200 | 0 | 465 | 0 | 0 | 0 | 0 | 0 | 0 | 0 | 0 | 0
2040-11-17 | 14 | 37.43 | -20470 | -1752 | -1018 | 0 | 0 | 123 | 3324 | 0 | 0 | 486 | 53 | 341 | 1292 | 3288 | 7341 | 0 | 154 | 3404 | 214 | 1208 | 0 | 347 | 1200 | 0 | 465 | 0 | 0 | 0 | 0 | 0 | 0 | 0 | 0 | 0
2040-11-17 | 15 | 37.43 | -20410 | -1679 | -1054 | 0 | 0 | 1412 | 3281 | 0 | 0 | 517 | 53 | 341 | 1112 | 3288 | 7344 | 0 | 188 | 2182 | 215 | 1208 | 0 | 335 | 1200 | 0 | 465 | 0 | 0 | 0 | 0 | 0 | 0 | 0 | 0 | 0
2040-11-17 | 16 | 38.7 | -20659 | -1679 | -999 | 0 | 224 | 1859 | 3456 | 0 | 0 | 738 | 53 | 341 | 1685 | 3288 | 7347 | 0 | 224 | 719 | 215 | 1214 | 0 | 310 | 1200 | 0 | 465 | 0 | 0 | 0 | 0 | 0 | 0 | 0 | 0 | 0
2040-11-17 | 17 | 37.43 | -21779 | -1752 | -999 | 0 | 0 | 1492 | 4227 | 0 | 0 | 784 | 53 | 341 | 3259 | 3288 | 7350 | 0 | 282 | 42 | 218 | 1211 | 0 | 319 | 1200 | 0 | 465 | 0 | 0 | 0 | 0 | 0 | 0 | 0 | 0 | 0
2040-11-17 | 18 | 37.43 | -22550 | -1752 | -1018 | 0 | 0 | 1638 | 4756 | 0 | 0 | 807 | 53 | 341 | 3286 | 3288 | 7351 | 0 | 333 | 8 | 218 | 1221 | 0 | 355 | 1200 | 0 | 465 | 0 | 0 | 0 | 0 | 0 | 0 | 0 | 0 | 0
2040-11-17 | 19 | 37.43 | -22219 | -1679 | -1054 | 0 | 0 | 1021 | 4528 | 0 | 0 | 784 | 53 | 341 | 3666 | 3288 | 7359 | 0 | 422 | 0 | 218 | 1229 | 0 | 376 | 1200 | 0 | 465 | 0 | 0 | 0 | 0 | 0 | 0 | 0 | 0 | 0
2040-11-17 | 20 | 37.43 | -21406 | -1679 | -981 | 0 | 39 | 240 | 3968 | 0 | 0 | 748 | 53 | 341 | 3986 | 3288 | 7343 | 0 | 557 | 0 | 218 | 1227 | 0 | 394 | 1200 | 0 | 465 | 0 | 0 | 0 | 0 | 0 | 0 | 0 | 0 | 0
2040-11-17 | 21 | 31.31 | -20653 | -1679 | -927 | 0 | 0 | 0 | 3450 | 0 | 0 | 738 | 53 | 335 | 3947 | 3288 | 7356 | 0 | 573 | 0 | 218 | 1223 | 0 | 412 | 1200 | 0 | 465 | 0 | 0 | 0 | 0 | 0 | 0 | 0 | 0 | 0
2040-11-17 | 22 | 19.28 | -19258 | -1679 | -836 | 0 | 0 | 0 | 2489 | 0 | 0 | 685 | 53 | 175 | 3557 | 3288 | 7360 | 0 | 621 | 0 | 218 | 1220 | 0 | 443 | 1200 | 0 | 465 | 0 | 0 | 0 | 0 | 0 | 0 | 0 | 0 | 0
2040-11-17 | 23 | 19.28 | -17761 | -1679 | -836 | 0 | 0 | 0 | 1458 | 0 | 0 | 642 | 53 | 160 | 3262 | 3288 | 7363 | 0 | 510 | 0 | 218 | 1212 | 0 | 445 | 1200 | 0 | 465 | 0 | 0 | 0 | 0 | 0 | 0 | 0 | 0 | 0
2040-11-17 | 24 | 0 | -16499 | -1679 | -763 | 0 | 0 | 0 | 587 | 0 | 0 | 444 | 48 | 160 | 3206 | 3288 | 7367 | 0 | 465 | 0 | 209 | 1205 | 0 | 431 | 1200 | 0 | 332 | 0 | 0 | 0 | 0 | 0 | 0 | 0 | 0 | 0
2040-11-18 | 1 | 21.39 | -15681 | -1820 | -672 | 0 | 0 | -1730 | 528 | 0 | 0 | 486 | 53 | 160 | 3595 | 3288 | 7366 | 0 | 521 | 0 | 215 | 1190 | 0 | 837 | 1200 | 0 | 465 | 0 | 0 | 0 | 0 | 0 | 0 | 0 | 0 | 0
2040-11-18 | 2 | 21.39 | -15253 | -1820 | -582 | 0 | 0 | -1859 | 528 | 0 | 0 | 486 | 53 | 160 | 3125 | 3288 | 7366 | 0 | 603 | 0 | 212 | 1181 | 0 | 847 | 1200 | 0 | 465 | 0 | 0 | 0 | 0 | 0 | 0 | 0 | 0 | 0
2040-11-18 | 3 | 21.39 | -15082 | -1820 | -527 | 0 | 0 | -1446 | 528 | 0 | 0 | 486 | 53 | 160 | 2504 | 3288 | 7369 | 0 | 610 | 0 | 208 | 1179 | 0 | 825 | 1200 | 0 | 465 | 0 | 0 | 0 | 0 | 0 | 0 | 0 | 0 | 0
2040-11-18 | 4 | 21.39 | -15177 | -1752 | -472 | 0 | 0 | -964 | 528 | 0 | 0 | 486 | 53 | 160 | 2370 | 3288 | 7373 | 0 | 646 | 0 | 210 | 1182 | 0 | 404 | 1200 | 0 | 465 | 0 | 0 | 0 | 0 | 0 | 0 | 0 | 0 | 0
2040-11-18 | 5 | 21.39 | -15738 | -1820 | -472 | 0 | 0 | -191 | 528 | 0 | 0 | 486 | 53 | 175 | 2144 | 3288 | 7397 | 0 | 719 | 0 | 212 | 1178 | 0 | 376 | 1200 | 0 | 465 | 0 | 0 | 0 | 0 | 0 | 0 | 0 | 0 | 0
2040-11-18 | 6 | 28.9 | -17255 | -1820 | -491 | 0 | 0 | 176 | 761 | 0 | 0 | 590 | 53 | 335 | 2815 | 3288 | 7398 | 0 | 755 | 0 | 216 | 1181 | 0 | 334 | 1200 | 0 | 465 | 0 | 0 | 0 | 0 | 0 | 0 | 0 | 0 | 0
2040-11-18 | 7 | 28.9 | -19540 | -1820 | -545 | 0 | 0 | 809 | 2288 | 0 | 0 | 719 | 53 | 341 | 2815 | 3288 | 7400 | 0 | 825 | 2 | 214 | 1184 | 0 | 303 | 1200 | 0 | 465 | 0 | 0 | 0 | 0 | 0 | 0 | 0 | 0 | 0
2040-11-18 | 8 | 28.9 | -20897 | -1820 | -636 | 0 | 0 | 715 | 3192 | 0 | 0 | 738 | 53 | 341 | 3173 | 3288 | 7400 | 0 | 872 | 235 | 215 | 1182 | 0 | 285 | 1200 | 0 | 465 | 0 | 0 | 0 | 0 | 0 | 0 | 0 | 0 | 0
2040-11-18 | 9 | 25.6 | -21372 | -1752 | -763 | 0 | 0 | 0 | 3514 | 0 | 0 | 706 | 53 | 335 | 3570 | 3288 | 7396 | 0 | 799 | 843 | 216 | 1197 | 0 | 307 | 1200 | 0 | 465 | 0 | 0 | 0 | 0 | 0 | 0 | 0 | 0 | 0
2040-11-18 | 10 | 23.49 | -21628 | -1679 | -909 | 0 | 0 | 0 | 3683 | 0 | 0 | 642 | 53 | 227 | 3289 | 3288 | 7397 | 0 | 665 | 1563 | 215 | 1215 | 0 | 315 | 1200 | 0 | 465 | 0 | 0 | 0 | 0 | 0 | 0 | 0 | 0 | 0
2040-11-18 | 11 | 23.37 | -21818 | -1679 | -818 | 0 | 0 | 0 | 3810 | 0 | 0 | 590 | 53 | 206 | 3148 | 3288 | 7411 | 0 | 484 | 1927 | 215 | 1212 | 0 | 306 | 1200 | 0 | 465 | 0 | 0 | 0 | 0 | 0 | 0 | 0 | 0 | 0
2040-11-18 | 12 | 21.39 | -21872 | -1611 | -909 | 0 | 0 | -35 | 3847 | 0 | 0 | 589 | 53 | 160 | 3030 | 3288 | 7404 | 0 | 394 | 2249 | 215 | 1211 | 0 | 322 | 1200 | 0 | 465 | 0 | 0 | 0 | 0 | 0 | 0 | 0 | 0 | 0
2040-11-18 | 13 | 21.39 | -21732 | -1480 | -981 | 0 | 0 | -267 | 3752 | 0 | 0 | 531 | 53 | 160 | 3030 | 3288 | 7388 | 0 | 314 | 2524 | 215 | 1209 | 0 | 332 | 1200 | 0 | 465 | 0 | 0 | 0 | 0 | 0 | 0 | 0 | 0 | 0
2040-11-18 | 14 | 21.39 | -21619 | -1480 | -1018 | 0 | 0 | 0 | 3678 | 0 | 0 | 590 | 53 | 175 | 3046 | 3288 | 7384 | 0 | 272 | 2197 | 214 | 1208 | 0 | 347 | 1200 | 0 | 465 | 0 | 0 | 0 | 0 | 0 | 0 | 0 | 0 | 0
2040-11-18 | 15 | 28.9 | -21437 | -1417 | -1054 | 0 | 0 | 139 | 3556 | 0 | 0 | 725 | 53 | 335 | 3456 | 3288 | 7382 | 0 | 290 | 1261 | 215 | 1208 | 0 | 335 | 1200 | 0 | 465 | 0 | 0 | 0 | 0 | 0 | 0 | 0 | 0 | 0
2040-11-18 | 16 | 28.9 | -21522 | -1355 | -999 | 0 | 0 | 438 | 3614 | 0 | 0 | 745 | 53 | 341 | 3687 | 3288 | 7371 | 0 | 325 | 611 | 215 | 1214 | 0 | 310 | 1200 | 0 | 465 | 0 | 0 | 0 | 0 | 0 | 0 | 0 | 0 | 0
2040-11-18 | 17 | 28.9 | -22480 | -1355 | -999 | 0 | 0 | 779 | 4254 | 0 | 0 | 784 | 53 | 341 | 4158 | 3288 | 7371 | 0 | 357 | 37 | 218 | 1211 | 0 | 319 | 1200 | 0 | 465 | 0 | 0 | 0 | 0 | 0 | 0 | 0 | 0 | 0
2040-11-18 | 18 | 28.9 | -23233 | -1417 | -1018 | 0 | 0 | 851 | 4756 | 0 | 0 | 807 | 53 | 341 | 4285 | 3288 | 7386 | 0 | 436 | 8 | 218 | 1221 | 0 | 355 | 1200 | 0 | 465 | 0 | 0 | 0 | 0 | 0 | 0 | 0 | 0 | 0
2040-11-18 | 19 | 28.9 | -22795 | -1417 | -1054 | 0 | 0 | 681 | 4465 | 0 | 0 | 807 | 53 | 341 | 4285 | 3288 | 7383 | 0 | 476 | 0 | 218 | 1229 | 0 | 376 | 1200 | 0 | 465 | 0 | 0 | 0 | 0 | 0 | 0 | 0 | 0 | 0
2040-11-18 | 20 | 28.9 | -22034 | -1417 | -981 | 0 | 0 | 216 | 3952 | 0 | 0 | 784 | 53 | 335 | 4285 | 3288 | 7367 | 0 | 648 | 0 | 218 | 1227 | 0 | 394 | 1200 | 0 | 465 | 0 | 0 | 0 | 0 | 0 | 0 | 0 | 0 | 0
2040-11-18 | 21 | 25.6 | -20976 | -1417 | -927 | 0 | 0 | 0 | 3244 | 0 | 0 | 745 | 53 | 319 | 4163 | 3288 | 7364 | 0 | 625 | 0 | 218 | 1223 | 0 | 412 | 1200 | 0 | 465 | 0 | 0 | 0 | 0 | 0 | 0 | 0 | 0 | 0
2040-11-18 | 22 | 16.23 | -19527 | -1417 | -836 | 0 | 0 | -12 | 2277 | 0 | 0 | 738 | 53 | 160 | 3877 | 3288 | 7243 | 0 | 610 | 0 | 218 | 1220 | 0 | 443 | 1200 | 0 | 465 | 0 | 0 | 0 | 0 | 0 | 0 | 0 | 0 | 0
2040-11-18 | 23 | 16.23 | -17796 | -1417 | -836 | 0 | 0 | -124 | 1120 | 0 | 0 | 685 | 53 | 160 | 3625 | 3288 | 7051 | 0 | 651 | 0 | 218 | 1212 | 0 | 445 | 1200 | 0 | 465 | 0 | 0 | 0 | 0 | 0 | 0 | 0 | 0 | 0
2040-11-18 | 24 | 21.94 | -16390 | -1480 | -763 | 0 | 0 | 100 | 528 | 0 | 0 | 685 | 53 | 160 | 3337 | 3288 | 6293 | 0 | 679 | 0 | 209 | 1205 | 0 | 431 | 1200 | 0 | 465 | 0 | 0 | 0 | 0 | 0 | 0 | 0 | 0 | 0
2040-11-19 | 1 | 33.41 | -15427 | -1480 | -509 | 0 | 0 | -772 | 528 | 0 | 0 | 685 | 53 | 319 | 3765 | 3288 | 4931 | 0 | 711 | 0 | 215 | 1190 | 0 | 837 | 1200 | 0 | 465 | 0 | 0 | 0 | 0 | 0 | 0 | 0 | 0 | 0
2040-11-19 | 2 | 37.34 | -14938 | -1480 | -454 | 0 | 0 | 0 | 528 | 0 | 0 | 784 | 53 | 335 | 4050 | 3288 | 3115 | 0 | 814 | 0 | 212 | 1181 | 0 | 847 | 1200 | 0 | 465 | 0 | 0 | 0 | 0 | 0 | 0 | 0 | 0 | 0
2040-11-19 | 3 | 40.06 | -14700 | -1480 | -400 | 0 | 0 | 0 | 528 | 0 | 0 | 807 | 53 | 341 | 5143 | 3288 | 1761 | 0 | 782 | 0 | 208 | 1179 | 0 | 825 | 1200 | 0 | 465 | 0 | 0 | 0 | 0 | 0 | 0 | 0 | 0 | 0
2040-11-19 | 4 | 41.44 | -14739 | -1548 | -382 | 0 | 0 | 0 | 528 | 0 | 0 | 900 | 53 | 341 | 6018 | 3288 | 930 | 0 | 1150 | 0 | 210 | 1182 | 0 | 404 | 1200 | 0 | 465 | 0 | 0 | 0 | 0 | 0 | 0 | 0 | 0 | 0
2040-11-19 | 5 | 41.82 | -15230 | -1548 | -363 | 0 | 0 | 0 | 528 | 0 | 0 | 1072 | 53 | 341 | 6648 | 3288 | 816 | 0 | 965 | 0 | 212 | 1178 | 0 | 376 | 1200 | 0 | 465 | 0 | 0 | 0 | 0 | 0 | 0 | 0 | 0 | 0
2040-11-19 | 6 | 42.06 | -16620 | -1548 | -382 | 0 | 0 | 0 | 703 | 0 | 0 | 1283 | 53 | 341 | 7986 | 3288 | 716 | 0 | 784 | 0 | 216 | 1181 | 0 | 334 | 1200 | 0 | 465 | 0 | 0 | 0 | 0 | 0 | 0 | 0 | 0 | 0
2040-11-19 | 7 | 43.63 | -18972 | -1548 | -491 | 0 | 0 | 0 | 2330 | 0 | 0 | 1329 | 53 | 341 | 9104 | 3288 | 654 | 0 | 546 | 0 | 214 | 1184 | 0 | 303 | 1200 | 0 | 465 | 0 | 0 | 0 | 0 | 0 | 0 | 0 | 0 | 0
2040-11-19 | 8 | 43.89 | -20256 | -1548 | -600 | 0 | 0 | 0 | 3218 | 0 | 0 | 1329 | 53 | 341 | 9638 | 3288 | 437 | 0 | 441 | 313 | 215 | 1182 | 0 | 285 | 1200 | 0 | 465 | 0 | 0 | 0 | 0 | 0 | 0 | 0 | 0 | 0
2040-11-19 | 9 | 43.59 | -20656 | -1480 | -727 | 0 | 0 | 0 | 3493 | 0 | 0 | 1329 | 53 | 341 | 9271 | 3288 | 386 | 0 | 380 | 938 | 216 | 1197 | 0 | 307 | 1200 | 0 | 465 | 0 | 0 | 0 | 0 | 0 | 0 | 0 | 0 | 0
2040-11-19 | 10 | 43.46 | -20794 | -1480 | -854 | 0 | 0 | 0 | 3588 | 0 | 0 | 1329 | 53 | 341 | 9117 | 3288 | 201 | 0 | 304 | 1498 | 215 | 1215 | 0 | 315 | 1200 | 0 | 465 | 0 | 0 | 0 | 0 | 0 | 0 | 0 | 0 | 0
2040-11-19 | 11 | 42.91 | -20924 | -1417 | -818 | 0 | 0 | 0 | 3678 | 0 | 0 | 1329 | 53 | 341 | 8616 | 3288 | 81 | 0 | 244 | 2132 | 215 | 1212 | 0 | 306 | 1200 | 0 | 465 | 0 | 0 | 0 | 0 | 0 | 0 | 0 | 0 | 0
2040-11-19 | 12 | 42.58 | -20923 | -1355 | -709 | 0 | 0 | 0 | 3678 | 0 | 0 | 1329 | 53 | 341 | 8431 | 3288 | 81 | 0 | 151 | 2221 | 215 | 1211 | 0 | 322 | 1200 | 0 | 465 | 0 | 0 | 0 | 0 | 0 | 0 | 0 | 0 | 0
2040-11-19 | 13 | 42.06 | -20781 | -1297 | -927 | 0 | 0 | 0 | 3577 | 0 | 0 | 1329 | 53 | 341 | 8162 | 3288 | 102 | 0 | 160 | 2572 | 215 | 1209 | 0 | 332 | 1200 | 0 | 465 | 0 | 0 | 0 | 0 | 0 | 0 | 0 | 0 | 0
2040-11-19 | 14 | 42.24 | -20673 | -1240 | -909 | 0 | 0 | 0 | 3503 | 0 | 0 | 1329 | 53 | 341 | 8256 | 3288 | 387 | 0 | 128 | 2102 | 214 | 1208 | 0 | 347 | 1200 | 0 | 465 | 0 | 0 | 0 | 0 | 0 | 0 | 0 | 0 | 0
2040-11-19 | 15 | 42.13 | -20545 | -1240 | -818 | 0 | 0 | 0 | 3413 | 0 | 0 | 1329 | 53 | 341 | 8217 | 3288 | 696 | 0 | 103 | 1740 | 215 | 1208 | 0 | 335 | 1200 | 0 | 465 | 0 | 0 | 0 | 0 | 0 | 0 | 0 | 0 | 0
2040-11-19 | 16 | 43.59 | -20694 | -1240 | -1072 | 0 | 0 | 0 | 3519 | 0 | 0 | 1329 | 53 | 341 | 9269 | 3288 | 1077 | 0 | 88 | 637 | 215 | 1214 | 0 | 310 | 1200 | 0 | 465 | 0 | 0 | 0 | 0 | 0 | 0 | 0 | 0 | 0
2040-11-19 | 17 | 45 | -21670 | -1240 | -1381 | 0 | 0 | 0 | 4195 | 0 | 0 | 1329 | 53 | 341 | 10093 | 3288 | 1450 | 0 | 92 | 36 | 218 | 1211 | 0 | 319 | 1200 | 0 | 465 | 0 | 0 | 0 | 0 | 0 | 0 | 0 | 0 | 0
2040-11-19 | 18 | 45.14 | -22485 | -1297 | -1654 | 0 | 0 | 297 | 4756 | 0 | 0 | 1329 | 53 | 341 | 10212 | 3288 | 1572 | 0 | 121 | 8 | 218 | 1221 | 0 | 355 | 1200 | 0 | 465 | 0 | 0 | 0 | 0 | 0 | 0 | 0 | 0 | 0
2040-11-19 | 19 | 45.14 | -22219 | -1297 | -1581 | 0 | 0 | 274 | 4571 | 0 | 0 | 1329 | 53 | 341 | 10193 | 3288 | 1386 | 0 | 174 | 0 | 218 | 1229 | 0 | 376 | 1200 | 0 | 465 | 0 | 0 | 0 | 0 | 0 | 0 | 0 | 0 | 0
2040-11-19 | 20 | 45.13 | -21537 | -1355 | -1109 | 0 | 0 | 0 | 4100 | 0 | 0 | 1329 | 53 | 341 | 10122 | 3288 | 1068 | 0 | 195 | 0 | 218 | 1227 | 0 | 394 | 1200 | 0 | 465 | 0 | 0 | 0 | 0 | 0 | 0 | 0 | 0 | 0
2040-11-19 | 21 | 44.76 | -20590 | -1355 | -1018 | 0 | 0 | 0 | 3445 | 0 | 0 | 1329 | 53 | 341 | 9967 | 3288 | 891 | 0 | 131 | 0 | 218 | 1223 | 0 | 412 | 1200 | 0 | 465 | 0 | 0 | 0 | 0 | 0 | 0 | 0 | 0 | 0
2040-11-19 | 22 | 43.63 | -19214 | -1355 | -854 | 0 | 0 | 0 | 2499 | 0 | 0 | 1329 | 53 | 341 | 9358 | 3288 | 867 | 0 | 142 | 0 | 218 | 1220 | 0 | 443 | 1200 | 0 | 465 | 0 | 0 | 0 | 0 | 0 | 0 | 0 | 0 | 0
2040-11-19 | 23 | 42.91 | -17564 | -1355 | -709 | 0 | 0 | 0 | 1358 | 0 | 0 | 1329 | 53 | 341 | 8625 | 3288 | 908 | 0 | 185 | 0 | 218 | 1212 | 0 | 445 | 1200 | 0 | 465 | 0 | 0 | 0 | 0 | 0 | 0 | 0 | 0 | 0
2040-11-19 | 24 | 42.06 | -16239 | -1417 | -582 | 0 | 0 | 0 | 528 | 0 | 0 | 1313 | 53 | 341 | 8031 | 3288 | 994 | 0 | 179 | 0 | 209 | 1205 | 0 | 431 | 1200 | 0 | 465 | 0 | 0 | 0 | 0 | 0 | 0 | 0 | 0 | 0
2040-11-20 | 1 | 39.9 | -15177 | -1417 | -509 | 0 | 0 | 0 | 528 | 0 | 0 | 1159 | 53 | 341 | 6415 | 3288 | 1175 | 0 | 237 | 0 | 215 | 1190 | 0 | 837 | 1200 | 0 | 465 | 0 | 0 | 0 | 0 | 0 | 0 | 0 | 0 | 0
2040-11-20 | 2 | 39.22 | -14752 | -1480 | -454 | 0 | 0 | 0 | 528 | 0 | 0 | 1025 | 53 | 341 | 5872 | 3288 | 1434 | 0 | 241 | 0 | 212 | 1181 | 0 | 847 | 1200 | 0 | 465 | 0 | 0 | 0 | 0 | 0 | 0 | 0 | 0 | 0
2040-11-20 | 3 | 39.22 | -14552 | -1480 | -400 | 0 | 0 | 0 | 528 | 0 | 0 | 1025 | 53 | 341 | 5797 | 3288 | 1275 | 0 | 247 | 0 | 208 | 1179 | 0 | 825 | 1200 | 0 | 465 | 0 | 0 | 0 | 0 | 0 | 0 | 0 | 0 | 0
2040-11-20 | 4 | 39.87 | -14564 | -1480 | -382 | 0 | 0 | 0 | 528 | 0 | 0 | 959 | 53 | 341 | 6018 | 3288 | 1484 | 0 | 294 | 0 | 210 | 1182 | 0 | 404 | 1200 | 0 | 465 | 0 | 0 | 0 | 0 | 0 | 0 | 0 | 0 | 0
2040-11-20 | 5 | 40.31 | -15116 | -1480 | -363 | 0 | 0 | 0 | 528 | 0 | 0 | 1025 | 53 | 341 | 6286 | 3288 | 1768 | 0 | 239 | 0 | 212 | 1178 | 0 | 376 | 1200 | 0 | 465 | 0 | 0 | 0 | 0 | 0 | 0 | 0 | 0 | 0
2040-11-20 | 6 | 43.63 | -16595 | -1480 | -382 | 0 | 0 | 0 | 528 | 0 | 0 | 1230 | 53 | 341 | 7755 | 3288 | 1610 | 0 | 255 | 0 | 216 | 1181 | 0 | 334 | 1200 | 0 | 465 | 0 | 0 | 0 | 0 | 0 | 0 | 0 | 0 | 0
2040-11-20 | 7 | 43.82 | -18972 | -1480 | -491 | 0 | 0 | 0 | 2071 | 0 | 0 | 1329 | 53 | 341 | 8691 | 3288 | 1451 | 0 | 353 | 0 | 214 | 1184 | 0 | 303 | 1200 | 0 | 465 | 0 | 0 | 0 | 0 | 0 | 0 | 0 | 0 | 0
2040-11-20 | 8 | 43.61 | -20278 | -1480 | -600 | 0 | 0 | 0 | 2954 | 0 | 0 | 1329 | 53 | 341 | 8921 | 3288 | 1556 | 0 | 378 | 191 | 215 | 1182 | 0 | 285 | 1200 | 0 | 465 | 0 | 0 | 0 | 0 | 0 | 0 | 0 | 0 | 0
2040-11-20 | 9 | 42.44 | -20723 | -1480 | -727 | 0 | 0 | 0 | 3255 | 0 | 0 | 1283 | 53 | 341 | 8039 | 3288 | 2115 | 0 | 484 | 688 | 216 | 1197 | 0 | 307 | 1200 | 0 | 465 | 0 | 0 | 0 | 0 | 0 | 0 | 0 | 0 | 0
2040-11-20 | 10 | 41.05 | -20949 | -1480 | -854 | 0 | 0 | 0 | 3408 | 0 | 0 | 1159 | 53 | 341 | 7298 | 3288 | 2634 | 0 | 411 | 1282 | 215 | 1215 | 0 | 315 | 1200 | 0 | 465 | 0 | 0 | 0 | 0 | 0 | 0 | 0 | 0 | 0
2040-11-20 | 11 | 39.89 | -21139 | -1480 | -818 | 0 | 0 | 0 | 3540 | 0 | 0 | 1072 | 53 | 341 | 6595 | 3288 | 3172 | 0 | 403 | 1575 | 215 | 1212 | 0 | 306 | 1200 | 0 | 465 | 0 | 0 | 0 | 0 | 0 | 0 | 0 | 0 | 0
2040-11-20 | 12 | 37.71 | -21184 | -1480 | -709 | 0 | 0 | 0 | 3572 | 0 | 0 | 872 | 53 | 341 | 5835 | 3288 | 3724 | 0 | 421 | 1855 | 215 | 1211 | 0 | 322 | 1200 | 0 | 465 | 0 | 0 | 0 | 0 | 0 | 0 | 0 | 0 | 0
2040-11-20 | 13 | 37.4 | -21069 | -1417 | -927 | 0 | 0 | 0 | 3493 | 0 | 0 | 807 | 53 | 341 | 5514 | 3288 | 4290 | 0 | 471 | 1736 | 215 | 1209 | 0 | 332 | 1200 | 0 | 465 | 0 | 0 | 0 | 0 | 0 | 0 | 0 | 0 | 0
2040-11-20 | 14 | 37.4 | -21088 | -1417 | -909 | 0 | 0 | 0 | 3503 | 0 | 0 | 807 | 53 | 341 | 5552 | 3288 | 4296 | 0 | 626 | 1514 | 214 | 1208 | 0 | 347 | 1200 | 0 | 465 | 0 | 0 | 0 | 0 | 0 | 0 | 0 | 0 | 0
2040-11-20 | 15 | 37.34 | -20957 | -1417 | -818 | 0 | 0 | 0 | 3413 | 0 | 0 | 807 | 53 | 341 | 5323 | 3288 | 4948 | 0 | 692 | 904 | 215 | 1208 | 0 | 335 | 1200 | 0 | 465 | 0 | 0 | 0 | 0 | 0 | 0 | 0 | 0 | 0
2040-11-20 | 16 | 38.14 | -21090 | -1417 | -1072 | 0 | 0 | 0 | 3509 | 0 | 0 | 807 | 53 | 341 | 5595 | 3288 | 5510 | 0 | 744 | 330 | 215 | 1214 | 0 | 310 | 1200 | 0 | 465 | 0 | 0 | 0 | 0 | 0 | 0 | 0 | 0 | 0
2040-11-20 | 17 | 39.11 | -22128 | -1480 | -1381 | 0 | 0 | 0 | 4211 | 0 | 0 | 836 | 53 | 341 | 5695 | 3288 | 6263 | 0 | 862 | 27 | 218 | 1211 | 0 | 319 | 1200 | 0 | 465 | 0 | 0 | 0 | 0 | 0 | 0 | 0 | 0 | 0
2040-11-20 | 18 | 39.11 | -22936 | -1548 | -1654 | 0 | 0 | 0 | 4756 | 0 | 0 | 836 | 53 | 341 | 5679 | 3288 | 6668 | 0 | 1050 | 8 | 218 | 1221 | 0 | 355 | 1200 | 0 | 465 | 0 | 0 | 0 | 0 | 0 | 0 | 0 | 0 | 0
2040-11-20 | 19 | 37.34 | -22625 | -1548 | -1581 | 0 | 0 | 0 | 4544 | 0 | 0 | 807 | 53 | 341 | 5295 | 3288 | 6478 | 0 | 1460 | 0 | 218 | 1229 | 0 | 376 | 1200 | 0 | 465 | 0 | 0 | 0 | 0 | 0 | 0 | 0 | 0 | 0
2040-11-20 | 20 | 33.82 | -22012 | -1548 | -1109 | 0 | 0 | 0 | 4132 | 0 | 0 | 784 | 53 | 341 | 4641 | 3288 | 6656 | 0 | 1270 | 0 | 218 | 1227 | 0 | 394 | 1200 | 0 | 465 | 0 | 0 | 0 | 0 | 0 | 0 | 0 | 0 | 0
2040-11-20 | 21 | 25.6 | -21098 | -1548 | -1018 | 0 | 0 | 0 | 3509 | 0 | 0 | 745 | 53 | 341 | 4148 | 3288 | 6513 | 0 | 1549 | 0 | 218 | 1223 | 0 | 412 | 1200 | 0 | 465 | 0 | 0 | 0 | 0 | 0 | 0 | 0 | 0 | 0
2040-11-20 | 22 | 24.21 | -19731 | -1548 | -854 | 0 | 0 | 0 | 2584 | 0 | 0 | 728 | 53 | 273 | 3619 | 3288 | 6434 | 0 | 1609 | 0 | 218 | 1220 | 0 | 443 | 1200 | 0 | 465 | 0 | 0 | 0 | 0 | 0 | 0 | 0 | 0 | 0
2040-11-20 | 23 | 23.37 | -18058 | -1548 | -709 | 0 | 0 | 0 | 1453 | 0 | 0 | 590 | 53 | 205 | 3042 | 3288 | 6551 | 0 | 1594 | 0 | 218 | 1212 | 0 | 445 | 1200 | 0 | 465 | 0 | 0 | 0 | 0 | 0 | 0 | 0 | 0 | 0
2040-11-20 | 24 | 24.22 | -16680 | -1611 | -582 | 0 | 0 | 0 | 528 | 0 | 0 | 517 | 53 | 320 | 2439 | 3288 | 6622 | 0 | 1595 | 0 | 209 | 1205 | 0 | 431 | 1200 | 0 | 465 | 0 | 0 | 0 | 0 | 0 | 0 | 0 | 0 | 0
2040-11-21 | 1 | 25.6 | -15819 | -1611 | -509 | -153 | -388 | -467 | 528 | 0 | 0 | 486 | 53 | 341 | 1909 | 3288 | 6808 | 0 | 1627 | 0 | 215 | 1190 | 0 | 837 | 1200 | 0 | 465 | 0 | 0 | 0 | 0 | 0 | 0 | 0 | 0 | 0
2040-11-21 | 2 | 25.6 | -15274 | -1679 | -454 | -80 | -344 | -1208 | 528 | 0 | 0 | 486 | 53 | 341 | 1909 | 3288 | 6871 | 0 | 1658 | 0 | 212 | 1181 | 0 | 847 | 1200 | 0 | 465 | 0 | 0 | 0 | 0 | 0 | 0 | 0 | 0 | 0
2040-11-21 | 3 | 25.6 | -15184 | -1679 | -400 | 0 | -364 | -1500 | 528 | 0 | 0 | 486 | 53 | 341 | 1909 | 3288 | 6964 | 0 | 1680 | 0 | 208 | 1179 | 0 | 825 | 1200 | 0 | 465 | 0 | 0 | 0 | 0 | 0 | 0 | 0 | 0 | 0
2040-11-21 | 4 | 25.6 | -15218 | -1752 | -382 | -92 | -93 | -1130 | 528 | 0 | 0 | 486 | 53 | 341 | 1860 | 3288 | 6976 | 0 | 1675 | 0 | 210 | 1182 | 0 | 404 | 1200 | 0 | 465 | 0 | 0 | 0 | 0 | 0 | 0 | 0 | 0 | 0
2040-11-21 | 5 | 25.6 | -15756 | -1820 | -363 | -17 | 0 | -484 | 528 | 0 | 0 | 486 | 53 | 341 | 1842 | 3288 | 6877 | 0 | 1594 | 0 | 212 | 1178 | 0 | 376 | 1200 | 0 | 465 | 0 | 0 | 0 | 0 | 0 | 0 | 0 | 0 | 0
2040-11-21 | 6 | 25.6 | -17240 | -1820 | -382 | -58 | -30 | -201 | 1374 | 0 | 0 | 488 | 53 | 341 | 2512 | 3288 | 6751 | 0 | 1529 | 0 | 216 | 1181 | 0 | 334 | 1200 | 0 | 465 | 0 | 0 | 0 | 0 | 0 | 0 | 0 | 0 | 0
2040-11-21 | 7 | 25.6 | -19594 | -1820 | -491 | 0 | -35 | 0 | 3033 | 0 | 0 | 590 | 53 | 341 | 3000 | 3288 | 6811 | 0 | 1454 | 4 | 214 | 1184 | 0 | 303 | 1200 | 0 | 465 | 0 | 0 | 0 | 0 | 0 | 0 | 0 | 0 | 0
2040-11-21 | 8 | 25.6 | -20709 | -1820 | -600 | -32 | 0 | -21 | 3820 | 0 | 0 | 629 | 53 | 341 | 3275 | 3288 | 6384 | 0 | 1243 | 801 | 215 | 1182 | 0 | 285 | 1200 | 0 | 465 | 0 | 0 | 0 | 0 | 0 | 0 | 0 | 0 | 0
2040-11-21 | 9 | 25.6 | -20736 | -1679 | -727 | -159 | -207 | -1839 | 3836 | 0 | 0 | 486 | 53 | 335 | 3240 | 3288 | 5952 | 0 | 1069 | 3702 | 216 | 1197 | 0 | 307 | 1200 | 0 | 465 | 0 | 0 | 0 | 0 | 0 | 0 | 0 | 0 | 0
2040-11-21 | 10 | 25.6 | -20427 | -1480 | -854 | -735 | -1907 | -1859 | 3620 | 0 | 0 | 486 | 53 | 319 | 3240 | 3288 | 5098 | 0 | 877 | 6871 | 215 | 1215 | 0 | 315 | 1200 | 0 | 465 | 0 | 0 | 0 | 0 | 0 | 0 | 0 | 0 | 0
2040-11-21 | 11 | 0 | -20315 | -1297 | -818 | -908 | -2000 | -1859 | 3540 | 0 | 0 | 384 | 48 | 160 | 2449 | 3288 | 4577 | 0 | 716 | 8771 | 215 | 1212 | 0 | 306 | 1200 | 0 | 332 | 0 | 0 | 0 | 0 | 0 | 0 | 0 | 0 | 0
2040-11-21 | 12 | -25.32 | -20168 | -1124 | -709 | -908 | -2000 | -1859 | 3440 | 0 | 0 | 214 | 48 | 160 | 2109 | 3288 | 4064 | 0 | 481 | 9705 | 215 | 1211 | 0 | 322 | 1200 | 0 | 311 | 0 | 0 | 0 | 0 | 0 | 0 | 0 | 0 | 0
2040-11-21 | 13 | 25.6 | -19874 | -1015 | -927 | -799 | -1557 | -1725 | 3229 | 0 | 0 | 486 | 53 | 319 | 2243 | 3288 | 3263 | 0 | 456 | 9159 | 215 | 1209 | 0 | 332 | 1200 | 0 | 445 | 0 | 0 | 0 | 0 | 0 | 0 | 0 | 0 | 0
2040-11-21 | 14 | 25.6 | -19679 | -968 | -909 | -131 | -227 | -876 | 3096 | 0 | 0 | 486 | 53 | 335 | 1953 | 3288 | 2372 | 0 | 390 | 7383 | 214 | 1208 | 0 | 347 | 1200 | 0 | 465 | 0 | 0 | 0 | 0 | 0 | 0 | 0 | 0 | 0
2040-11-21 | 15 | 40.98 | -19566 | -915 | -818 | 0 | 0 | 0 | 3012 | 0 | 0 | 748 | 53 | 341 | 4354 | 3288 | 1534 | 0 | 311 | 4235 | 215 | 1208 | 0 | 335 | 1200 | 0 | 465 | 0 | 0 | 0 | 0 | 0 | 0 | 0 | 0 | 0
2040-11-21 | 16 | 42 | -19761 | -915 | -1072 | 114 | 650 | 1170 | 3149 | 0 | 0 | 1207 | 53 | 341 | 5755 | 3288 | 1039 | 0 | 281 | 1299 | 215 | 1214 | 0 | 310 | 1200 | 0 | 465 | 0 | 0 | 0 | 0 | 0 | 0 | 0 | 0 | 0
2040-11-21 | 17 | 42 | -21000 | -1072 | -1381 | 793 | 1339 | 1616 | 4026 | 0 | 0 | 1329 | 53 | 341 | 6277 | 3288 | 656 | 0 | 285 | 38 | 218 | 1211 | 0 | 319 | 1200 | 0 | 465 | 0 | 0 | 0 | 0 | 0 | 0 | 0 | 0 | 0
2040-11-21 | 18 | 42 | -22038 | -1240 | -1654 | 908 | 1825 | 1750 | 4756 | 0 | 0 | 1329 | 53 | 341 | 6587 | 3288 | 335 | 0 | 291 | 8 | 218 | 1221 | 0 | 355 | 1200 | 0 | 465 | 0 | 0 | 0 | 0 | 0 | 0 | 0 | 0 | 0
2040-11-21 | 19 | 42 | -21914 | -1355 | -1581 | 908 | 1700 | 1744 | 4666 | 0 | 0 | 1329 | 53 | 341 | 6849 | 3288 | 167 | 0 | 317 | 0 | 218 | 1229 | 0 | 376 | 1200 | 0 | 465 | 0 | 0 | 0 | 0 | 0 | 0 | 0 | 0 | 0
2040-11-21 | 20 | 42 | -21414 | -1355 | -1109 | 380 | 1000 | 1629 | 4317 | 0 | 0 | 1329 | 53 | 341 | 7693 | 3288 | 136 | 0 | 207 | 0 | 218 | 1227 | 0 | 394 | 1200 | 0 | 465 | 0 | 0 | 0 | 0 | 0 | 0 | 0 | 0 | 0
2040-11-21 | 21 | 42 | -20640 | -1417 | -1018 | 153 | 828 | 1621 | 3773 | 0 | 0 | 1329 | 53 | 341 | 7689 | 3288 | 200 | 0 | 284 | 0 | 218 | 1223 | 0 | 412 | 1200 | 0 | 465 | 0 | 0 | 0 | 0 | 0 | 0 | 0 | 0 | 0
2040-11-21 | 22 | 42 | -19369 | -1417 | -854 | 247 | 378 | 1031 | 2874 | 0 | 0 | 1329 | 53 | 341 | 7650 | 3288 | 449 | 0 | 453 | 0 | 218 | 1220 | 0 | 443 | 1200 | 0 | 465 | 0 | 0 | 0 | 0 | 0 | 0 | 0 | 0 | 0
2040-11-21 | 23 | 42 | -17707 | -1480 | -709 | 0 | 150 | 560 | 1701 | 0 | 0 | 1329 | 53 | 341 | 7650 | 3288 | 630 | 0 | 653 | 0 | 218 | 1212 | 0 | 445 | 1200 | 0 | 465 | 0 | 0 | 0 | 0 | 0 | 0 | 0 | 0 | 0
2040-11-21 | 24 | 41.44 | -16276 | -1417 | -582 | 0 | 0 | 0 | 697 | 0 | 0 | 1160 | 53 | 341 | 7389 | 3288 | 947 | 0 | 890 | 0 | 209 | 1205 | 0 | 431 | 1200 | 0 | 465 | 0 | 0 | 0 | 0 | 0 | 0 | 0 | 0 | 0
2040-11-22 | 1 | 38.05 | -15315 | -1355 | -509 | 0 | 0 | 0 | 528 | 0 | 0 | 1025 | 53 | 341 | 5838 | 3288 | 1202 | 0 | 995 | 0 | 215 | 1190 | 0 | 837 | 1200 | 0 | 465 | 0 | 0 | 0 | 0 | 0 | 0 | 0 | 0 | 0
2040-11-22 | 2 | 37.72 | -14757 | -1355 | -454 | 0 | 0 | 0 | 528 | 0 | 0 | 807 | 53 | 341 | 5012 | 3288 | 1621 | 0 | 1012 | 0 | 212 | 1181 | 0 | 847 | 1200 | 0 | 465 | 0 | 0 | 0 | 0 | 0 | 0 | 0 | 0 | 0
2040-11-22 | 3 | 30.24 | -14487 | -1355 | -400 | 0 | 0 | 0 | 528 | 0 | 0 | 748 | 53 | 341 | 3961 | 3288 | 2393 | 0 | 1052 | 0 | 208 | 1179 | 0 | 825 | 1200 | 0 | 465 | 0 | 0 | 0 | 0 | 0 | 0 | 0 | 0 | 0
2040-11-22 | 4 | 29.8 | -14447 | -1240 | -382 | 0 | 0 | 0 | 528 | 0 | 0 | 638 | 53 | 341 | 3108 | 3288 | 3554 | 0 | 1097 | 0 | 210 | 1182 | 0 | 404 | 1200 | 0 | 465 | 0 | 0 | 0 | 0 | 0 | 0 | 0 | 0 | 0
2040-11-22 | 5 | 29.05 | -14874 | -1182 | -363 | 0 | 0 | -356 | 528 | 0 | 0 | 486 | 53 | 341 | 2405 | 3288 | 4990 | 0 | 1253 | 0 | 212 | 1178 | 0 | 376 | 1200 | 0 | 465 | 0 | 0 | 0 | 0 | 0 | 0 | 0 | 0 | 0
2040-11-22 | 6 | 29.05 | -16155 | -1124 | -382 | 0 | 0 | -125 | 734 | 0 | 0 | 500 | 53 | 341 | 2405 | 3288 | 5777 | 0 | 1292 | 0 | 216 | 1181 | 0 | 334 | 1200 | 0 | 465 | 0 | 0 | 0 | 0 | 0 | 0 | 0 | 0 | 0
2040-11-22 | 7 | 29.05 | -18405 | -1072 | -491 | 0 | 0 | -185 | 2336 | 0 | 0 | 486 | 53 | 341 | 2215 | 3288 | 6717 | 0 | 1349 | 2 | 214 | 1184 | 0 | 303 | 1200 | 0 | 465 | 0 | 0 | 0 | 0 | 0 | 0 | 0 | 0 | 0
2040-11-22 | 8 | 29.05 | -19670 | -1015 | -600 | 0 | 0 | -331 | 3234 | 0 | 0 | 486 | 53 | 341 | 2215 | 3288 | 7132 | 0 | 1326 | 194 | 215 | 1182 | 0 | 285 | 1200 | 0 | 465 | 0 | 0 | 0 | 0 | 0 | 0 | 0 | 0 | 0
2040-11-22 | 9 | 29.05 | -20091 | -1015 | -727 | 0 | 0 | -421 | 3535 | 0 | 0 | 486 | 53 | 341 | 2215 | 3288 | 7281 | 0 | 1134 | 536 | 216 | 1197 | 0 | 307 | 1200 | 0 | 465 | 0 | 0 | 0 | 0 | 0 | 0 | 0 | 0 | 0
2040-11-22 | 10 | 29.05 | -20255 | -968 | -854 | 0 | 0 | -791 | 3651 | 0 | 0 | 486 | 53 | 341 | 2215 | 3288 | 7296 | 0 | 1151 | 976 | 215 | 1215 | 0 | 315 | 1200 | 0 | 465 | 0 | 0 | 0 | 0 | 0 | 0 | 0 | 0 | 0
2040-11-22 | 11 | 29.05 | -20404 | -915 | -818 | 0 | 0 | -210 | 3757 | 0 | 0 | 486 | 53 | 341 | 864 | 3288 | 7291 | 0 | 1100 | 1770 | 215 | 1212 | 0 | 306 | 1200 | 0 | 465 | 0 | 0 | 0 | 0 | 0 | 0 | 0 | 0 | 0
2040-11-22 | 12 | 29.05 | -20400 | -868 | -709 | 0 | 0 | -47 | 3757 | 0 | 0 | 486 | 53 | 341 | 864 | 3288 | 7259 | 0 | 1102 | 1461 | 215 | 1211 | 0 | 322 | 1200 | 0 | 465 | 0 | 0 | 0 | 0 | 0 | 0 | 0 | 0 | 0
2040-11-22 | 13 | 37.34 | -20346 | -821 | -927 | 0 | 0 | 0 | 3715 | 0 | 0 | 486 | 53 | 341 | 1078 | 3288 | 7261 | 0 | 1140 | 1312 | 215 | 1209 | 0 | 332 | 1200 | 0 | 465 | 0 | 0 | 0 | 0 | 0 | 0 | 0 | 0 | 0
2040-11-22 | 14 | 39.26 | -20398 | -821 | -909 | 0 | 0 | 519 | 3752 | 0 | 0 | 486 | 53 | 341 | 1138 | 3288 | 7264 | 0 | 1178 | 676 | 214 | 1208 | 0 | 347 | 1200 | 0 | 465 | 0 | 0 | 0 | 0 | 0 | 0 | 0 | 0 | 0
2040-11-22 | 15 | 39.26 | -20331 | -968 | -818 | 0 | 0 | 503 | 3704 | 0 | 0 | 486 | 53 | 341 | 1283 | 3288 | 7255 | 0 | 1391 | 390 | 215 | 1208 | 0 | 335 | 1200 | 0 | 465 | 0 | 0 | 0 | 0 | 0 | 0 | 0 | 0 | 0
2040-11-22 | 16 | 39.26 | -20512 | -1124 | -1072 | 0 | 0 | 627 | 3836 | 0 | 0 | 486 | 53 | 341 | 1428 | 3288 | 7262 | 0 | 1772 | 212 | 215 | 1214 | 0 | 310 | 1200 | 0 | 465 | 0 | 0 | 0 | 0 | 0 | 0 | 0 | 0 | 0
2040-11-22 | 17 | 35.45 | -21233 | -1182 | -1381 | 0 | 0 | 0 | 4349 | 0 | 0 | 517 | 53 | 341 | 2469 | 3288 | 7265 | 0 | 2073 | 29 | 218 | 1211 | 0 | 319 | 1200 | 0 | 465 | 0 | 0 | 0 | 0 | 0 | 0 | 0 | 0 | 0
2040-11-22 | 18 | 39.26 | -21805 | -1240 | -1654 | 0 | 0 | 174 | 4756 | 0 | 0 | 590 | 53 | 341 | 2646 | 3288 | 7285 | 0 | 2100 | 8 | 218 | 1221 | 0 | 355 | 1200 | 0 | 465 | 0 | 0 | 0 | 0 | 0 | 0 | 0 | 0 | 0
2040-11-22 | 19 | 38.14 | -21448 | -1297 | -1581 | 0 | 0 | 0 | 4502 | 0 | 0 | 554 | 53 | 325 | 2683 | 3288 | 7289 | 0 | 2143 | 0 | 218 | 1229 | 0 | 376 | 1200 | 0 | 465 | 0 | 0 | 0 | 0 | 0 | 0 | 0 | 0 | 0
2040-11-22 | 20 | 0 | -20835 | -1355 | -1109 | 0 | 0 | 0 | 4063 | 0 | 0 | 441 | 48 | 166 | 2554 | 3288 | 7270 | 0 | 2097 | 0 | 218 | 1227 | 0 | 394 | 1200 | 0 | 332 | 0 | 0 | 0 | 0 | 0 | 0 | 0 | 0 | 0
2040-11-22 | 21 | 0 | -20174 | -1417 | -1018 | 0 | 0 | 0 | 3593 | 0 | 0 | 231 | 48 | 160 | 2554 | 3288 | 7270 | 0 | 2123 | 0 | 218 | 1223 | 0 | 412 | 1200 | 0 | 289 | 0 | 0 | 0 | 0 | 0 | 0 | 0 | 0 | 0
2040-11-22 | 22 | 0 | -19202 | -1548 | -854 | 0 | 0 | -355 | 2901 | 0 | 0 | 214 | 48 | 160 | 2554 | 3288 | 7255 | 0 | 2177 | 0 | 218 | 1220 | 0 | 443 | 1200 | 0 | 280 | 0 | 0 | 0 | 0 | 0 | 0 | 0 | 0 | 0
2040-11-22 | 23 | 0 | -17962 | -1611 | -709 | 0 | 0 | -421 | 2018 | 0 | 0 | 214 | 48 | 160 | 2241 | 3288 | 7260 | 0 | 2118 | 0 | 218 | 1212 | 0 | 445 | 1200 | 0 | 280 | 0 | 0 | 0 | 0 | 0 | 0 | 0 | 0 | 0
2040-11-22 | 24 | 0 | -16817 | -1679 | -582 | 0 | 0 | -414 | 1205 | 0 | 0 | 214 | 48 | 160 | 1916 | 3288 | 7262 | 0 | 2074 | 0 | 209 | 1205 | 0 | 431 | 1200 | 0 | 280 | 0 | 0 | 0 | 0 | 0 | 0 | 0 | 0 | 0
2040-11-23 | 1 | 25.27 | -15884 | -1752 | -509 | -186 | -1328 | -691 | 1078 | 0 | 0 | 486 | 53 | 319 | 1927 | 3288 | 7261 | 0 | 2082 | 0 | 215 | 1190 | 0 | 837 | 1200 | 0 | 414 | 0 | 0 | 0 | 0 | 0 | 0 | 0 | 0 | 0
2040-11-23 | 2 | 25.27 | -15435 | -1820 | -454 | -541 | -320 | -1498 | 745 | 0 | 0 | 486 | 53 | 335 | 1927 | 3288 | 7256 | 0 | 2084 | 0 | 212 | 1181 | 0 | 847 | 1200 | 0 | 456 | 0 | 0 | 0 | 0 | 0 | 0 | 0 | 0 | 0
2040-11-23 | 3 | 25.27 | -15182 | -1893 | -400 | -123 | -300 | -1515 | 555 | 0 | 0 | 486 | 53 | 341 | 1607 | 3288 | 7159 | 0 | 2048 | 0 | 208 | 1179 | 0 | 825 | 1200 | 0 | 465 | 0 | 0 | 0 | 0 | 0 | 0 | 0 | 0 | 0
2040-11-23 | 4 | 25.27 | -15146 | -1893 | -382 | 0 | -151 | -1168 | 528 | 0 | 0 | 486 | 53 | 341 | 1607 | 3288 | 6885 | 0 | 2092 | 0 | 210 | 1182 | 0 | 404 | 1200 | 0 | 465 | 0 | 0 | 0 | 0 | 0 | 0 | 0 | 0 | 0
2040-11-23 | 5 | 25.27 | -15388 | -1966 | -363 | -150 | -236 | -673 | 708 | 0 | 0 | 486 | 53 | 341 | 1808 | 3288 | 6577 | 0 | 2086 | 0 | 212 | 1178 | 0 | 376 | 1200 | 0 | 465 | 0 | 0 | 0 | 0 | 0 | 0 | 0 | 0 | 0
2040-11-23 | 6 | 25.27 | -16050 | -1966 | -382 | -166 | 0 | -876 | 1205 | 0 | 0 | 486 | 53 | 341 | 2243 | 3288 | 6438 | 0 | 1991 | 0 | 216 | 1181 | 0 | 334 | 1200 | 0 | 465 | 0 | 0 | 0 | 0 | 0 | 0 | 0 | 0 | 0
2040-11-23 | 7 | 25.6 | -17143 | -1966 | -491 | 0 | 0 | 0 | 2018 | 0 | 0 | 517 | 53 | 341 | 2539 | 3288 | 5550 | 0 | 1928 | 0 | 214 | 1184 | 0 | 303 | 1200 | 0 | 465 | 0 | 0 | 0 | 0 | 0 | 0 | 0 | 0 | 0
2040-11-23 | 8 | 34.15 | -18212 | -2040 | -600 | 0 | 0 | 64 | 2816 | 0 | 0 | 590 | 53 | 341 | 2881 | 3288 | 4746 | 0 | 1961 | 766 | 215 | 1182 | 0 | 285 | 1200 | 0 | 465 | 0 | 0 | 0 | 0 | 0 | 0 | 0 | 0 | 0
2040-11-23 | 9 | 25.27 | -19056 | -1893 | -727 | 0 | -290 | -1140 | 3445 | 0 | 0 | 486 | 53 | 341 | 2533 | 3288 | 3965 | 0 | 1941 | 3670 | 216 | 1197 | 0 | 307 | 1200 | 0 | 465 | 0 | 0 | 0 | 0 | 0 | 0 | 0 | 0 | 0
2040-11-23 | 10 | 25.27 | -19357 | -1679 | -854 | -788 | -1850 | -904 | 3672 | 0 | 0 | 486 | 53 | 341 | 1960 | 3288 | 3348 | 0 | 1973 | 6901 | 215 | 1215 | 0 | 315 | 1200 | 0 | 465 | 0 | 0 | 0 | 0 | 0 | 0 | 0 | 0 | 0
2040-11-23 | 11 | 25.27 | -19438 | -1548 | -818 | -858 | -1711 | -1859 | 3731 | 0 | 0 | 486 | 53 | 341 | 1624 | 3288 | 2734 | 0 | 1977 | 8601 | 215 | 1212 | 0 | 306 | 1200 | 0 | 465 | 0 | 0 | 0 | 0 | 0 | 0 | 0 | 0 | 0
2040-11-23 | 12 | 25.27 | -19266 | -1417 | -709 | -626 | -1678 | -1859 | 3604 | 0 | 0 | 486 | 53 | 341 | 1286 | 3288 | 1924 | 0 | 1922 | 9239 | 215 | 1211 | 0 | 322 | 1200 | 0 | 465 | 0 | 0 | 0 | 0 | 0 | 0 | 0 | 0 | 0
2040-11-23 | 13 | 25.27 | -18922 | -1297 | -927 | -161 | -1286 | -1544 | 3345 | 0 | 0 | 486 | 53 | 341 | 1041 | 3288 | 1508 | 0 | 1714 | 8940 | 215 | 1209 | 0 | 332 | 1200 | 0 | 465 | 0 | 0 | 0 | 0 | 0 | 0 | 0 | 0 | 0
2040-11-23 | 14 | 25.27 | -18449 | -1182 | -909 | 0 | 0 | -196 | 2991 | 0 | 0 | 486 | 53 | 341 | 606 | 3288 | 1050 | 0 | 1473 | 7014 | 214 | 1208 | 0 | 347 | 1200 | 0 | 465 | 0 | 0 | 0 | 0 | 0 | 0 | 0 | 0 | 0
2040-11-23 | 15 | 39.11 | -18436 | -1182 | -818 | 0 | 144 | 1103 | 2985 | 0 | 0 | 728 | 53 | 341 | 2476 | 3288 | 908 | 0 | 1386 | 3601 | 215 | 1208 | 0 | 335 | 1200 | 0 | 465 | 0 | 0 | 0 | 0 | 0 | 0 | 0 | 0 | 0
2040-11-23 | 16 | 39.11 | -18727 | -1182 | -1072 | 523 | 1129 | 1273 | 3202 | 0 | 0 | 1072 | 53 | 341 | 3637 | 3288 | 897 | 0 | 1318 | 845 | 215 | 1214 | 0 | 310 | 1200 | 0 | 465 | 0 | 0 | 0 | 0 | 0 | 0 | 0 | 0 | 0
2040-11-23 | 17 | 39.11 | -19959 | -1297 | -1381 | 845 | 1299 | 1549 | 4122 | 0 | 0 | 1207 | 53 | 341 | 4043 | 3288 | 1225 | 0 | 1226 | 28 | 218 | 1211 | 0 | 319 | 1200 | 0 | 465 | 0 | 0 | 0 | 0 | 0 | 0 | 0 | 0 | 0
2040-11-23 | 18 | 39.11 | -20812 | -1417 | -1654 | 695 | 1542 | 1549 | 4756 | 0 | 0 | 1329 | 53 | 341 | 4699 | 3288 | 1250 | 0 | 915 | 8 | 218 | 1221 | 0 | 355 | 1200 | 0 | 465 | 0 | 0 | 0 | 0 | 0 | 0 | 0 | 0 | 0
2040-11-23 | 19 | 39.11 | -20479 | -1480 | -1581 | 660 | 1335 | 1063 | 4507 | 0 | 0 | 1329 | 53 | 341 | 5284 | 3288 | 1461 | 0 | 732 | 0 | 218 | 1229 | 0 | 376 | 1200 | 0 | 465 | 0 | 0 | 0 | 0 | 0 | 0 | 0 | 0 | 0
2040-11-23 | 20 | 39.11 | -19897 | -1548 | -1109 | 289 | 975 | 627 | 4074 | 0 | 0 | 1283 | 53 | 341 | 5952 | 3288 | 1523 | 0 | 645 | 0 | 218 | 1227 | 0 | 394 | 1200 | 0 | 465 | 0 | 0 | 0 | 0 | 0 | 0 | 0 | 0 | 0
2040-11-23 | 21 | 39.11 | -19269 | -1548 | -1018 | 41 | 395 | 1133 | 3604 | 0 | 0 | 1207 | 53 | 341 | 5882 | 3288 | 1798 | 0 | 575 | 0 | 218 | 1223 | 0 | 412 | 1200 | 0 | 465 | 0 | 0 | 0 | 0 | 0 | 0 | 0 | 0 | 0
2040-11-23 | 22 | 39.11 | -18415 | -1548 | -854 | 0 | 460 | 1272 | 2970 | 0 | 0 | 1207 | 53 | 341 | 5853 | 3288 | 1339 | 0 | 490 | 0 | 218 | 1220 | 0 | 443 | 1200 | 0 | 465 | 0 | 0 | 0 | 0 | 0 | 0 | 0 | 0 | 0
2040-11-23 | 23 | 39.11 | -17310 | -1611 | -709 | 43 | 388 | 973 | 2145 | 0 | 0 | 1160 | 53 | 341 | 5853 | 3288 | 1413 | 0 | 433 | 0 | 218 | 1212 | 0 | 445 | 1200 | 0 | 465 | 0 | 0 | 0 | 0 | 0 | 0 | 0 | 0 | 0
2040-11-23 | 24 | 39.11 | -16187 | -1611 | -582 | 0 | 203 | 578 | 1305 | 0 | 0 | 1081 | 53 | 341 | 5788 | 3288 | 1864 | 0 | 368 | 0 | 209 | 1205 | 0 | 431 | 1200 | 0 | 465 | 0 | 0 | 0 | 0 | 0 | 0 | 0 | 0 | 0
2040-11-24 | 1 | 37.72 | -15332 | -1611 | -672 | 0 | 0 | 0 | 528 | 0 | 0 | 1022 | 53 | 341 | 5715 | 3288 | 2485 | 0 | 277 | 0 | 215 | 1190 | 0 | 837 | 1200 | 0 | 465 | 0 | 0 | 0 | 0 | 0 | 0 | 0 | 0 | 0
2040-11-24 | 2 | 34.28 | -14750 | -1611 | -582 | 0 | 0 | 0 | 528 | 0 | 0 | 807 | 53 | 341 | 4589 | 3288 | 3205 | 0 | 226 | 0 | 212 | 1181 | 0 | 847 | 1200 | 0 | 465 | 0 | 0 | 0 | 0 | 0 | 0 | 0 | 0 | 0
2040-11-24 | 3 | 31.31 | -14424 | -1611 | -527 | 0 | 0 | 0 | 528 | 0 | 0 | 784 | 53 | 341 | 4356 | 3288 | 3131 | 0 | 203 | 0 | 208 | 1179 | 0 | 825 | 1200 | 0 | 465 | 0 | 0 | 0 | 0 | 0 | 0 | 0 | 0 | 0
2040-11-24 | 4 | 38.05 | -14329 | -1679 | -472 | 0 | 0 | 0 | 528 | 0 | 0 | 791 | 53 | 341 | 4912 | 3288 | 2939 | 0 | 167 | 0 | 210 | 1182 | 0 | 404 | 1200 | 0 | 465 | 0 | 0 | 0 | 0 | 0 | 0 | 0 | 0 | 0
2040-11-24 | 5 | 24.21 | -14426 | -1679 | -472 | 0 | 0 | -242 | 528 | 0 | 0 | 682 | 53 | 305 | 3576 | 3288 | 4808 | 0 | 149 | 0 | 212 | 1178 | 0 | 376 | 1200 | 0 | 465 | 0 | 0 | 0 | 0 | 0 | 0 | 0 | 0 | 0
2040-11-24 | 6 | 24.21 | -14829 | -1679 | -491 | 0 | 0 | -316 | 528 | 0 | 0 | 486 | 53 | 305 | 2562 | 3288 | 6562 | 0 | 134 | 0 | 216 | 1181 | 0 | 334 | 1200 | 0 | 465 | 0 | 0 | 0 | 0 | 0 | 0 | 0 | 0 | 0
2040-11-24 | 7 | 24.21 | -15598 | -1611 | -545 | 0 | 0 | -273 | 528 | 0 | 0 | 489 | 53 | 305 | 2562 | 3288 | 7302 | 0 | 135 | 0 | 214 | 1184 | 0 | 303 | 1200 | 0 | 465 | 0 | 0 | 0 | 0 | 0 | 0 | 0 | 0 | 0
2040-11-24 | 8 | 27.7 | -16577 | -1611 | -636 | 0 | 0 | 0 | 988 | 0 | 0 | 517 | 53 | 341 | 2580 | 3288 | 7336 | 0 | 225 | 149 | 215 | 1182 | 0 | 285 | 1200 | 0 | 465 | 0 | 0 | 0 | 0 | 0 | 0 | 0 | 0 | 0
2040-11-24 | 9 | 27.7 | -17874 | -1548 | -763 | 0 | 0 | 0 | 1908 | 0 | 0 | 517 | 53 | 341 | 2558 | 3288 | 7332 | 0 | 294 | 510 | 216 | 1197 | 0 | 307 | 1200 | 0 | 465 | 0 | 0 | 0 | 0 | 0 | 0 | 0 | 0 | 0
2040-11-24 | 10 | 25.6 | -18940 | -1480 | -909 | 0 | 0 | 0 | 2663 | 0 | 0 | 517 | 53 | 341 | 2481 | 3288 | 7295 | 0 | 412 | 869 | 215 | 1215 | 0 | 315 | 1200 | 0 | 465 | 0 | 0 | 0 | 0 | 0 | 0 | 0 | 0 | 0
2040-11-24 | 11 | 24.21 | -19623 | -1417 | -818 | 0 | 0 | -60 | 3149 | 0 | 0 | 517 | 53 | 304 | 2463 | 3288 | 7293 | 0 | 468 | 985 | 215 | 1212 | 0 | 306 | 1200 | 0 | 465 | 0 | 0 | 0 | 0 | 0 | 0 | 0 | 0 | 0
2040-11-24 | 12 | 24.21 | -20094 | -1417 | -909 | 0 | 0 | -369 | 3482 | 0 | 0 | 590 | 53 | 304 | 3251 | 3288 | 7028 | 0 | 474 | 907 | 215 | 1211 | 0 | 322 | 1200 | 0 | 465 | 0 | 0 | 0 | 0 | 0 | 0 | 0 | 0 | 0
2040-11-24 | 13 | 32.72 | -20377 | -1417 | -981 | 0 | 0 | 932 | 3683 | 0 | 0 | 784 | 53 | 341 | 3784 | 3288 | 5213 | 0 | 416 | 861 | 215 | 1209 | 0 | 332 | 1200 | 0 | 465 | 0 | 0 | 0 | 0 | 0 | 0 | 0 | 0 | 0
2040-11-24 | 14 | 24.21 | -20433 | -1355 | -1018 | 0 | 0 | 0 | 3720 | 0 | 0 | 728 | 53 | 259 | 3795 | 3288 | 6484 | 0 | 376 | 669 | 214 | 1208 | 0 | 347 | 1200 | 0 | 465 | 0 | 0 | 0 | 0 | 0 | 0 | 0 | 0 | 0
2040-11-24 | 15 | 19.28 | -20420 | -1417 | -1054 | 0 | 0 | 0 | 3715 | 0 | 0 | 685 | 53 | 166 | 3584 | 3288 | 6949 | 0 | 438 | 591 | 215 | 1208 | 0 | 335 | 1200 | 0 | 465 | 0 | 0 | 0 | 0 | 0 | 0 | 0 | 0 | 0
2040-11-24 | 16 | 17.91 | -20656 | -1417 | -999 | 0 | 0 | -143 | 3878 | 0 | 0 | 642 | 53 | 160 | 3545 | 3288 | 7125 | 0 | 765 | 357 | 215 | 1214 | 0 | 310 | 1200 | 0 | 465 | 0 | 0 | 0 | 0 | 0 | 0 | 0 | 0 | 0
2040-11-24 | 17 | 24.21 | -21538 | -1417 | -999 | 0 | 0 | 106 | 4507 | 0 | 0 | 738 | 53 | 263 | 3795 | 3288 | 6881 | 0 | 888 | 22 | 218 | 1211 | 0 | 319 | 1200 | 0 | 465 | 0 | 0 | 0 | 0 | 0 | 0 | 0 | 0 | 0
2040-11-24 | 18 | 24.21 | -21890 | -1480 | -1018 | 0 | 0 | 0 | 4756 | 0 | 0 | 728 | 53 | 261 | 3685 | 3288 | 6999 | 0 | 1151 | 8 | 218 | 1221 | 0 | 355 | 1200 | 0 | 465 | 0 | 0 | 0 | 0 | 0 | 0 | 0 | 0 | 0
2040-11-24 | 19 | 19.28 | -21461 | -1480 | -1054 | 0 | 0 | 0 | 4449 | 0 | 0 | 642 | 53 | 160 | 3273 | 3288 | 7319 | 0 | 1324 | 0 | 218 | 1229 | 0 | 376 | 1200 | 0 | 465 | 0 | 0 | 0 | 0 | 0 | 0 | 0 | 0 | 0
2040-11-24 | 20 | 15.83 | -20727 | -1480 | -981 | 0 | 0 | -65 | 3931 | 0 | 0 | 554 | 53 | 160 | 2876 | 3288 | 7348 | 0 | 1540 | 0 | 218 | 1227 | 0 | 394 | 1200 | 0 | 465 | 0 | 0 | 0 | 0 | 0 | 0 | 0 | 0 | 0
2040-11-24 | 21 | 15.83 | -20007 | -1480 | -927 | 0 | 0 | -71 | 3419 | 0 | 0 | 517 | 53 | 160 | 2574 | 3288 | 7321 | 0 | 1635 | 0 | 218 | 1223 | 0 | 412 | 1200 | 0 | 465 | 0 | 0 | 0 | 0 | 0 | 0 | 0 | 0 | 0
2040-11-24 | 22 | 15.83 | -18700 | -1417 | -836 | 0 | 0 | -7 | 2494 | 0 | 0 | 486 | 53 | 160 | 1901 | 3288 | 7321 | 0 | 1712 | 0 | 218 | 1220 | 0 | 443 | 1200 | 0 | 465 | 0 | 0 | 0 | 0 | 0 | 0 | 0 | 0 | 0
2040-11-24 | 23 | 15.83 | -17208 | -1417 | -836 | 0 | 0 | -35 | 1437 | 0 | 0 | 486 | 53 | 160 | 1573 | 3288 | 7321 | 0 | 1638 | 0 | 218 | 1212 | 0 | 445 | 1200 | 0 | 465 | 0 | 0 | 0 | 0 | 0 | 0 | 0 | 0 | 0
2040-11-24 | 24 | 21.39 | -15911 | -1417 | -763 | 0 | 0 | 131 | 528 | 0 | 0 | 486 | 53 | 160 | 868 | 3288 | 7311 | 0 | 1757 | 0 | 209 | 1205 | 0 | 431 | 1200 | 0 | 465 | 0 | 0 | 0 | 0 | 0 | 0 | 0 | 0 | 0
2040-11-25 | 1 | 23.49 | -15138 | -1417 | -672 | -40 | -740 | -740 | 528 | 0 | 0 | 486 | 53 | 212 | 951 | 3288 | 7306 | 0 | 2017 | 0 | 215 | 1190 | 0 | 837 | 1200 | 0 | 465 | 0 | 0 | 0 | 0 | 0 | 0 | 0 | 0 | 0
2040-11-25 | 2 | 23.49 | -14696 | -1417 | -582 | -98 | -352 | -1498 | 528 | 0 | 0 | 486 | 53 | 212 | 821 | 3288 | 7305 | 0 | 2046 | 0 | 212 | 1181 | 0 | 847 | 1200 | 0 | 465 | 0 | 0 | 0 | 0 | 0 | 0 | 0 | 0 | 0
2040-11-25 | 3 | 23.49 | -14548 | -1480 | -527 | -470 | -254 | -1500 | 528 | 0 | 0 | 486 | 53 | 212 | 934 | 3288 | 7305 | 0 | 2097 | 0 | 208 | 1179 | 0 | 825 | 1200 | 0 | 465 | 0 | 0 | 0 | 0 | 0 | 0 | 0 | 0 | 0
2040-11-25 | 4 | 23.49 | -14682 | -1480 | -472 | -288 | -150 | -1129 | 528 | 0 | 0 | 486 | 53 | 212 | 754 | 3288 | 7306 | 0 | 2113 | 0 | 210 | 1182 | 0 | 404 | 1200 | 0 | 465 | 0 | 0 | 0 | 0 | 0 | 0 | 0 | 0 | 0
2040-11-25 | 5 | 23.49 | -15181 | -1417 | -472 | -102 | -450 | -612 | 528 | 0 | 0 | 486 | 53 | 212 | 829 | 3288 | 7292 | 0 | 2116 | 0 | 212 | 1178 | 0 | 376 | 1200 | 0 | 465 | 0 | 0 | 0 | 0 | 0 | 0 | 0 | 0 | 0
2040-11-25 | 6 | 23.49 | -16669 | -1480 | -491 | -247 | -150 | -584 | 1009 | 0 | 0 | 486 | 53 | 212 | 1897 | 3288 | 7235 | 0 | 2045 | 0 | 216 | 1181 | 0 | 334 | 1200 | 0 | 465 | 0 | 0 | 0 | 0 | 0 | 0 | 0 | 0 | 0
2040-11-25 | 7 | 23.49 | -19015 | -1417 | -545 | -156 | -150 | -253 | 2668 | 0 | 0 | 486 | 53 | 212 | 2375 | 3288 | 7013 | 0 | 2076 | 0 | 214 | 1184 | 0 | 303 | 1200 | 0 | 465 | 0 | 0 | 0 | 0 | 0 | 0 | 0 | 0 | 0
2040-11-25 | 8 | 23.49 | -20205 | -1417 | -636 | 0 | 0 | 0 | 3509 | 0 | 0 | 486 | 53 | 212 | 2375 | 3288 | 6600 | 0 | 1974 | 416 | 215 | 1182 | 0 | 285 | 1200 | 0 | 465 | 0 | 0 | 0 | 0 | 0 | 0 | 0 | 0 | 0
2040-11-25 | 9 | 23.49 | -20475 | -1355 | -763 | -306 | -140 | -1030 | 3704 | 0 | 0 | 486 | 53 | 212 | 2783 | 3288 | 6079 | 0 | 1980 | 2098 | 216 | 1197 | 0 | 307 | 1200 | 0 | 465 | 0 | 0 | 0 | 0 | 0 | 0 | 0 | 0 | 0
2040-11-25 | 10 | 23.49 | -20411 | -1240 | -909 | -406 | -1166 | -1859 | 3657 | 0 | 0 | 486 | 53 | 212 | 2783 | 3288 | 5167 | 0 | 1987 | 4948 | 215 | 1215 | 0 | 315 | 1200 | 0 | 465 | 0 | 0 | 0 | 0 | 0 | 0 | 0 | 0 | 0
2040-11-25 | 11 | 21.94 | -20328 | -1072 | -818 | -908 | -2000 | -1859 | 3598 | 0 | 0 | 486 | 53 | 160 | 2520 | 3288 | 4138 | 0 | 1979 | 7365 | 215 | 1212 | 0 | 306 | 1200 | 0 | 465 | 0 | 0 | 0 | 0 | 0 | 0 | 0 | 0 | 0
2040-11-25 | 12 | 23.49 | -20111 | -968 | -909 | -511 | -1700 | -1859 | 3445 | 0 | 0 | 486 | 53 | 212 | 2178 | 3288 | 3162 | 0 | 1990 | 7830 | 215 | 1211 | 0 | 322 | 1200 | 0 | 465 | 0 | 0 | 0 | 0 | 0 | 0 | 0 | 0 | 0
2040-11-25 | 13 | 23.49 | -19836 | -868 | -981 | -56 | -1607 | -1774 | 3250 | 0 | 0 | 486 | 53 | 218 | 2103 | 3288 | 2639 | 0 | 1925 | 7739 | 215 | 1209 | 0 | 332 | 1200 | 0 | 465 | 0 | 0 | 0 | 0 | 0 | 0 | 0 | 0 | 0
2040-11-25 | 14 | 23.49 | -19625 | -821 | -1018 | -381 | -292 | -332 | 3102 | 0 | 0 | 486 | 53 | 233 | 1668 | 3288 | 2161 | 0 | 1914 | 6130 | 214 | 1208 | 0 | 347 | 1200 | 0 | 465 | 0 | 0 | 0 | 0 | 0 | 0 | 0 | 0 | 0
2040-11-25 | 15 | 37.05 | -19542 | -774 | -1054 | 238 | 53 | 243 | 3044 | 0 | 0 | 685 | 53 | 341 | 2980 | 3288 | 1717 | 0 | 1900 | 3406 | 215 | 1208 | 0 | 335 | 1200 | 0 | 465 | 0 | 0 | 0 | 0 | 0 | 0 | 0 | 0 | 0
2040-11-25 | 16 | 37.05 | -19765 | -821 | -999 | 252 | 567 | 1283 | 3202 | 0 | 0 | 1021 | 53 | 341 | 3989 | 3288 | 1444 | 0 | 1857 | 885 | 215 | 1214 | 0 | 310 | 1200 | 0 | 465 | 0 | 0 | 0 | 0 | 0 | 0 | 0 | 0 | 0
2040-11-25 | 17 | 37.05 | -20932 | -868 | -999 | 851 | 992 | 1292 | 4026 | 0 | 0 | 1160 | 53 | 341 | 4318 | 3288 | 1334 | 0 | 1711 | 21 | 218 | 1211 | 0 | 319 | 1200 | 0 | 465 | 0 | 0 | 0 | 0 | 0 | 0 | 0 | 0 | 0
2040-11-25 | 18 | 37.05 | -21966 | -1015 | -1018 | 823 | 950 | 1526 | 4756 | 0 | 0 | 1283 | 53 | 341 | 4610 | 3288 | 1280 | 0 | 1621 | 8 | 218 | 1221 | 0 | 355 | 1200 | 0 | 465 | 0 | 0 | 0 | 0 | 0 | 0 | 0 | 0 | 0
2040-11-25 | 19 | 37.05 | -21796 | -1015 | -1054 | 626 | 1242 | 1281 | 4634 | 0 | 0 | 1283 | 53 | 341 | 4610 | 3288 | 1501 | 0 | 1518 | 0 | 218 | 1229 | 0 | 376 | 1200 | 0 | 465 | 0 | 0 | 0 | 0 | 0 | 0 | 0 | 0 | 0
2040-11-25 | 20 | 37.05 | -21235 | -1182 | -981 | 247 | 422 | 1030 | 4238 | 0 | 0 | 1159 | 53 | 341 | 5423 | 3288 | 2273 | 0 | 1421 | 0 | 218 | 1227 | 0 | 394 | 1200 | 0 | 465 | 0 | 0 | 0 | 0 | 0 | 0 | 0 | 0 | 0
2040-11-25 | 21 | 37.05 | -20418 | -1240 | -927 | 276 | 1039 | 510 | 3662 | 0 | 0 | 1160 | 53 | 341 | 5423 | 3288 | 2043 | 0 | 1272 | 0 | 218 | 1223 | 0 | 412 | 1200 | 0 | 465 | 0 | 0 | 0 | 0 | 0 | 0 | 0 | 0 | 0
2040-11-25 | 22 | 37.05 | -19101 | -1297 | -836 | 96 | 1125 | 1011 | 2732 | 0 | 0 | 1268 | 53 | 341 | 5423 | 3288 | 1474 | 0 | 877 | 0 | 218 | 1220 | 0 | 443 | 1200 | 0 | 465 | 0 | 0 | 0 | 0 | 0 | 0 | 0 | 0 | 0
2040-11-25 | 23 | 37.05 | -17509 | -1297 | -836 | 0 | 850 | 1387 | 1606 | 0 | 0 | 1252 | 53 | 341 | 5423 | 3288 | 1184 | 0 | 718 | 0 | 218 | 1212 | 0 | 445 | 1200 | 0 | 465 | 0 | 0 | 0 | 0 | 0 | 0 | 0 | 0 | 0
2040-11-25 | 24 | 37.05 | -16034 | -1355 | -763 | 4 | 631 | 1558 | 560 | 0 | 0 | 1207 | 53 | 341 | 5423 | 3288 | 963 | 0 | 615 | 0 | 209 | 1205 | 0 | 431 | 1200 | 0 | 465 | 0 | 0 | 0 | 0 | 0 | 0 | 0 | 0 | 0
2040-11-26 | 1 | 39.9 | -15128 | -1417 | -509 | 0 | 0 | 0 | 528 | 0 | 0 | 1157 | 53 | 341 | 6286 | 3288 | 935 | 0 | 560 | 0 | 215 | 1190 | 0 | 837 | 1200 | 0 | 465 | 0 | 0 | 0 | 0 | 0 | 0 | 0 | 0 | 0
2040-11-26 | 2 | 39.22 | -14666 | -1480 | -454 | 0 | 0 | 0 | 528 | 0 | 0 | 1072 | 53 | 341 | 6061 | 3288 | 828 | 0 | 525 | 0 | 212 | 1181 | 0 | 847 | 1200 | 0 | 465 | 0 | 0 | 0 | 0 | 0 | 0 | 0 | 0 | 0
2040-11-26 | 3 | 39.22 | -14491 | -1548 | -400 | 0 | 0 | 0 | 528 | 0 | 0 | 1072 | 53 | 341 | 6059 | 3288 | 719 | 0 | 502 | 0 | 208 | 1179 | 0 | 825 | 1200 | 0 | 465 | 0 | 0 | 0 | 0 | 0 | 0 | 0 | 0 | 0
2040-11-26 | 4 | 40.98 | -14583 | -1611 | -382 | 0 | 0 | 0 | 528 | 0 | 0 | 1159 | 53 | 341 | 6786 | 3288 | 540 | 0 | 419 | 0 | 210 | 1182 | 0 | 404 | 1200 | 0 | 465 | 0 | 0 | 0 | 0 | 0 | 0 | 0 | 0 | 0
2040-11-26 | 5 | 42.24 | -15151 | -1611 | -363 | 0 | 0 | 0 | 528 | 0 | 0 | 1160 | 53 | 341 | 7396 | 3288 | 553 | 0 | 375 | 0 | 212 | 1178 | 0 | 376 | 1200 | 0 | 465 | 0 | 0 | 0 | 0 | 0 | 0 | 0 | 0 | 0
2040-11-26 | 6 | 42.53 | -16642 | -1611 | -382 | 0 | 0 | 0 | 1332 | 0 | 0 | 1283 | 53 | 341 | 7851 | 3288 | 663 | 0 | 428 | 0 | 216 | 1181 | 0 | 334 | 1200 | 0 | 465 | 0 | 0 | 0 | 0 | 0 | 0 | 0 | 0 | 0
2040-11-26 | 7 | 43.09 | -18970 | -1679 | -491 | 0 | 0 | 0 | 3022 | 0 | 0 | 1329 | 53 | 341 | 8379 | 3288 | 768 | 0 | 593 | 0 | 214 | 1184 | 0 | 303 | 1200 | 0 | 465 | 0 | 0 | 0 | 0 | 0 | 0 | 0 | 0 | 0
2040-11-26 | 8 | 42.96 | -20145 | -1752 | -600 | 0 | 0 | 0 | 3878 | 0 | 0 | 1329 | 53 | 341 | 8255 | 3288 | 758 | 0 | 668 | 579 | 215 | 1182 | 0 | 285 | 1200 | 0 | 465 | 0 | 0 | 0 | 0 | 0 | 0 | 0 | 0 | 0
2040-11-26 | 9 | 39.22 | -20325 | -1548 | -727 | 0 | 0 | 0 | 4005 | 0 | 0 | 888 | 53 | 341 | 6014 | 3288 | 998 | 0 | 631 | 2997 | 216 | 1197 | 0 | 307 | 1200 | 0 | 465 | 0 | 0 | 0 | 0 | 0 | 0 | 0 | 0 | 0
2040-11-26 | 10 | 31.81 | -20127 | -1240 | -854 | 0 | -262 | -419 | 3863 | 0 | 0 | 554 | 53 | 341 | 3276 | 3288 | 1242 | 0 | 592 | 6283 | 215 | 1215 | 0 | 315 | 1200 | 0 | 465 | 0 | 0 | 0 | 0 | 0 | 0 | 0 | 0 | 0
2040-11-26 | 11 | 31.81 | -19939 | -968 | -818 | 0 | -112 | -446 | 3725 | 0 | 0 | 486 | 53 | 341 | 32 | 3288 | 1772 | 0 | 620 | 8569 | 215 | 1212 | 0 | 306 | 1200 | 0 | 465 | 0 | 0 | 0 | 0 | 0 | 0 | 0 | 0 | 0
2040-11-26 | 12 | 31.81 | -19749 | -727 | -709 | 0 | -915 | -1567 | 3588 | 0 | 0 | 486 | 53 | 341 | 32 | 3288 | 2254 | 0 | 615 | 9597 | 215 | 1211 | 0 | 322 | 1200 | 0 | 465 | 0 | 0 | 0 | 0 | 0 | 0 | 0 | 0 | 0
2040-11-26 | 13 | 31.81 | -19542 | -607 | -927 | 0 | -145 | -1781 | 3435 | 0 | 0 | 486 | 53 | 341 | 28 | 3288 | 2974 | 0 | 562 | 8415 | 215 | 1209 | 0 | 332 | 1200 | 0 | 465 | 0 | 0 | 0 | 0 | 0 | 0 | 0 | 0 | 0
2040-11-26 | 14 | 31.81 | -19393 | -528 | -909 | 0 | 0 | -813 | 3329 | 0 | 0 | 486 | 53 | 341 | 0 | 3288 | 3426 | 0 | 504 | 6783 | 214 | 1208 | 0 | 347 | 1200 | 0 | 465 | 0 | 0 | 0 | 0 | 0 | 0 | 0 | 0 | 0
2040-11-26 | 15 | 42.99 | -19275 | -460 | -818 | 0 | 0 | 786 | 3244 | 0 | 0 | 486 | 53 | 341 | 182 | 3288 | 4409 | 0 | 482 | 3860 | 215 | 1208 | 0 | 335 | 1200 | 0 | 465 | 0 | 0 | 0 | 0 | 0 | 0 | 0 | 0 | 0
2040-11-26 | 16 | 43.48 | -19349 | -497 | -1072 | 0 | 1113 | 1751 | 3297 | 0 | 0 | 642 | 53 | 341 | 418 | 3288 | 4936 | 0 | 488 | 1188 | 215 | 1214 | 0 | 310 | 1200 | 0 | 465 | 0 | 0 | 0 | 0 | 0 | 0 | 0 | 0 | 0
2040-11-26 | 17 | 42.99 | -20359 | -565 | -1381 | 0 | 0 | 1031 | 4032 | 0 | 0 | 740 | 53 | 341 | 3060 | 3288 | 5746 | 0 | 575 | 27 | 218 | 1211 | 0 | 319 | 1200 | 0 | 465 | 0 | 0 | 0 | 0 | 0 | 0 | 0 | 0 | 0
2040-11-26 | 18 | 42.99 | -21355 | -685 | -1654 | 0 | 120 | 151 | 4756 | 0 | 0 | 738 | 53 | 341 | 3422 | 3288 | 6441 | 0 | 916 | 8 | 218 | 1221 | 0 | 355 | 1200 | 0 | 465 | 0 | 0 | 0 | 0 | 0 | 0 | 0 | 0 | 0
2040-11-26 | 19 | 42.06 | -21176 | -774 | -1581 | 0 | 0 | 0 | 4624 | 0 | 0 | 685 | 53 | 341 | 3427 | 3288 | 6386 | 0 | 1240 | 0 | 218 | 1229 | 0 | 376 | 1200 | 0 | 465 | 0 | 0 | 0 | 0 | 0 | 0 | 0 | 0 | 0
2040-11-26 | 20 | 21.39 | -20664 | -868 | -1109 | 0 | 0 | 0 | 4254 | 0 | 0 | 554 | 53 | 181 | 2737 | 3288 | 6611 | 0 | 1459 | 0 | 218 | 1227 | 0 | 394 | 1200 | 0 | 465 | 0 | 0 | 0 | 0 | 0 | 0 | 0 | 0 | 0
2040-11-26 | 21 | 17.38 | -19910 | -968 | -1018 | 0 | 0 | -248 | 3704 | 0 | 0 | 500 | 53 | 166 | 2604 | 3288 | 6652 | 0 | 1659 | 0 | 218 | 1223 | 0 | 412 | 1200 | 0 | 465 | 0 | 0 | 0 | 0 | 0 | 0 | 0 | 0 | 0
2040-11-26 | 22 | 23.49 | -18733 | -1072 | -854 | 0 | 0 | 0 | 2848 | 0 | 0 | 578 | 53 | 212 | 2794 | 3288 | 5822 | 0 | 1519 | 0 | 218 | 1220 | 0 | 443 | 1200 | 0 | 465 | 0 | 0 | 0 | 0 | 0 | 0 | 0 | 0 | 0
2040-11-26 | 23 | 23.49 | -17158 | -1124 | -709 | 0 | 0 | 125 | 1701 | 0 | 0 | 590 | 53 | 212 | 2807 | 3288 | 5025 | 0 | 1652 | 0 | 218 | 1212 | 0 | 445 | 1200 | 0 | 465 | 0 | 0 | 0 | 0 | 0 | 0 | 0 | 0 | 0
2040-11-26 | 24 | 23.49 | -15870 | -1240 | -582 | 0 | 0 | 59 | 766 | 0 | 0 | 590 | 53 | 212 | 3042 | 3288 | 4480 | 0 | 1691 | 0 | 209 | 1205 | 0 | 431 | 1200 | 0 | 465 | 0 | 0 | 0 | 0 | 0 | 0 | 0 | 0 | 0
2040-11-27 | 1 | 31.48 | -14897 | -1355 | -509 | 0 | 0 | -1309 | 528 | 0 | 0 | 725 | 53 | 319 | 4443 | 3288 | 3049 | 0 | 1757 | 0 | 215 | 1190 | 0 | 837 | 1200 | 0 | 465 | 0 | 0 | 0 | 0 | 0 | 0 | 0 | 0 | 0
2040-11-27 | 2 | 31.48 | -14458 | -1417 | -454 | 0 | 0 | -872 | 528 | 0 | 0 | 738 | 53 | 335 | 4443 | 3288 | 2257 | 0 | 1654 | 0 | 212 | 1181 | 0 | 847 | 1200 | 0 | 465 | 0 | 0 | 0 | 0 | 0 | 0 | 0 | 0 | 0
2040-11-27 | 3 | 31.48 | -14250 | -1548 | -400 | 0 | 0 | -434 | 528 | 0 | 0 | 761 | 53 | 341 | 4443 | 3288 | 1806 | 0 | 1536 | 0 | 208 | 1179 | 0 | 825 | 1200 | 0 | 465 | 0 | 0 | 0 | 0 | 0 | 0 | 0 | 0 | 0
2040-11-27 | 4 | 36.17 | -14321 | -1548 | -382 | 0 | 0 | 0 | 528 | 0 | 0 | 807 | 53 | 341 | 4959 | 3288 | 1313 | 0 | 1500 | 0 | 210 | 1182 | 0 | 404 | 1200 | 0 | 465 | 0 | 0 | 0 | 0 | 0 | 0 | 0 | 0 | 0
2040-11-27 | 5 | 39.22 | -14814 | -1611 | -363 | 0 | 0 | 0 | 528 | 0 | 0 | 872 | 53 | 341 | 5857 | 3288 | 1066 | 0 | 1353 | 0 | 212 | 1178 | 0 | 376 | 1200 | 0 | 465 | 0 | 0 | 0 | 0 | 0 | 0 | 0 | 0 | 0
2040-11-27 | 6 | 41.81 | -16193 | -1611 | -382 | 0 | 0 | 0 | 898 | 0 | 0 | 1159 | 53 | 341 | 6996 | 3288 | 835 | 0 | 1220 | 0 | 216 | 1181 | 0 | 334 | 1200 | 0 | 465 | 0 | 0 | 0 | 0 | 0 | 0 | 0 | 0 | 0
2040-11-27 | 7 | 42.54 | -18282 | -1611 | -491 | 0 | 0 | 364 | 2404 | 0 | 0 | 1329 | 53 | 341 | 7912 | 3288 | 681 | 0 | 644 | 2 | 214 | 1184 | 0 | 303 | 1200 | 0 | 465 | 0 | 0 | 0 | 0 | 0 | 0 | 0 | 0 | 0
2040-11-27 | 8 | 42.54 | -19669 | -1548 | -600 | 0 | 0 | 832 | 3403 | 0 | 0 | 1329 | 53 | 341 | 8288 | 3288 | 265 | 0 | 442 | 230 | 215 | 1182 | 0 | 285 | 1200 | 0 | 465 | 0 | 0 | 0 | 0 | 0 | 0 | 0 | 0 | 0
2040-11-27 | 9 | 42.54 | -20307 | -1417 | -727 | 0 | 0 | 361 | 3863 | 0 | 0 | 1329 | 53 | 341 | 8288 | 3288 | 124 | 0 | 338 | 1082 | 216 | 1197 | 0 | 307 | 1200 | 0 | 465 | 0 | 0 | 0 | 0 | 0 | 0 | 0 | 0 | 0
2040-11-27 | 10 | 42.06 | -20509 | -1297 | -854 | 0 | 0 | 0 | 4011 | 0 | 0 | 1283 | 53 | 341 | 8048 | 3288 | 256 | 0 | 205 | 1766 | 215 | 1215 | 0 | 315 | 1200 | 0 | 465 | 0 | 0 | 0 | 0 | 0 | 0 | 0 | 0 | 0
2040-11-27 | 11 | 41.21 | -20745 | -1182 | -818 | 0 | 0 | 0 | 4180 | 0 | 0 | 1207 | 53 | 341 | 7594 | 3288 | 627 | 0 | 191 | 1866 | 215 | 1212 | 0 | 306 | 1200 | 0 | 465 | 0 | 0 | 0 | 0 | 0 | 0 | 0 | 0 | 0
2040-11-27 | 12 | 35.45 | -20739 | -1124 | -709 | 0 | 0 | 0 | 4174 | 0 | 0 | 807 | 53 | 341 | 5360 | 3288 | 2449 | 0 | 211 | 2476 | 215 | 1211 | 0 | 322 | 1200 | 0 | 465 | 0 | 0 | 0 | 0 | 0 | 0 | 0 | 0 | 0
2040-11-27 | 13 | 31.48 | -20543 | -1015 | -927 | 0 | 0 | -362 | 4037 | 0 | 0 | 748 | 53 | 341 | 4657 | 3288 | 4015 | 0 | 223 | 2064 | 215 | 1209 | 0 | 332 | 1200 | 0 | 465 | 0 | 0 | 0 | 0 | 0 | 0 | 0 | 0 | 0
2040-11-27 | 14 | 31.48 | -20414 | -968 | -909 | 0 | 0 | -864 | 3942 | 0 | 0 | 681 | 53 | 341 | 4125 | 3288 | 5318 | 0 | 283 | 1690 | 214 | 1208 | 0 | 347 | 1200 | 0 | 465 | 0 | 0 | 0 | 0 | 0 | 0 | 0 | 0 | 0
2040-11-27 | 15 | 31.48 | -20211 | -915 | -818 | 0 | 0 | -632 | 3794 | 0 | 0 | 642 | 53 | 341 | 3873 | 3288 | 5739 | 0 | 320 | 1103 | 215 | 1208 | 0 | 335 | 1200 | 0 | 465 | 0 | 0 | 0 | 0 | 0 | 0 | 0 | 0 | 0
2040-11-27 | 16 | 39.22 | -20272 | -915 | -1072 | 0 | 0 | 0 | 3841 | 0 | 0 | 772 | 53 | 341 | 4482 | 3288 | 5308 | 0 | 454 | 317 | 215 | 1214 | 0 | 310 | 1200 | 0 | 465 | 0 | 0 | 0 | 0 | 0 | 0 | 0 | 0 | 0
2040-11-27 | 17 | 42.54 | -21176 | -915 | -1381 | 0 | 0 | 749 | 4491 | 0 | 0 | 888 | 53 | 341 | 5220 | 3288 | 4443 | 0 | 571 | 14 | 218 | 1211 | 0 | 319 | 1200 | 0 | 465 | 0 | 0 | 0 | 0 | 0 | 0 | 0 | 0 | 0
2040-11-27 | 18 | 42.54 | -21543 | -968 | -1654 | 0 | 0 | 1003 | 4756 | 0 | 0 | 1018 | 53 | 341 | 5017 | 3288 | 4422 | 0 | 800 | 8 | 218 | 1221 | 0 | 355 | 1200 | 0 | 465 | 0 | 0 | 0 | 0 | 0 | 0 | 0 | 0 | 0
2040-11-27 | 19 | 40.68 | -21043 | -968 | -1581 | 0 | 0 | 0 | 4396 | 0 | 0 | 784 | 53 | 341 | 4735 | 3288 | 5493 | 0 | 1013 | 0 | 218 | 1229 | 0 | 376 | 1200 | 0 | 465 | 0 | 0 | 0 | 0 | 0 | 0 | 0 | 0 | 0
2040-11-27 | 20 | 21.94 | -20333 | -968 | -1109 | 0 | 0 | 0 | 3884 | 0 | 0 | 590 | 53 | 181 | 3138 | 3288 | 6607 | 0 | 1164 | 0 | 218 | 1227 | 0 | 394 | 1200 | 0 | 465 | 0 | 0 | 0 | 0 | 0 | 0 | 0 | 0 | 0
2040-11-27 | 21 | 21.39 | -19425 | -1015 | -1018 | 0 | 0 | 0 | 3229 | 0 | 0 | 486 | 53 | 166 | 2144 | 3288 | 7250 | 0 | 1324 | 0 | 218 | 1223 | 0 | 412 | 1200 | 0 | 465 | 0 | 0 | 0 | 0 | 0 | 0 | 0 | 0 | 0
2040-11-27 | 22 | 14.27 | -18310 | -968 | -854 | 0 | 0 | -50 | 2425 | 0 | 0 | 486 | 53 | 160 | 1502 | 3288 | 7305 | 0 | 1417 | 0 | 218 | 1220 | 0 | 443 | 1200 | 0 | 465 | 0 | 0 | 0 | 0 | 0 | 0 | 0 | 0 | 0
2040-11-27 | 23 | 19.28 | -16847 | -968 | -709 | 0 | 0 | 37 | 1369 | 0 | 0 | 486 | 53 | 160 | 961 | 3288 | 7280 | 0 | 1350 | 0 | 218 | 1212 | 0 | 445 | 1200 | 0 | 465 | 0 | 0 | 0 | 0 | 0 | 0 | 0 | 0 | 0
2040-11-27 | 24 | 0 | -15460 | -968 | -582 | 0 | 0 | 0 | 528 | 0 | 0 | 446 | 48 | 160 | 448 | 3288 | 7284 | 0 | 1430 | 0 | 209 | 1205 | 0 | 431 | 1200 | 0 | 332 | 0 | 0 | 0 | 0 | 0 | 0 | 0 | 0 | 0
2040-11-28 | 1 | 0 | -14374 | -968 | -509 | 0 | 0 | -795 | 528 | 0 | 0 | 214 | 48 | 160 | 100 | 3288 | 7285 | 0 | 1291 | 0 | 215 | 1190 | 0 | 837 | 1200 | 0 | 289 | 0 | 0 | 0 | 0 | 0 | 0 | 0 | 0 | 0
2040-11-28 | 2 | 0 | -13810 | -1015 | -454 | 0 | 0 | -1260 | 528 | 0 | 0 | 214 | 48 | 160 | 100 | 3288 | 7288 | 0 | 1193 | 0 | 212 | 1181 | 0 | 847 | 1200 | 0 | 280 | 0 | 0 | 0 | 0 | 0 | 0 | 0 | 0 | 0
2040-11-28 | 3 | 0 | -13456 | -1072 | -400 | 0 | 0 | -1632 | 528 | 0 | 0 | 214 | 48 | 160 | 100 | 3288 | 7288 | 0 | 1241 | 0 | 208 | 1179 | 0 | 825 | 1200 | 0 | 280 | 0 | 0 | 0 | 0 | 0 | 0 | 0 | 0 | 0
2040-11-28 | 4 | 0 | -13366 | -1124 | -382 | 0 | 0 | -1407 | 528 | 0 | 0 | 214 | 48 | 160 | 100 | 3288 | 7303 | 0 | 1362 | 0 | 210 | 1182 | 0 | 404 | 1200 | 0 | 280 | 0 | 0 | 0 | 0 | 0 | 0 | 0 | 0 | 0
2040-11-28 | 5 | 0 | -13582 | -1182 | -363 | 0 | 0 | -1267 | 528 | 0 | 0 | 214 | 48 | 160 | 100 | 3288 | 7303 | 0 | 1507 | 0 | 212 | 1178 | 0 | 376 | 1200 | 0 | 280 | 0 | 0 | 0 | 0 | 0 | 0 | 0 | 0 | 0
2040-11-28 | 6 | 0 | -14181 | -1240 | -382 | 0 | 0 | -667 | 528 | 0 | 0 | 214 | 48 | 160 | 100 | 3288 | 7286 | 0 | 1634 | 0 | 216 | 1181 | 0 | 334 | 1200 | 0 | 280 | 0 | 0 | 0 | 0 | 0 | 0 | 0 | 0 | 0
2040-11-28 | 7 | 0 | -15289 | -1297 | -491 | 0 | 0 | 0 | 756 | 0 | 0 | 420 | 48 | 160 | 100 | 3288 | 7286 | 0 | 1839 | 0 | 214 | 1184 | 0 | 303 | 1200 | 0 | 280 | 0 | 0 | 0 | 0 | 0 | 0 | 0 | 0 | 0
2040-11-28 | 8 | 0 | -16487 | -1297 | -600 | 0 | 0 | 5 | 1659 | 0 | 0 | 486 | 48 | 160 | 100 | 3288 | 7267 | 0 | 1959 | 249 | 215 | 1182 | 0 | 285 | 1200 | 0 | 280 | 0 | 0 | 0 | 0 | 0 | 0 | 0 | 0 | 0
2040-11-28 | 9 | 0 | -18115 | -1240 | -727 | 0 | 0 | -193 | 2885 | 0 | 0 | 214 | 48 | 160 | 100 | 3288 | 7278 | 0 | 2061 | 1040 | 216 | 1197 | 0 | 307 | 1200 | 0 | 280 | 0 | 0 | 0 | 0 | 0 | 0 | 0 | 0 | 0
2040-11-28 | 10 | 0 | -19367 | -1240 | -854 | 0 | 0 | -878 | 3831 | 0 | 0 | 214 | 48 | 160 | 100 | 3288 | 7296 | 0 | 2075 | 2102 | 215 | 1215 | 0 | 315 | 1200 | 0 | 280 | 0 | 0 | 0 | 0 | 0 | 0 | 0 | 0 | 0
2040-11-28 | 11 | 0 | -20279 | -1124 | -818 | 0 | 0 | -1117 | 4518 | 0 | 0 | 214 | 48 | 160 | 100 | 3288 | 7291 | 0 | 2188 | 2318 | 215 | 1212 | 0 | 306 | 1200 | 0 | 280 | 0 | 0 | 0 | 0 | 0 | 0 | 0 | 0 | 0
2040-11-28 | 12 | 0 | -20596 | -1182 | -709 | 0 | 0 | -1443 | 4756 | 0 | 0 | 214 | 48 | 160 | 0 | 3288 | 7295 | 0 | 2174 | 2767 | 215 | 1211 | 0 | 322 | 1200 | 0 | 280 | 0 | 0 | 0 | 0 | 0 | 0 | 0 | 0 | 0
2040-11-28 | 13 | 0 | -20205 | -1240 | -927 | 0 | 0 | -853 | 4460 | 0 | 0 | 214 | 48 | 160 | 0 | 3288 | 7279 | 0 | 2191 | 2348 | 215 | 1209 | 0 | 332 | 1200 | 0 | 280 | 0 | 0 | 0 | 0 | 0 | 0 | 0 | 0 | 0
2040-11-28 | 14 | 0 | -19327 | -1240 | -909 | 0 | 0 | -1301 | 3799 | 0 | 0 | 214 | 48 | 160 | 0 | 3288 | 7279 | 0 | 2209 | 2529 | 214 | 1208 | 0 | 347 | 1200 | 0 | 280 | 0 | 0 | 0 | 0 | 0 | 0 | 0 | 0 | 0
2040-11-28 | 15 | 0 | -18421 | -1240 | -818 | 0 | 0 | -1141 | 3118 | 0 | 0 | 214 | 48 | 160 | 0 | 3288 | 7273 | 0 | 2213 | 2068 | 215 | 1208 | 0 | 335 | 1200 | 0 | 280 | 0 | 0 | 0 | 0 | 0 | 0 | 0 | 0 | 0
2040-11-28 | 16 | 0 | -17812 | -1297 | -1072 | 0 | 0 | 0 | 2658 | 0 | 0 | 478 | 48 | 160 | 0 | 3288 | 7276 | 0 | 2199 | 855 | 215 | 1214 | 0 | 310 | 1200 | 0 | 280 | 0 | 0 | 0 | 0 | 0 | 0 | 0 | 0 | 0
2040-11-28 | 17 | 0 | -18150 | -1355 | -1381 | 0 | 0 | 1248 | 2911 | 0 | 0 | 486 | 48 | 160 | 0 | 3288 | 7275 | 0 | 2213 | 27 | 218 | 1211 | 0 | 319 | 1200 | 0 | 280 | 0 | 0 | 0 | 0 | 0 | 0 | 0 | 0 | 0
2040-11-28 | 18 | 0 | -18401 | -1480 | -1654 | 0 | 0 | 1686 | 3102 | 0 | 0 | 486 | 48 | 160 | 0 | 3288 | 7276 | 0 | 2207 | 8 | 218 | 1221 | 0 | 355 | 1200 | 0 | 280 | 0 | 0 | 0 | 0 | 0 | 0 | 0 | 0 | 0
2040-11-28 | 19 | 0 | -18244 | -1548 | -1581 | 0 | 0 | 1599 | 2980 | 0 | 0 | 486 | 48 | 160 | 0 | 3288 | 7287 | 0 | 2221 | 0 | 218 | 1229 | 0 | 376 | 1200 | 0 | 280 | 0 | 0 | 0 | 0 | 0 | 0 | 0 | 0 | 0
2040-11-28 | 20 | 0 | -18142 | -1611 | -1109 | 0 | 0 | 1166 | 2906 | 0 | 0 | 486 | 48 | 160 | 0 | 3288 | 7290 | 0 | 2199 | 0 | 218 | 1227 | 0 | 394 | 1200 | 0 | 280 | 0 | 0 | 0 | 0 | 0 | 0 | 0 | 0 | 0
2040-11-28 | 21 | 0 | -18034 | -1679 | -1018 | 0 | 0 | 1121 | 2822 | 0 | 0 | 486 | 48 | 160 | 0 | 3288 | 7283 | 0 | 2190 | 0 | 218 | 1223 | 0 | 412 | 1200 | 0 | 280 | 0 | 0 | 0 | 0 | 0 | 0 | 0 | 0 | 0
2040-11-28 | 22 | 0 | -17578 | -1752 | -854 | 0 | 0 | 925 | 2478 | 0 | 0 | 486 | 48 | 160 | 0 | 3288 | 7290 | 0 | 2148 | 0 | 218 | 1220 | 0 | 443 | 1200 | 0 | 280 | 0 | 0 | 0 | 0 | 0 | 0 | 0 | 0 | 0
2040-11-28 | 23 | 0 | -16824 | -1820 | -709 | 0 | 0 | 734 | 1913 | 0 | 0 | 486 | 48 | 160 | 0 | 3288 | 7290 | 0 | 2080 | 0 | 218 | 1212 | 0 | 445 | 1200 | 0 | 280 | 0 | 0 | 0 | 0 | 0 | 0 | 0 | 0 | 0
2040-11-28 | 24 | 0 | -15947 | -1820 | -582 | 0 | 0 | 404 | 1252 | 0 | 0 | 486 | 48 | 160 | 0 | 3288 | 7287 | 0 | 2099 | 0 | 209 | 1205 | 0 | 431 | 1200 | 0 | 280 | 0 | 0 | 0 | 0 | 0 | 0 | 0 | 0 | 0
2040-11-29 | 1 | 21.94 | -15341 | -1820 | -563 | 0 | -98 | 80 | 528 | 0 | 0 | 486 | 53 | 160 | 0 | 3288 | 7291 | 0 | 2081 | 0 | 215 | 1190 | 0 | 837 | 1200 | 0 | 414 | 0 | 0 | 0 | 0 | 0 | 0 | 0 | 0 | 0
2040-11-29 | 2 | 16.23 | -14911 | -1893 | -509 | 0 | 0 | -432 | 528 | 0 | 0 | 486 | 53 | 160 | 0 | 3288 | 7305 | 0 | 2029 | 0 | 212 | 1181 | 0 | 847 | 1200 | 0 | 456 | 0 | 0 | 0 | 0 | 0 | 0 | 0 | 0 | 0
2040-11-29 | 3 | 16.23 | -14759 | -1966 | -436 | 0 | 0 | -544 | 528 | 0 | 0 | 486 | 53 | 160 | 0 | 3288 | 7307 | 0 | 2007 | 0 | 208 | 1179 | 0 | 825 | 1200 | 0 | 465 | 0 | 0 | 0 | 0 | 0 | 0 | 0 | 0 | 0
2040-11-29 | 4 | 16.23 | -14798 | -1966 | -418 | 0 | 0 | -119 | 528 | 0 | 0 | 486 | 53 | 160 | 0 | 3288 | 7299 | 0 | 2026 | 0 | 210 | 1182 | 0 | 404 | 1200 | 0 | 465 | 0 | 0 | 0 | 0 | 0 | 0 | 0 | 0 | 0
2040-11-29 | 5 | 21.94 | -15155 | -2040 | -418 | 0 | 0 | 73 | 528 | 0 | 0 | 486 | 53 | 160 | 239 | 3288 | 7290 | 0 | 2065 | 0 | 212 | 1178 | 0 | 376 | 1200 | 0 | 465 | 0 | 0 | 0 | 0 | 0 | 0 | 0 | 0 | 0
2040-11-29 | 6 | 19.28 | -16038 | -2040 | -436 | 0 | 0 | 0 | 734 | 0 | 0 | 486 | 53 | 160 | 1055 | 3288 | 7291 | 0 | 2052 | 0 | 216 | 1181 | 0 | 334 | 1200 | 0 | 465 | 0 | 0 | 0 | 0 | 0 | 0 | 0 | 0 | 0
2040-11-29 | 7 | 21.94 | -17158 | -2040 | -545 | 0 | 0 | 372 | 1538 | 0 | 0 | 486 | 53 | 160 | 1135 | 3288 | 7276 | 0 | 2069 | 0 | 214 | 1184 | 0 | 303 | 1200 | 0 | 465 | 0 | 0 | 0 | 0 | 0 | 0 | 0 | 0 | 0
2040-11-29 | 8 | 21.94 | -18039 | -2118 | -672 | 0 | 72 | 449 | 2166 | 0 | 0 | 486 | 53 | 160 | 1135 | 3288 | 7093 | 0 | 2082 | 498 | 215 | 1182 | 0 | 285 | 1200 | 0 | 465 | 0 | 0 | 0 | 0 | 0 | 0 | 0 | 0 | 0
2040-11-29 | 9 | 16.23 | -18795 | -1966 | -800 | 0 | 0 | -1410 | 2711 | 0 | 0 | 486 | 53 | 160 | 1003 | 3288 | 6979 | 0 | 2102 | 2813 | 216 | 1197 | 0 | 307 | 1200 | 0 | 456 | 0 | 0 | 0 | 0 | 0 | 0 | 0 | 0 | 0
2040-11-29 | 10 | 10.5 | -19187 | -1820 | -927 | -317 | -1886 | -1859 | 2991 | 0 | 0 | 486 | 53 | 160 | 1003 | 3288 | 6681 | 0 | 2102 | 5874 | 215 | 1215 | 0 | 315 | 1200 | 0 | 414 | 0 | 0 | 0 | 0 | 0 | 0 | 0 | 0 | 0
2040-11-29 | 11 | -30 | -19435 | -1679 | -909 | -908 | -2000 | -1859 | 3170 | 0 | 0 | 196 | 48 | 160 | 1003 | 3288 | 6262 | 0 | 2112 | 7337 | 215 | 1212 | 0 | 306 | 1200 | 0 | 280 | 0 | 0 | 0 | 0 | 0 | 0 | 0 | 0 | 0
2040-11-29 | 12 | -35 | -19433 | -1548 | -781 | -908 | -2000 | -1859 | 3170 | 0 | 0 | 0 | 48 | 160 | 1003 | 3288 | 5930 | 0 | 1267 | 8436 | 215 | 1211 | 0 | 322 | 1200 | 0 | 280 | 0 | 864 | 0 | 0 | 0 | 0 | 0 | 0 | 0
2040-11-29 | 13 | 0.16 | -19306 | -1480 | -1018 | -908 | -2000 | -1859 | 3075 | 0 | 0 | 486 | 53 | 160 | 765 | 3288 | 5516 | 0 | 2130 | 7733 | 215 | 1209 | 0 | 332 | 1200 | 0 | 410 | 0 | 0 | 0 | 0 | 0 | 0 | 0 | 0 | 0
2040-11-29 | 14 | 13.29 | -19127 | -1480 | -999 | 0 | -567 | -1859 | 2948 | 0 | 0 | 486 | 53 | 160 | 760 | 3288 | 5384 | 0 | 2152 | 5377 | 214 | 1208 | 0 | 347 | 1200 | 0 | 456 | 0 | 0 | 0 | 0 | 0 | 0 | 0 | 0 | 0
2040-11-29 | 15 | 16.23 | -19178 | -1417 | -890 | 0 | 0 | -428 | 2985 | 0 | 0 | 486 | 53 | 160 | 760 | 3288 | 5217 | 0 | 2135 | 3408 | 215 | 1208 | 0 | 335 | 1200 | 0 | 465 | 0 | 0 | 0 | 0 | 0 | 0 | 0 | 0 | 0
2040-11-29 | 16 | 21.94 | -19492 | -1548 | -1181 | 489 | 804 | 656 | 3207 | 0 | 0 | 642 | 53 | 160 | 1508 | 3288 | 4911 | 0 | 2135 | 965 | 215 | 1214 | 0 | 310 | 1200 | 0 | 465 | 0 | 0 | 0 | 0 | 0 | 0 | 0 | 0 | 0
2040-11-29 | 17 | 21.94 | -20770 | -1611 | -1508 | 423 | 1667 | 1483 | 4127 | 0 | 0 | 784 | 53 | 160 | 1508 | 3288 | 4883 | 0 | 2077 | 24 | 218 | 1211 | 0 | 319 | 1200 | 0 | 465 | 0 | 0 | 0 | 0 | 0 | 0 | 0 | 0 | 0
2040-11-29 | 18 | 21.94 | -21646 | -1752 | -1817 | 864 | 1667 | 1549 | 4756 | 0 | 0 | 807 | 53 | 160 | 1508 | 3288 | 5032 | 0 | 2065 | 8 | 218 | 1221 | 0 | 355 | 1200 | 0 | 465 | 0 | 0 | 0 | 0 | 0 | 0 | 0 | 0 | 0
2040-11-29 | 19 | 21.94 | -21363 | -1820 | -1745 | 277 | 1340 | 1549 | 4555 | 0 | 0 | 784 | 53 | 160 | 1747 | 3288 | 5646 | 0 | 2041 | 0 | 218 | 1229 | 0 | 376 | 1200 | 0 | 465 | 0 | 0 | 0 | 0 | 0 | 0 | 0 | 0 | 0
2040-11-29 | 20 | 21.94 | -20905 | -1966 | -1236 | 61 | 357 | 1519 | 4222 | 0 | 0 | 725 | 53 | 160 | 1747 | 3288 | 6380 | 0 | 2091 | 0 | 218 | 1227 | 0 | 394 | 1200 | 0 | 465 | 0 | 0 | 0 | 0 | 0 | 0 | 0 | 0 | 0
2040-11-29 | 21 | 21.94 | -20304 | -2040 | -1127 | 232 | 397 | 1006 | 3794 | 0 | 0 | 685 | 53 | 160 | 1883 | 3288 | 6328 | 0 | 2126 | 0 | 218 | 1223 | 0 | 412 | 1200 | 0 | 465 | 0 | 0 | 0 | 0 | 0 | 0 | 0 | 0 | 0
2040-11-29 | 22 | 21.94 | -19490 | -2040 | -945 | 183 | 323 | 753 | 3207 | 0 | 0 | 592 | 53 | 160 | 1883 | 3288 | 6440 | 0 | 2047 | 0 | 218 | 1220 | 0 | 443 | 1200 | 0 | 465 | 0 | 0 | 0 | 0 | 0 | 0 | 0 | 0 | 0
2040-11-29 | 23 | 21.94 | -18379 | -2118 | -781 | 86 | 550 | 691 | 2410 | 0 | 0 | 618 | 53 | 160 | 1883 | 3288 | 5949 | 0 | 2052 | 0 | 218 | 1212 | 0 | 445 | 1200 | 0 | 465 | 0 | 0 | 0 | 0 | 0 | 0 | 0 | 0 | 0
2040-11-29 | 24 | 21.94 | -17235 | -2118 | -636 | 0 | 179 | 305 | 1590 | 0 | 0 | 554 | 53 | 160 | 2221 | 3288 | 6068 | 0 | 2060 | 0 | 209 | 1205 | 0 | 431 | 1200 | 0 | 465 | 0 | 0 | 0 | 0 | 0 | 0 | 0 | 0 | 0
2040-11-30 | 1 | 27.83 | -16349 | -2197 | -509 | 0 | 0 | -815 | 750 | 0 | 0 | 590 | 53 | 319 | 3266 | 3288 | 5683 | 0 | 2014 | 0 | 215 | 1190 | 0 | 837 | 1200 | 0 | 465 | 0 | 0 | 0 | 0 | 0 | 0 | 0 | 0 | 0
2040-11-30 | 2 | 27.83 | -15844 | -2197 | -454 | 0 | 0 | -1077 | 528 | 0 | 0 | 554 | 53 | 335 | 3266 | 3288 | 5565 | 0 | 2079 | 0 | 212 | 1181 | 0 | 847 | 1200 | 0 | 465 | 0 | 0 | 0 | 0 | 0 | 0 | 0 | 0 | 0
2040-11-30 | 3 | 27.83 | -15593 | -2275 | -400 | 0 | 0 | -702 | 528 | 0 | 0 | 501 | 53 | 341 | 2558 | 3288 | 5774 | 0 | 2050 | 0 | 208 | 1179 | 0 | 825 | 1200 | 0 | 465 | 0 | 0 | 0 | 0 | 0 | 0 | 0 | 0 | 0
2040-11-30 | 4 | 27.83 | -15560 | -2359 | -382 | 0 | 0 | -583 | 528 | 0 | 0 | 486 | 53 | 341 | 2558 | 3288 | 6118 | 0 | 2051 | 0 | 210 | 1182 | 0 | 404 | 1200 | 0 | 465 | 0 | 0 | 0 | 0 | 0 | 0 | 0 | 0 | 0
2040-11-30 | 5 | 27.83 | -15807 | -2359 | -363 | 0 | 0 | -309 | 528 | 0 | 0 | 500 | 53 | 341 | 2558 | 3288 | 6035 | 0 | 2104 | 0 | 212 | 1178 | 0 | 376 | 1200 | 0 | 465 | 0 | 0 | 0 | 0 | 0 | 0 | 0 | 0 | 0
2040-11-30 | 6 | 27.83 | -16428 | -2442 | -382 | 0 | 0 | -60 | 808 | 0 | 0 | 517 | 53 | 341 | 2558 | 3288 | 6292 | 0 | 2060 | 0 | 216 | 1181 | 0 | 334 | 1200 | 0 | 465 | 0 | 0 | 0 | 0 | 0 | 0 | 0 | 0 | 0
2040-11-30 | 7 | 37.61 | -17396 | -2526 | -491 | 0 | 0 | 278 | 1490 | 0 | 0 | 599 | 53 | 341 | 2863 | 3288 | 6189 | 0 | 1947 | 0 | 214 | 1184 | 0 | 303 | 1200 | 0 | 465 | 0 | 0 | 0 | 0 | 0 | 0 | 0 | 0 | 0
2040-11-30 | 8 | 37.34 | -18422 | -2526 | -600 | 0 | 0 | 0 | 2214 | 0 | 0 | 554 | 53 | 341 | 2729 | 3288 | 6544 | 0 | 1985 | 493 | 215 | 1182 | 0 | 285 | 1200 | 0 | 465 | 0 | 0 | 0 | 0 | 0 | 0 | 0 | 0 | 0
2040-11-30 | 9 | 27.83 | -19448 | -2442 | -727 | 0 | 0 | -751 | 2938 | 0 | 0 | 486 | 53 | 341 | 1635 | 3288 | 6269 | 0 | 1966 | 3008 | 216 | 1197 | 0 | 307 | 1200 | 0 | 465 | 0 | 0 | 0 | 0 | 0 | 0 | 0 | 0 | 0
2040-11-30 | 10 | 26.77 | -19909 | -2275 | -854 | 0 | -596 | -1859 | 3260 | 0 | 0 | 486 | 53 | 341 | 626 | 3288 | 6043 | 0 | 1966 | 6020 | 215 | 1215 | 0 | 315 | 1200 | 0 | 465 | 0 | 0 | 0 | 0 | 0 | 0 | 0 | 0 | 0
2040-11-30 | 11 | 23.98 | -20049 | -2118 | -818 | -535 | -2000 | -1859 | 3361 | 0 | 0 | 486 | 53 | 233 | 513 | 3288 | 5927 | 0 | 1969 | 8151 | 215 | 1212 | 0 | 306 | 1200 | 0 | 465 | 0 | 0 | 0 | 0 | 0 | 0 | 0 | 0 | 0
2040-11-30 | 12 | 23.98 | -19977 | -1893 | -709 | -862 | -2000 | -1859 | 3308 | 0 | 0 | 486 | 53 | 233 | 513 | 3288 | 5542 | 0 | 2005 | 8460 | 215 | 1211 | 0 | 322 | 1200 | 0 | 465 | 0 | 0 | 0 | 0 | 0 | 0 | 0 | 0 | 0
2040-11-30 | 13 | 26.77 | -19733 | -1752 | -927 | 0 | -1760 | -1859 | 3139 | 0 | 0 | 486 | 53 | 341 | 0 | 3288 | 4908 | 0 | 2067 | 8329 | 215 | 1209 | 0 | 332 | 1200 | 0 | 465 | 0 | 0 | 0 | 0 | 0 | 0 | 0 | 0 | 0
2040-11-30 | 14 | 26.77 | -19413 | -1679 | -909 | 0 | -269 | -1859 | 2911 | 0 | 0 | 486 | 53 | 341 | 0 | 3288 | 4532 | 0 | 2109 | 6974 | 214 | 1208 | 0 | 347 | 1200 | 0 | 465 | 0 | 0 | 0 | 0 | 0 | 0 | 0 | 0 | 0
2040-11-30 | 15 | 37.61 | -19381 | -1679 | -818 | 0 | 779 | 0 | 2890 | 0 | 0 | 486 | 53 | 341 | 393 | 3288 | 3813 | 0 | 2103 | 4309 | 215 | 1208 | 0 | 335 | 1200 | 0 | 465 | 0 | 0 | 0 | 0 | 0 | 0 | 0 | 0 | 0
2040-11-30 | 16 | 37.61 | -19761 | -1679 | -1072 | 112 | 284 | 786 | 3155 | 0 | 0 | 784 | 53 | 341 | 3594 | 3288 | 3437 | 0 | 2101 | 1173 | 215 | 1214 | 0 | 310 | 1200 | 0 | 465 | 0 | 0 | 0 | 0 | 0 | 0 | 0 | 0 | 0
2040-11-30 | 17 | 37.61 | -21102 | -1893 | -1381 | 338 | 625 | 1488 | 4100 | 0 | 0 | 1072 | 53 | 341 | 4160 | 3288 | 3410 | 0 | 2069 | 20 | 218 | 1211 | 0 | 319 | 1200 | 0 | 465 | 0 | 0 | 0 | 0 | 0 | 0 | 0 | 0 | 0
2040-11-30 | 18 | 37.61 | -22030 | -2040 | -1654 | 327 | 1131 | 1273 | 4756 | 0 | 0 | 1159 | 53 | 341 | 4380 | 3288 | 3478 | 0 | 2071 | 8 | 218 | 1221 | 0 | 355 | 1200 | 0 | 465 | 0 | 0 | 0 | 0 | 0 | 0 | 0 | 0 | 0
2040-11-30 | 19 | 37.61 | -21873 | -2118 | -1581 | 289 | 366 | 1340 | 4645 | 0 | 0 | 1159 | 53 | 341 | 4746 | 3288 | 3755 | 0 | 2103 | 0 | 218 | 1229 | 0 | 376 | 1200 | 0 | 465 | 0 | 0 | 0 | 0 | 0 | 0 | 0 | 0 | 0
2040-11-30 | 20 | 37.61 | -21461 | -2197 | -1109 | 0 | 386 | 1299 | 4354 | 0 | 0 | 1072 | 53 | 341 | 4736 | 3288 | 3641 | 0 | 2093 | 0 | 218 | 1227 | 0 | 394 | 1200 | 0 | 465 | 0 | 0 | 0 | 0 | 0 | 0 | 0 | 0 | 0
2040-11-30 | 21 | 37.61 | -20922 | -2359 | -1018 | 0 | 362 | 917 | 3974 | 0 | 0 | 1022 | 53 | 341 | 4869 | 3288 | 3911 | 0 | 2045 | 0 | 218 | 1223 | 0 | 412 | 1200 | 0 | 465 | 0 | 0 | 0 | 0 | 0 | 0 | 0 | 0 | 0
2040-11-30 | 22 | 37.61 | -20140 | -2442 | -854 | 81 | 942 | 302 | 3424 | 0 | 0 | 1025 | 53 | 341 | 4869 | 3288 | 3569 | 0 | 1996 | 0 | 218 | 1220 | 0 | 443 | 1200 | 0 | 465 | 0 | 0 | 0 | 0 | 0 | 0 | 0 | 0 | 0
2040-11-30 | 23 | 37.61 | -19046 | -2526 | -709 | 51 | 329 | 1307 | 2653 | 0 | 0 | 1115 | 53 | 341 | 4869 | 3288 | 2764 | 0 | 1972 | 0 | 218 | 1212 | 0 | 445 | 1200 | 0 | 465 | 0 | 0 | 0 | 0 | 0 | 0 | 0 | 0 | 0
2040-11-30 | 24 | 37.61 | -17906 | -2610 | -582 | 4 | 493 | 1068 | 1849 | 0 | 0 | 1072 | 53 | 341 | 4994 | 3288 | 2509 | 0 | 1917 | 0 | 209 | 1205 | 0 | 431 | 1200 | 0 | 465 | 0 | 0 | 0 | 0 | 0 | 0 | 0 | 0 | 0
2040-12-01 | 1 | 40.18 | -16997 | -2610 | -672 | 0 | 0 | 0 | 528 | 0 | 0 | 1001 | 53 | 341 | 7000 | 3288 | 2133 | 0 | 1897 | 0 | 210 | 1164 | 0 | 1000 | 1200 | 0 | 465 | 0 | 0 | 0 | 0 | 0 | 0 | 0 | 0 | 0
2040-12-01 | 2 | 41.01 | -16520 | -2788 | -582 | 0 | 0 | 0 | 528 | 0 | 0 | 1026 | 53 | 341 | 7321 | 3288 | 1484 | 0 | 1842 | 0 | 210 | 1155 | 0 | 976 | 1200 | 0 | 465 | 0 | 0 | 0 | 0 | 0 | 0 | 0 | 0 | 0
2040-12-01 | 3 | 41.11 | -16260 | -2876 | -527 | 0 | 0 | 0 | 528 | 0 | 0 | 1026 | 53 | 341 | 7470 | 3288 | 1211 | 0 | 1778 | 0 | 213 | 1154 | 0 | 936 | 1200 | 0 | 465 | 0 | 0 | 0 | 0 | 0 | 0 | 0 | 0 | 0
2040-12-01 | 4 | 42.24 | -16202 | -2876 | -472 | 0 | 0 | 0 | 528 | 0 | 0 | 1078 | 53 | 341 | 8038 | 3288 | 1014 | 0 | 1732 | 0 | 215 | 1152 | 0 | 447 | 1200 | 0 | 465 | 0 | 0 | 0 | 0 | 0 | 0 | 0 | 0 | 0
2040-12-01 | 5 | 42.96 | -16378 | -2965 | -472 | 0 | 0 | 0 | 528 | 0 | 0 | 1135 | 53 | 341 | 8485 | 3288 | 846 | 0 | 1688 | 0 | 214 | 1148 | 0 | 425 | 1200 | 0 | 465 | 0 | 0 | 0 | 0 | 0 | 0 | 0 | 0 | 0
2040-12-01 | 6 | 43.59 | -16872 | -3060 | -491 | 0 | 0 | 0 | 528 | 0 | 0 | 1135 | 53 | 341 | 9248 | 3288 | 821 | 0 | 1626 | 0 | 208 | 1149 | 0 | 360 | 1200 | 0 | 465 | 0 | 0 | 0 | 0 | 0 | 0 | 0 | 0 | 0
2040-12-01 | 7 | 44.56 | -17681 | -3060 | -545 | 0 | 0 | 0 | 787 | 0 | 0 | 1444 | 53 | 341 | 9822 | 3288 | 685 | 0 | 1529 | 0 | 216 | 1157 | 0 | 299 | 1200 | 0 | 465 | 0 | 0 | 0 | 0 | 0 | 0 | 0 | 0 | 0
2040-12-01 | 8 | 44.76 | -18570 | -2965 | -636 | 0 | 0 | 0 | 1432 | 0 | 0 | 1457 | 53 | 341 | 9969 | 3288 | 618 | 0 | 1426 | 285 | 216 | 1152 | 0 | 270 | 1200 | 0 | 465 | 0 | 0 | 0 | 0 | 0 | 0 | 0 | 0 | 0
2040-12-01 | 9 | 44.49 | -19584 | -2876 | -763 | 0 | 0 | 0 | 2161 | 0 | 0 | 1316 | 53 | 341 | 9725 | 3288 | 538 | 0 | 888 | 1574 | 216 | 1161 | 0 | 299 | 1200 | 0 | 465 | 0 | 0 | 0 | 0 | 0 | 0 | 0 | 0 | 0
2040-12-01 | 10 | 43.83 | -20337 | -2699 | -909 | 0 | 0 | 0 | 2705 | 0 | 0 | 1211 | 53 | 341 | 9595 | 3288 | 393 | 0 | 560 | 2414 | 216 | 1173 | 0 | 329 | 1200 | 0 | 465 | 0 | 0 | 0 | 0 | 0 | 0 | 0 | 0 | 0
2040-12-01 | 11 | 43.83 | -20776 | -2442 | -818 | 0 | 0 | 0 | 3022 | 0 | 0 | 1191 | 53 | 341 | 9578 | 3288 | 493 | 0 | 322 | 2349 | 216 | 1179 | 0 | 340 | 1200 | 0 | 465 | 0 | 0 | 0 | 0 | 0 | 0 | 0 | 0 | 0
2040-12-01 | 12 | 44.2 | -21013 | -2359 | -909 | 0 | 0 | 0 | 3192 | 0 | 0 | 1354 | 53 | 341 | 9650 | 3288 | 570 | 0 | 204 | 2213 | 215 | 1187 | 0 | 349 | 1200 | 0 | 465 | 0 | 0 | 0 | 0 | 0 | 0 | 0 | 0 | 0
2040-12-01 | 13 | 45 | -21188 | -2275 | -981 | 0 | 0 | 0 | 3318 | 0 | 0 | 1457 | 53 | 341 | 10054 | 3288 | 895 | 0 | 132 | 1474 | 214 | 1199 | 0 | 355 | 1200 | 0 | 465 | 0 | 0 | 0 | 0 | 0 | 0 | 0 | 0 | 0
2040-12-01 | 14 | 45.31 | -21361 | -2197 | -1018 | 0 | 0 | 0 | 3445 | 0 | 0 | 1457 | 53 | 341 | 10298 | 3288 | 1178 | 0 | 111 | 968 | 214 | 1206 | 0 | 351 | 1200 | 0 | 465 | 0 | 0 | 0 | 0 | 0 | 0 | 0 | 0 | 0
2040-12-01 | 15 | 45 | -21588 | -2197 | -1054 | 0 | 0 | 0 | 3609 | 0 | 0 | 1457 | 53 | 341 | 10066 | 3288 | 2023 | 0 | 108 | 468 | 216 | 1205 | 0 | 340 | 1200 | 0 | 465 | 0 | 0 | 0 | 0 | 0 | 0 | 0 | 0 | 0
2040-12-01 | 16 | 44.48 | -22088 | -2197 | -999 | 0 | 0 | 0 | 3968 | 0 | 0 | 1261 | 53 | 341 | 9692 | 3288 | 2959 | 0 | 127 | 221 | 216 | 1209 | 0 | 284 | 1200 | 0 | 465 | 0 | 0 | 0 | 0 | 0 | 0 | 0 | 0 | 0
2040-12-01 | 17 | 43.37 | -23332 | -2197 | -999 | 0 | 0 | 0 | 4867 | 0 | 0 | 1135 | 53 | 341 | 9093 | 3288 | 4202 | 0 | 168 | 13 | 216 | 1200 | 0 | 289 | 1200 | 0 | 465 | 0 | 0 | 0 | 0 | 0 | 0 | 0 | 0 | 0
2040-12-01 | 18 | 41.05 | -23911 | -2275 | -1018 | 0 | 0 | 0 | 5284 | 0 | 0 | 1001 | 53 | 341 | 7332 | 3288 | 6286 | 0 | 199 | 0 | 217 | 1202 | 0 | 337 | 1200 | 0 | 465 | 0 | 0 | 0 | 0 | 0 | 0 | 0 | 0 | 0
2040-12-01 | 19 | 39.11 | -23466 | -2118 | -1054 | 0 | 0 | 0 | 4962 | 0 | 0 | 958 | 53 | 341 | 6147 | 3288 | 7172 | 0 | 257 | 0 | 217 | 1202 | 0 | 378 | 1200 | 0 | 465 | 0 | 0 | 0 | 0 | 0 | 0 | 0 | 0 | 0
2040-12-01 | 20 | 38.05 | -22630 | -2118 | -981 | 0 | 0 | 0 | 4359 | 0 | 0 | 881 | 53 | 341 | 5586 | 3288 | 7300 | 0 | 423 | 0 | 216 | 1205 | 0 | 413 | 1200 | 0 | 465 | 0 | 0 | 0 | 0 | 0 | 0 | 0 | 0 | 0
2040-12-01 | 21 | 35.65 | -21595 | -2040 | -927 | 0 | 0 | 0 | 3614 | 0 | 0 | 840 | 53 | 341 | 5152 | 3288 | 7300 | 0 | 447 | 0 | 217 | 1209 | 0 | 436 | 1200 | 0 | 465 | 0 | 0 | 0 | 0 | 0 | 0 | 0 | 0 | 0
2040-12-01 | 22 | 34.28 | -20248 | -2040 | -836 | 0 | 0 | 0 | 2642 | 0 | 0 | 802 | 53 | 341 | 4655 | 3288 | 7310 | 0 | 473 | 0 | 217 | 1211 | 0 | 467 | 1200 | 0 | 465 | 0 | 0 | 0 | 0 | 0 | 0 | 0 | 0 | 0
2040-12-01 | 23 | 29.8 | -18767 | -2040 | -836 | 0 | 0 | 0 | 1575 | 0 | 0 | 649 | 53 | 341 | 4306 | 3288 | 7310 | 0 | 544 | 0 | 216 | 1194 | 0 | 503 | 1200 | 0 | 465 | 0 | 0 | 0 | 0 | 0 | 0 | 0 | 0 | 0
2040-12-01 | 24 | 31.31 | -17383 | -2040 | -763 | 0 | 0 | 0 | 576 | 0 | 0 | 612 | 53 | 341 | 3887 | 3288 | 7312 | 0 | 576 | 0 | 212 | 1175 | 0 | 490 | 1200 | 0 | 465 | 0 | 0 | 0 | 0 | 0 | 0 | 0 | 0 | 0
2040-12-02 | 1 | 31.31 | -16435 | -2040 | -745 | 0 | 0 | -1485 | 528 | 0 | 0 | 584 | 53 | 341 | 3918 | 3288 | 7323 | 0 | 631 | 0 | 210 | 1164 | 0 | 1000 | 1200 | 0 | 465 | 0 | 0 | 0 | 0 | 0 | 0 | 0 | 0 | 0
2040-12-02 | 2 | 31.31 | -15934 | -1966 | -636 | 0 | 0 | -1234 | 528 | 0 | 0 | 567 | 53 | 341 | 2964 | 3288 | 7364 | 0 | 659 | 0 | 210 | 1155 | 0 | 976 | 1200 | 0 | 465 | 0 | 0 | 0 | 0 | 0 | 0 | 0 | 0 | 0
2040-12-02 | 3 | 31.31 | -15738 | -1966 | -563 | 0 | 0 | -407 | 528 | 0 | 0 | 567 | 53 | 341 | 1799 | 3288 | 7385 | 0 | 746 | 0 | 213 | 1154 | 0 | 936 | 1200 | 0 | 465 | 0 | 0 | 0 | 0 | 0 | 0 | 0 | 0 | 0
2040-12-02 | 4 | 33.57 | -15774 | -1966 | -527 | 0 | 0 | 0 | 528 | 0 | 0 | 567 | 53 | 341 | 1875 | 3288 | 7400 | 0 | 737 | 0 | 215 | 1152 | 0 | 447 | 1200 | 0 | 465 | 0 | 0 | 0 | 0 | 0 | 0 | 0 | 0 | 0
2040-12-02 | 5 | 40.68 | -16274 | -1966 | -509 | 0 | 0 | 0 | 528 | 0 | 0 | 567 | 53 | 341 | 2262 | 3288 | 7416 | 0 | 843 | 0 | 214 | 1148 | 0 | 425 | 1200 | 0 | 465 | 0 | 0 | 0 | 0 | 0 | 0 | 0 | 0 | 0
2040-12-02 | 6 | 42.32 | -17568 | -1966 | -527 | 0 | 0 | 1026 | 528 | 0 | 0 | 599 | 53 | 341 | 2485 | 3288 | 7423 | 0 | 936 | 0 | 208 | 1149 | 0 | 360 | 1200 | 0 | 465 | 0 | 0 | 0 | 0 | 0 | 0 | 0 | 0 | 0
2040-12-02 | 7 | 42.32 | -19572 | -1966 | -600 | 0 | 0 | 1287 | 1733 | 0 | 0 | 636 | 53 | 341 | 3148 | 3288 | 7425 | 0 | 890 | 0 | 216 | 1157 | 0 | 299 | 1200 | 0 | 465 | 0 | 0 | 0 | 0 | 0 | 0 | 0 | 0 | 0
2040-12-02 | 8 | 41.9 | -20930 | -1893 | -691 | 0 | 0 | 0 | 2679 | 0 | 0 | 649 | 53 | 341 | 4572 | 3288 | 7403 | 0 | 1004 | 223 | 216 | 1152 | 0 | 270 | 1200 | 0 | 465 | 0 | 0 | 0 | 0 | 0 | 0 | 0 | 0 | 0
2040-12-02 | 9 | 31.31 | -21714 | -1966 | -854 | 0 | 0 | 0 | 3229 | 0 | 0 | 632 | 53 | 341 | 4127 | 3288 | 7359 | 0 | 933 | 1234 | 216 | 1161 | 0 | 299 | 1200 | 0 | 465 | 0 | 0 | 0 | 0 | 0 | 0 | 0 | 0 | 0
2040-12-02 | 10 | 26.38 | -22201 | -1893 | -999 | 0 | 0 | -1254 | 3572 | 0 | 0 | 584 | 53 | 341 | 4059 | 3288 | 7356 | 0 | 858 | 2854 | 216 | 1173 | 0 | 329 | 1200 | 0 | 465 | 0 | 0 | 0 | 0 | 0 | 0 | 0 | 0 | 0
2040-12-02 | 11 | 26.38 | -22605 | -1893 | -909 | 0 | 0 | -1812 | 3852 | 0 | 0 | 567 | 53 | 341 | 4082 | 3288 | 7356 | 0 | 770 | 3510 | 216 | 1179 | 0 | 340 | 1200 | 0 | 465 | 0 | 0 | 0 | 0 | 0 | 0 | 0 | 0 | 0
2040-12-02 | 12 | 26.38 | -22804 | -1893 | -999 | 0 | 0 | -1043 | 3995 | 0 | 0 | 584 | 53 | 341 | 3830 | 3288 | 7337 | 0 | 810 | 3087 | 215 | 1187 | 0 | 349 | 1200 | 0 | 465 | 0 | 0 | 0 | 0 | 0 | 0 | 0 | 0 | 0
2040-12-02 | 13 | 26.38 | -22817 | -1893 | -1090 | 0 | 0 | -1116 | 4000 | 0 | 0 | 567 | 53 | 341 | 3830 | 3288 | 7340 | 0 | 790 | 3275 | 214 | 1199 | 0 | 355 | 1200 | 0 | 465 | 0 | 0 | 0 | 0 | 0 | 0 | 0 | 0 | 0
2040-12-02 | 14 | 26.38 | -22780 | -1820 | -1127 | 0 | 0 | -291 | 3974 | 0 | 0 | 612 | 53 | 341 | 3804 | 3288 | 7339 | 0 | 828 | 2343 | 214 | 1206 | 0 | 351 | 1200 | 0 | 465 | 0 | 0 | 0 | 0 | 0 | 0 | 0 | 0 | 0
2040-12-02 | 15 | 35.65 | -22625 | -1820 | -1163 | 0 | 0 | 159 | 3868 | 0 | 0 | 655 | 53 | 341 | 4369 | 3288 | 7361 | 0 | 845 | 1243 | 216 | 1205 | 0 | 340 | 1200 | 0 | 465 | 0 | 0 | 0 | 0 | 0 | 0 | 0 | 0 | 0
2040-12-02 | 16 | 35.65 | -22754 | -1893 | -1109 | 0 | 0 | 385 | 3958 | 0 | 0 | 839 | 53 | 341 | 4809 | 3288 | 7370 | 0 | 878 | 462 | 216 | 1209 | 0 | 284 | 1200 | 0 | 465 | 0 | 0 | 0 | 0 | 0 | 0 | 0 | 0 | 0
2040-12-02 | 17 | 35.65 | -23873 | -1966 | -1090 | 0 | 0 | 1081 | 4740 | 0 | 0 | 920 | 53 | 341 | 4809 | 3288 | 7375 | 0 | 942 | 10 | 216 | 1200 | 0 | 289 | 1200 | 0 | 465 | 0 | 0 | 0 | 0 | 0 | 0 | 0 | 0 | 0
2040-12-02 | 18 | 35.65 | -24649 | -1966 | -1127 | 0 | 0 | 898 | 5284 | 0 | 0 | 940 | 53 | 341 | 5041 | 3288 | 7381 | 0 | 1096 | 0 | 217 | 1202 | 0 | 337 | 1200 | 0 | 465 | 0 | 0 | 0 | 0 | 0 | 0 | 0 | 0 | 0
2040-12-02 | 19 | 35.65 | -24291 | -2040 | -1163 | 0 | 0 | 811 | 5030 | 0 | 0 | 920 | 53 | 341 | 4962 | 3288 | 7376 | 0 | 1251 | 0 | 217 | 1202 | 0 | 378 | 1200 | 0 | 465 | 0 | 0 | 0 | 0 | 0 | 0 | 0 | 0 | 0
2040-12-02 | 20 | 35.65 | -23622 | -2118 | -1090 | 0 | 0 | 506 | 4565 | 0 | 0 | 878 | 53 | 341 | 4962 | 3288 | 7357 | 0 | 1381 | 0 | 216 | 1205 | 0 | 413 | 1200 | 0 | 465 | 0 | 0 | 0 | 0 | 0 | 0 | 0 | 0 | 0
2040-12-02 | 21 | 35.65 | -22598 | -2197 | -1018 | 0 | 0 | 241 | 3847 | 0 | 0 | 840 | 53 | 341 | 4962 | 3288 | 7356 | 0 | 1358 | 0 | 217 | 1209 | 0 | 436 | 1200 | 0 | 465 | 0 | 0 | 0 | 0 | 0 | 0 | 0 | 0 | 0
2040-12-02 | 22 | 33.57 | -21126 | -2197 | -927 | 0 | 0 | 0 | 2816 | 0 | 0 | 802 | 53 | 341 | 4670 | 3288 | 7363 | 0 | 1357 | 0 | 217 | 1211 | 0 | 467 | 1200 | 0 | 465 | 0 | 0 | 0 | 0 | 0 | 0 | 0 | 0 | 0
2040-12-02 | 23 | 30.24 | -19462 | -2275 | -927 | 0 | 0 | 0 | 1654 | 0 | 0 | 655 | 53 | 341 | 4374 | 3288 | 7340 | 0 | 1381 | 0 | 216 | 1194 | 0 | 503 | 1200 | 0 | 465 | 0 | 0 | 0 | 0 | 0 | 0 | 0 | 0 | 0
2040-12-02 | 24 | 29.8 | -18007 | -2275 | -836 | 0 | 0 | 0 | 634 | 0 | 0 | 632 | 53 | 341 | 3981 | 3288 | 7341 | 0 | 1307 | 0 | 212 | 1175 | 0 | 490 | 1200 | 0 | 465 | 0 | 0 | 0 | 0 | 0 | 0 | 0 | 0 | 0
2040-12-03 | 1 | 29.64 | -17082 | -2275 | -563 | 0 | 0 | -1229 | 528 | 0 | 0 | 584 | 53 | 341 | 3702 | 3288 | 7337 | 0 | 1277 | 0 | 210 | 1164 | 0 | 1000 | 1200 | 0 | 465 | 0 | 0 | 0 | 0 | 0 | 0 | 0 | 0 | 0
2040-12-03 | 2 | 29.64 | -16587 | -2197 | -509 | 0 | 0 | -911 | 528 | 0 | 0 | 567 | 53 | 341 | 2734 | 3288 | 7336 | 0 | 1350 | 0 | 210 | 1155 | 0 | 976 | 1200 | 0 | 465 | 0 | 0 | 0 | 0 | 0 | 0 | 0 | 0 | 0
2040-12-03 | 3 | 29.64 | -16383 | -2275 | -436 | 0 | 0 | -403 | 528 | 0 | 0 | 567 | 53 | 341 | 2034 | 3288 | 7245 | 0 | 1473 | 0 | 213 | 1154 | 0 | 936 | 1200 | 0 | 465 | 0 | 0 | 0 | 0 | 0 | 0 | 0 | 0 | 0
2040-12-03 | 4 | 29.64 | -16423 | -2197 | -418 | 0 | 0 | -196 | 528 | 0 | 0 | 567 | 53 | 341 | 2008 | 3288 | 7336 | 0 | 1634 | 0 | 215 | 1152 | 0 | 447 | 1200 | 0 | 465 | 0 | 0 | 0 | 0 | 0 | 0 | 0 | 0 | 0
2040-12-03 | 5 | 39.22 | -16891 | -2275 | -418 | 0 | 0 | 0 | 528 | 0 | 0 | 567 | 53 | 341 | 2324 | 3288 | 7350 | 0 | 1681 | 0 | 214 | 1148 | 0 | 425 | 1200 | 0 | 465 | 0 | 0 | 0 | 0 | 0 | 0 | 0 | 0 | 0
2040-12-03 | 6 | 40.06 | -18151 | -2275 | -436 | 0 | 0 | 940 | 719 | 0 | 0 | 599 | 53 | 341 | 2560 | 3288 | 7348 | 0 | 1633 | 0 | 208 | 1149 | 0 | 360 | 1200 | 0 | 465 | 0 | 0 | 0 | 0 | 0 | 0 | 0 | 0 | 0
2040-12-03 | 7 | 40.06 | -19856 | -2275 | -545 | 0 | 0 | 1087 | 1913 | 0 | 0 | 612 | 53 | 341 | 2964 | 3288 | 7348 | 0 | 1734 | 0 | 216 | 1157 | 0 | 299 | 1200 | 0 | 465 | 0 | 0 | 0 | 0 | 0 | 0 | 0 | 0 | 0
2040-12-03 | 8 | 39.94 | -21127 | -2197 | -672 | 0 | 0 | 0 | 2801 | 0 | 0 | 632 | 53 | 341 | 4231 | 3288 | 7349 | 0 | 1870 | 129 | 216 | 1152 | 0 | 270 | 1200 | 0 | 465 | 0 | 0 | 0 | 0 | 0 | 0 | 0 | 0 | 0
2040-12-03 | 9 | 33.82 | -22025 | -2197 | -800 | 0 | 0 | 0 | 3429 | 0 | 0 | 632 | 53 | 341 | 4239 | 3288 | 7346 | 0 | 1864 | 488 | 216 | 1161 | 0 | 299 | 1200 | 0 | 465 | 0 | 0 | 0 | 0 | 0 | 0 | 0 | 0 | 0
2040-12-03 | 10 | 25.37 | -22508 | -2197 | -927 | 0 | 0 | -60 | 3767 | 0 | 0 | 612 | 53 | 341 | 3968 | 3288 | 7353 | 0 | 1976 | 951 | 216 | 1173 | 0 | 329 | 1200 | 0 | 465 | 0 | 0 | 0 | 0 | 0 | 0 | 0 | 0 | 0
2040-12-03 | 11 | 25.37 | -22786 | -2118 | -909 | 0 | 0 | -1294 | 3963 | 0 | 0 | 567 | 53 | 341 | 3968 | 3288 | 7352 | 0 | 1918 | 2257 | 216 | 1179 | 0 | 340 | 1200 | 0 | 465 | 0 | 0 | 0 | 0 | 0 | 0 | 0 | 0 | 0
2040-12-03 | 12 | 23.9 | -22899 | -2040 | -781 | 0 | -881 | -1859 | 4042 | 0 | 0 | 567 | 53 | 233 | 3192 | 3288 | 7349 | 0 | 1981 | 4340 | 215 | 1187 | 0 | 349 | 1200 | 0 | 465 | 0 | 0 | 0 | 0 | 0 | 0 | 0 | 0 | 0
2040-12-03 | 13 | 25.37 | -22853 | -1966 | -1018 | 0 | 0 | -1850 | 4011 | 0 | 0 | 567 | 53 | 341 | 3192 | 3288 | 7353 | 0 | 2010 | 3442 | 214 | 1199 | 0 | 355 | 1200 | 0 | 465 | 0 | 0 | 0 | 0 | 0 | 0 | 0 | 0 | 0
2040-12-03 | 14 | 25.37 | -22716 | -1893 | -999 | 0 | 0 | -1066 | 3915 | 0 | 0 | 567 | 53 | 341 | 3024 | 3288 | 7353 | 0 | 2092 | 2607 | 214 | 1206 | 0 | 351 | 1200 | 0 | 465 | 0 | 0 | 0 | 0 | 0 | 0 | 0 | 0 | 0
2040-12-03 | 15 | 25.37 | -22505 | -1893 | -890 | 0 | 0 | -275 | 3767 | 0 | 0 | 567 | 53 | 341 | 2929 | 3288 | 7360 | 0 | 2103 | 1730 | 216 | 1205 | 0 | 340 | 1200 | 0 | 465 | 0 | 0 | 0 | 0 | 0 | 0 | 0 | 0 | 0
2040-12-03 | 16 | 34.28 | -22516 | -1820 | -1181 | 0 | 114 | 571 | 3773 | 0 | 0 | 612 | 53 | 341 | 3399 | 3288 | 7375 | 0 | 2100 | 518 | 216 | 1209 | 0 | 284 | 1200 | 0 | 465 | 0 | 0 | 0 | 0 | 0 | 0 | 0 | 0 | 0
2040-12-03 | 17 | 34.28 | -23679 | -1820 | -1508 | 0 | 149 | 1411 | 4587 | 0 | 0 | 815 | 53 | 341 | 3526 | 3288 | 7386 | 0 | 2066 | 17 | 216 | 1200 | 0 | 289 | 1200 | 0 | 465 | 0 | 0 | 0 | 0 | 0 | 0 | 0 | 0 | 0
2040-12-03 | 18 | 34.28 | -24677 | -1893 | -1817 | 0 | 292 | 1189 | 5284 | 0 | 0 | 890 | 53 | 341 | 4183 | 3288 | 7384 | 0 | 2064 | 0 | 217 | 1202 | 0 | 337 | 1200 | 0 | 465 | 0 | 0 | 0 | 0 | 0 | 0 | 0 | 0 | 0
2040-12-03 | 19 | 34.28 | -24371 | -1966 | -1745 | 0 | 33 | 1263 | 5073 | 0 | 0 | 878 | 53 | 341 | 4183 | 3288 | 7383 | 0 | 2126 | 0 | 217 | 1202 | 0 | 378 | 1200 | 0 | 465 | 0 | 0 | 0 | 0 | 0 | 0 | 0 | 0 | 0
2040-12-03 | 20 | 34.28 | -23733 | -2040 | -1236 | 0 | 171 | 305 | 4624 | 0 | 0 | 815 | 53 | 341 | 4484 | 3288 | 7369 | 0 | 2060 | 0 | 216 | 1205 | 0 | 413 | 1200 | 0 | 465 | 0 | 0 | 0 | 0 | 0 | 0 | 0 | 0 | 0
2040-12-03 | 21 | 32.18 | -22759 | -2040 | -1127 | 0 | 0 | 0 | 3942 | 0 | 0 | 800 | 53 | 341 | 4566 | 3288 | 7375 | 0 | 2035 | 0 | 217 | 1209 | 0 | 436 | 1200 | 0 | 465 | 0 | 0 | 0 | 0 | 0 | 0 | 0 | 0 | 0
2040-12-03 | 22 | 30.24 | -21278 | -2118 | -945 | 0 | 0 | 0 | 2906 | 0 | 0 | 636 | 53 | 341 | 4148 | 3288 | 7376 | 0 | 2035 | 0 | 217 | 1211 | 0 | 467 | 1200 | 0 | 465 | 0 | 0 | 0 | 0 | 0 | 0 | 0 | 0 | 0
2040-12-03 | 23 | 24.2 | -19543 | -2197 | -781 | 0 | 0 | 0 | 1696 | 0 | 0 | 612 | 53 | 238 | 3670 | 3288 | 7331 | 0 | 2055 | 0 | 216 | 1194 | 0 | 503 | 1200 | 0 | 465 | 0 | 0 | 0 | 0 | 0 | 0 | 0 | 0 | 0
2040-12-03 | 24 | 24.22 | -18034 | -2197 | -636 | 0 | 0 | 0 | 639 | 0 | 0 | 612 | 53 | 335 | 3388 | 3288 | 6947 | 0 | 2063 | 0 | 212 | 1175 | 0 | 490 | 1200 | 0 | 465 | 0 | 0 | 0 | 0 | 0 | 0 | 0 | 0 | 0
2040-12-04 | 1 | 36.6 | -17109 | -2197 | -563 | 0 | -1512 | 0 | 528 | 0 | 0 | 599 | 53 | 341 | 4154 | 3288 | 6354 | 0 | 2026 | 0 | 210 | 1164 | 0 | 1000 | 1200 | 0 | 465 | 0 | 0 | 0 | 0 | 0 | 0 | 0 | 0 | 0
2040-12-04 | 2 | 36.6 | -16628 | -2275 | -509 | 0 | -257 | 0 | 528 | 0 | 0 | 636 | 53 | 341 | 3951 | 3288 | 4873 | 0 | 1994 | 0 | 210 | 1155 | 0 | 976 | 1200 | 0 | 465 | 0 | 0 | 0 | 0 | 0 | 0 | 0 | 0 | 0
2040-12-04 | 3 | 39.26 | -16409 | -2275 | -436 | 0 | 0 | 0 | 528 | 0 | 0 | 811 | 53 | 341 | 4416 | 3288 | 3732 | 0 | 1983 | 0 | 213 | 1154 | 0 | 936 | 1200 | 0 | 465 | 0 | 0 | 0 | 0 | 0 | 0 | 0 | 0 | 0
2040-12-04 | 4 | 42.96 | -16440 | -2275 | -418 | 0 | 0 | 0 | 528 | 0 | 0 | 877 | 53 | 341 | 5375 | 3288 | 3237 | 0 | 1955 | 0 | 215 | 1152 | 0 | 447 | 1200 | 0 | 465 | 0 | 0 | 0 | 0 | 0 | 0 | 0 | 0 | 0
2040-12-04 | 5 | 42.53 | -16958 | -2275 | -418 | 0 | 0 | 0 | 528 | 0 | 0 | 948 | 53 | 341 | 5908 | 3288 | 3259 | 0 | 1875 | 0 | 214 | 1148 | 0 | 425 | 1200 | 0 | 465 | 0 | 0 | 0 | 0 | 0 | 0 | 0 | 0 | 0
2040-12-04 | 6 | 41.82 | -18375 | -2275 | -436 | 0 | 0 | 0 | 1374 | 0 | 0 | 1001 | 53 | 341 | 7284 | 3288 | 2553 | 0 | 1812 | 0 | 208 | 1149 | 0 | 360 | 1200 | 0 | 465 | 0 | 0 | 0 | 0 | 0 | 0 | 0 | 0 | 0
2040-12-04 | 7 | 43.49 | -20709 | -2275 | -545 | 0 | 0 | 0 | 3065 | 0 | 0 | 1135 | 53 | 341 | 8762 | 3288 | 1860 | 0 | 1689 | 0 | 216 | 1157 | 0 | 299 | 1200 | 0 | 465 | 0 | 0 | 0 | 0 | 0 | 0 | 0 | 0 | 0
2040-12-04 | 8 | 44.83 | -21929 | -2275 | -672 | 0 | 0 | 0 | 3952 | 0 | 0 | 1182 | 53 | 341 | 9612 | 3288 | 1477 | 0 | 1503 | 166 | 216 | 1152 | 0 | 270 | 1200 | 0 | 465 | 0 | 0 | 0 | 0 | 0 | 0 | 0 | 0 | 0
2040-12-04 | 9 | 44.56 | -22167 | -2275 | -800 | 0 | 0 | 0 | 4127 | 0 | 0 | 1429 | 53 | 341 | 9818 | 3288 | 1022 | 0 | 1092 | 732 | 216 | 1161 | 0 | 299 | 1200 | 0 | 465 | 0 | 0 | 0 | 0 | 0 | 0 | 0 | 0 | 0
2040-12-04 | 10 | 43.63 | -22195 | -2118 | -927 | 0 | 0 | 0 | 4143 | 0 | 0 | 1135 | 53 | 341 | 9315 | 3288 | 893 | 0 | 743 | 1947 | 216 | 1173 | 0 | 329 | 1200 | 0 | 465 | 0 | 0 | 0 | 0 | 0 | 0 | 0 | 0 | 0
2040-12-04 | 11 | 42.91 | -22134 | -1966 | -909 | 0 | 0 | 0 | 4100 | 0 | 0 | 1135 | 53 | 341 | 8640 | 3288 | 886 | 0 | 538 | 2628 | 216 | 1179 | 0 | 340 | 1200 | 0 | 465 | 0 | 0 | 0 | 0 | 0 | 0 | 0 | 0 | 0
2040-12-04 | 12 | 42.53 | -22011 | -1893 | -781 | 0 | 0 | 0 | 4011 | 0 | 0 | 1119 | 53 | 341 | 8296 | 3288 | 939 | 0 | 394 | 2829 | 215 | 1187 | 0 | 349 | 1200 | 0 | 465 | 0 | 0 | 0 | 0 | 0 | 0 | 0 | 0 | 0
2040-12-04 | 13 | 40.34 | -21846 | -1820 | -1018 | 0 | 0 | 0 | 3894 | 0 | 0 | 1001 | 53 | 341 | 7130 | 3288 | 950 | 0 | 368 | 4227 | 214 | 1199 | 0 | 355 | 1200 | 0 | 465 | 0 | 0 | 0 | 0 | 0 | 0 | 0 | 0 | 0
2040-12-04 | 14 | 41.82 | -21770 | -1679 | -999 | 0 | 0 | 0 | 3836 | 0 | 0 | 1025 | 53 | 341 | 7860 | 3288 | 810 | 0 | 271 | 3528 | 214 | 1206 | 0 | 351 | 1200 | 0 | 465 | 0 | 0 | 0 | 0 | 0 | 0 | 0 | 0 | 0
2040-12-04 | 15 | 42.58 | -21612 | -1679 | -890 | 0 | 0 | 0 | 3720 | 0 | 0 | 1135 | 53 | 341 | 8485 | 3288 | 675 | 0 | 172 | 2887 | 216 | 1205 | 0 | 340 | 1200 | 0 | 465 | 0 | 0 | 0 | 0 | 0 | 0 | 0 | 0 | 0
2040-12-04 | 16 | 47.3 | -21763 | -1679 | -1181 | 0 | 0 | 0 | 3831 | 0 | 0 | 1457 | 53 | 341 | 11146 | 3288 | 678 | 0 | 138 | 317 | 216 | 1209 | 0 | 284 | 1200 | 0 | 465 | 0 | 0 | 0 | 0 | 0 | 0 | 0 | 0 | 0
2040-12-04 | 17 | 49.04 | -22915 | -1679 | -1508 | 0 | 394 | 0 | 4666 | 0 | 0 | 1457 | 53 | 358 | 11732 | 3288 | 633 | 0 | 140 | 10 | 216 | 1200 | 0 | 289 | 1200 | 0 | 465 | 0 | 0 | 0 | 0 | 0 | 0 | 0 | 0 | 0
2040-12-04 | 18 | 49.04 | -23764 | -1752 | -1817 | 0 | 777 | 0 | 5284 | 0 | 0 | 1457 | 53 | 358 | 11732 | 3288 | 802 | 0 | 161 | 0 | 217 | 1202 | 0 | 337 | 1200 | 0 | 465 | 0 | 0 | 0 | 0 | 0 | 0 | 0 | 0 | 0
2040-12-04 | 19 | 49.04 | -23581 | -1752 | -1745 | 0 | 350 | 0 | 5152 | 0 | 0 | 1457 | 53 | 358 | 11689 | 3288 | 1044 | 0 | 224 | 0 | 217 | 1202 | 0 | 378 | 1200 | 0 | 465 | 0 | 0 | 0 | 0 | 0 | 0 | 0 | 0 | 0
2040-12-04 | 20 | 46.41 | -23032 | -1820 | -1236 | 0 | 0 | 0 | 4756 | 0 | 0 | 1457 | 53 | 341 | 10787 | 3288 | 1723 | 0 | 184 | 0 | 216 | 1205 | 0 | 413 | 1200 | 0 | 465 | 0 | 0 | 0 | 0 | 0 | 0 | 0 | 0 | 0
2040-12-04 | 21 | 43.82 | -22249 | -1752 | -1127 | 0 | 0 | 0 | 4185 | 0 | 0 | 1343 | 53 | 341 | 9539 | 3288 | 2714 | 0 | 138 | 0 | 217 | 1209 | 0 | 436 | 1200 | 0 | 465 | 0 | 0 | 0 | 0 | 0 | 0 | 0 | 0 | 0
2040-12-04 | 22 | 43.09 | -20869 | -1752 | -945 | 0 | 0 | 0 | 3181 | 0 | 0 | 1135 | 53 | 341 | 8889 | 3288 | 2977 | 0 | 143 | 0 | 217 | 1211 | 0 | 467 | 1200 | 0 | 465 | 0 | 0 | 0 | 0 | 0 | 0 | 0 | 0 | 0
2040-12-04 | 23 | 42.44 | -19094 | -1820 | -781 | 0 | 0 | 0 | 1892 | 0 | 0 | 1119 | 53 | 341 | 8286 | 3288 | 2970 | 0 | 170 | 0 | 216 | 1194 | 0 | 503 | 1200 | 0 | 465 | 0 | 0 | 0 | 0 | 0 | 0 | 0 | 0 | 0
2040-12-04 | 24 | 42 | -17570 | -1820 | -636 | 0 | 0 | 0 | 787 | 0 | 0 | 1119 | 53 | 341 | 8005 | 3288 | 2690 | 0 | 201 | 0 | 212 | 1175 | 0 | 490 | 1200 | 0 | 465 | 0 | 0 | 0 | 0 | 0 | 0 | 0 | 0 | 0
2040-12-05 | 1 | 41.11 | -16575 | -1966 | -563 | 0 | 0 | 0 | 528 | 0 | 0 | 1026 | 53 | 341 | 7306 | 3288 | 2289 | 0 | 235 | 0 | 210 | 1164 | 0 | 1000 | 1200 | 0 | 465 | 0 | 0 | 0 | 0 | 0 | 0 | 0 | 0 | 0
2040-12-05 | 2 | 42.06 | -16038 | -1966 | -509 | 0 | 0 | 0 | 528 | 0 | 0 | 1026 | 53 | 341 | 7340 | 3288 | 1718 | 0 | 214 | 0 | 210 | 1155 | 0 | 976 | 1200 | 0 | 465 | 0 | 0 | 0 | 0 | 0 | 0 | 0 | 0 | 0
2040-12-05 | 3 | 41.82 | -15825 | -1966 | -436 | 0 | 0 | 0 | 528 | 0 | 0 | 1001 | 53 | 341 | 7258 | 3288 | 1585 | 0 | 206 | 0 | 213 | 1154 | 0 | 936 | 1200 | 0 | 465 | 0 | 0 | 0 | 0 | 0 | 0 | 0 | 0 | 0
2040-12-05 | 4 | 42.6 | -15885 | -2040 | -418 | 0 | 0 | 0 | 528 | 0 | 0 | 1001 | 53 | 341 | 7694 | 3288 | 1708 | 0 | 252 | 0 | 215 | 1152 | 0 | 447 | 1200 | 0 | 465 | 0 | 0 | 0 | 0 | 0 | 0 | 0 | 0 | 0
2040-12-05 | 5 | 42.99 | -16424 | -2040 | -418 | 0 | 0 | 0 | 528 | 0 | 0 | 1026 | 53 | 341 | 7856 | 3288 | 2091 | 0 | 246 | 0 | 214 | 1148 | 0 | 425 | 1200 | 0 | 465 | 0 | 0 | 0 | 0 | 0 | 0 | 0 | 0 | 0
2040-12-05 | 6 | 43.71 | -17882 | -2040 | -436 | 0 | 0 | 0 | 1115 | 0 | 0 | 1135 | 53 | 341 | 8689 | 3288 | 2081 | 0 | 274 | 0 | 208 | 1149 | 0 | 360 | 1200 | 0 | 465 | 0 | 0 | 0 | 0 | 0 | 0 | 0 | 0 | 0
2040-12-05 | 7 | 44.56 | -20254 | -2040 | -545 | 0 | 0 | 0 | 2853 | 0 | 0 | 1135 | 53 | 341 | 9260 | 3288 | 2135 | 0 | 437 | 0 | 216 | 1157 | 0 | 299 | 1200 | 0 | 465 | 0 | 0 | 0 | 0 | 0 | 0 | 0 | 0 | 0
2040-12-05 | 8 | 43.49 | -21464 | -2040 | -672 | 0 | 0 | 0 | 3736 | 0 | 0 | 1135 | 53 | 341 | 9135 | 3288 | 2413 | 0 | 539 | 233 | 216 | 1152 | 0 | 270 | 1200 | 0 | 465 | 0 | 0 | 0 | 0 | 0 | 0 | 0 | 0 | 0
2040-12-05 | 9 | 41.11 | -21594 | -2040 | -800 | 0 | 0 | 0 | 3836 | 0 | 0 | 1001 | 53 | 341 | 7574 | 3288 | 2773 | 0 | 642 | 1585 | 216 | 1161 | 0 | 299 | 1200 | 0 | 465 | 0 | 0 | 0 | 0 | 0 | 0 | 0 | 0 | 0
2040-12-05 | 10 | 35.43 | -21409 | -1752 | -927 | 0 | -277 | 0 | 3699 | 0 | 0 | 798 | 53 | 341 | 4965 | 3288 | 3582 | 0 | 619 | 3638 | 216 | 1173 | 0 | 329 | 1200 | 0 | 465 | 0 | 0 | 0 | 0 | 0 | 0 | 0 | 0 | 0
2040-12-05 | 11 | 35.43 | -21292 | -1548 | -909 | 0 | -1665 | 0 | 3614 | 0 | 0 | 567 | 53 | 341 | 4153 | 3288 | 4033 | 0 | 531 | 5434 | 216 | 1179 | 0 | 340 | 1200 | 0 | 465 | 0 | 0 | 0 | 0 | 0 | 0 | 0 | 0 | 0
2040-12-05 | 12 | 35.29 | -21171 | -1480 | -781 | 0 | -2000 | -26 | 3524 | 0 | 0 | 567 | 53 | 341 | 3486 | 3288 | 4857 | 0 | 613 | 5314 | 215 | 1187 | 0 | 349 | 1200 | 0 | 465 | 0 | 0 | 0 | 0 | 0 | 0 | 0 | 0 | 0
2040-12-05 | 13 | 35.43 | -21018 | -1355 | -1018 | 0 | -493 | 0 | 3413 | 0 | 0 | 567 | 53 | 341 | 1644 | 3288 | 5573 | 0 | 700 | 4872 | 214 | 1199 | 0 | 355 | 1200 | 0 | 465 | 0 | 0 | 0 | 0 | 0 | 0 | 0 | 0 | 0
2040-12-05 | 14 | 41.95 | -21038 | -1355 | -999 | 0 | 0 | 0 | 3429 | 0 | 0 | 567 | 53 | 341 | 2447 | 3288 | 5686 | 0 | 818 | 3328 | 214 | 1206 | 0 | 351 | 1200 | 0 | 465 | 0 | 0 | 0 | 0 | 0 | 0 | 0 | 0 | 0
2040-12-05 | 15 | 47.69 | -21062 | -1417 | -890 | 0 | 88 | 0 | 3445 | 0 | 0 | 584 | 53 | 341 | 3120 | 3288 | 5930 | 0 | 1169 | 1926 | 216 | 1205 | 0 | 340 | 1200 | 0 | 465 | 0 | 0 | 0 | 0 | 0 | 0 | 0 | 0 | 0
2040-12-05 | 16 | 47.69 | -21318 | -1417 | -1181 | 0 | 1730 | 0 | 3630 | 0 | 0 | 748 | 53 | 341 | 2921 | 3288 | 6103 | 0 | 1231 | 499 | 216 | 1209 | 0 | 284 | 1200 | 0 | 465 | 0 | 0 | 0 | 0 | 0 | 0 | 0 | 0 | 0
2040-12-05 | 17 | 47.69 | -22627 | -1548 | -1508 | 0 | 1219 | 0 | 4592 | 0 | 0 | 811 | 53 | 341 | 3717 | 3288 | 6612 | 0 | 1668 | 13 | 216 | 1200 | 0 | 289 | 1200 | 0 | 465 | 0 | 0 | 0 | 0 | 0 | 0 | 0 | 0 | 0
2040-12-05 | 18 | 47.69 | -23576 | -1611 | -1817 | 0 | 778 | 20 | 5284 | 0 | 0 | 839 | 53 | 341 | 4354 | 3288 | 6890 | 0 | 1738 | 0 | 217 | 1202 | 0 | 337 | 1200 | 0 | 465 | 0 | 0 | 0 | 0 | 0 | 0 | 0 | 0 | 0
2040-12-05 | 19 | 37.4 | -23451 | -1679 | -1745 | 0 | 0 | 0 | 5194 | 0 | 0 | 802 | 53 | 341 | 4827 | 3288 | 7270 | 0 | 1638 | 0 | 217 | 1202 | 0 | 378 | 1200 | 0 | 465 | 0 | 0 | 0 | 0 | 0 | 0 | 0 | 0 | 0
2040-12-05 | 20 | 31.31 | -22996 | -1752 | -1236 | 0 | 0 | 0 | 4861 | 0 | 0 | 655 | 53 | 335 | 4428 | 3288 | 7332 | 0 | 1533 | 0 | 216 | 1205 | 0 | 413 | 1200 | 0 | 465 | 0 | 0 | 0 | 0 | 0 | 0 | 0 | 0 | 0
2040-12-05 | 21 | 23.49 | -22298 | -1820 | -1127 | 0 | 0 | 0 | 4349 | 0 | 0 | 632 | 53 | 227 | 4223 | 3288 | 7389 | 0 | 1557 | 0 | 217 | 1209 | 0 | 436 | 1200 | 0 | 465 | 0 | 0 | 0 | 0 | 0 | 0 | 0 | 0 | 0
2040-12-05 | 22 | 0.11 | -21073 | -1893 | -945 | 0 | 0 | 0 | 3450 | 0 | 0 | 612 | 53 | 160 | 3669 | 3288 | 7425 | 0 | 1803 | 0 | 217 | 1211 | 0 | 467 | 1200 | 0 | 357 | 0 | 0 | 0 | 0 | 0 | 0 | 0 | 0 | 0
2040-12-05 | 23 | 0 | -19410 | -1893 | -781 | 0 | 0 | -17 | 2235 | 0 | 0 | 268 | 48 | 160 | 3417 | 3288 | 7414 | 0 | 1870 | 0 | 216 | 1194 | 0 | 503 | 1200 | 0 | 289 | 0 | 0 | 0 | 0 | 0 | 0 | 0 | 0 | 0
2040-12-05 | 24 | 0 | -17927 | -1966 | -636 | 0 | 0 | -520 | 1152 | 0 | 0 | 250 | 48 | 160 | 3417 | 3288 | 7412 | 0 | 1966 | 0 | 212 | 1175 | 0 | 490 | 1200 | 0 | 280 | 0 | 0 | 0 | 0 | 0 | 0 | 0 | 0 | 0
2040-12-06 | 1 | 28.87 | -16986 | -2040 | -563 | 0 | -325 | -1859 | 528 | 0 | 0 | 567 | 53 | 319 | 3637 | 3288 | 7412 | 0 | 1981 | 0 | 210 | 1164 | 0 | 1000 | 1200 | 0 | 414 | 0 | 0 | 0 | 0 | 0 | 0 | 0 | 0 | 0
2040-12-06 | 2 | 28.87 | -16473 | -2118 | -509 | 0 | -853 | -1859 | 528 | 0 | 0 | 567 | 53 | 335 | 3607 | 3288 | 7388 | 0 | 2050 | 0 | 210 | 1155 | 0 | 976 | 1200 | 0 | 456 | 0 | 0 | 0 | 0 | 0 | 0 | 0 | 0 | 0
2040-12-06 | 3 | 28.87 | -16277 | -2275 | -436 | 0 | -506 | -1859 | 528 | 0 | 0 | 567 | 53 | 341 | 3317 | 3288 | 7258 | 0 | 2034 | 0 | 213 | 1154 | 0 | 936 | 1200 | 0 | 465 | 0 | 0 | 0 | 0 | 0 | 0 | 0 | 0 | 0
2040-12-06 | 4 | 29.64 | -16345 | -2197 | -418 | 0 | 0 | -1458 | 528 | 0 | 0 | 567 | 53 | 341 | 3317 | 3288 | 6822 | 0 | 2023 | 0 | 215 | 1152 | 0 | 447 | 1200 | 0 | 465 | 0 | 0 | 0 | 0 | 0 | 0 | 0 | 0 | 0
2040-12-06 | 5 | 29.64 | -16865 | -2197 | -418 | 0 | 0 | -141 | 528 | 0 | 0 | 584 | 53 | 341 | 3317 | 3288 | 6027 | 0 | 2031 | 0 | 214 | 1148 | 0 | 425 | 1200 | 0 | 465 | 0 | 0 | 0 | 0 | 0 | 0 | 0 | 0 | 0
2040-12-06 | 6 | 39.94 | -18334 | -2275 | -436 | 0 | 0 | 0 | 1517 | 0 | 0 | 763 | 53 | 341 | 4675 | 3288 | 5027 | 0 | 2000 | 0 | 208 | 1149 | 0 | 360 | 1200 | 0 | 465 | 0 | 0 | 0 | 0 | 0 | 0 | 0 | 0 | 0
2040-12-06 | 7 | 40.06 | -20682 | -2275 | -545 | 0 | 0 | 682 | 3239 | 0 | 0 | 958 | 53 | 341 | 5838 | 3288 | 3826 | 0 | 1940 | 0 | 216 | 1157 | 0 | 299 | 1200 | 0 | 465 | 0 | 0 | 0 | 0 | 0 | 0 | 0 | 0 | 0
2040-12-06 | 8 | 40.06 | -21956 | -2275 | -672 | 0 | 717 | 1549 | 4180 | 0 | 0 | 1119 | 53 | 341 | 5963 | 3288 | 2454 | 0 | 1725 | 213 | 216 | 1152 | 0 | 270 | 1200 | 0 | 465 | 0 | 0 | 0 | 0 | 0 | 0 | 0 | 0 | 0
2040-12-06 | 9 | 40.06 | -22336 | -2197 | -800 | 0 | 276 | 1549 | 4454 | 0 | 0 | 1119 | 53 | 341 | 6708 | 3288 | 1953 | 0 | 1445 | 805 | 216 | 1161 | 0 | 299 | 1200 | 0 | 465 | 0 | 0 | 0 | 0 | 0 | 0 | 0 | 0 | 0
2040-12-06 | 10 | 40.06 | -22443 | -2118 | -927 | 0 | 270 | 1549 | 4534 | 0 | 0 | 1135 | 53 | 341 | 6718 | 3288 | 1720 | 0 | 1192 | 1306 | 216 | 1173 | 0 | 329 | 1200 | 0 | 465 | 0 | 0 | 0 | 0 | 0 | 0 | 0 | 0 | 0
2040-12-06 | 11 | 40.06 | -22454 | -1966 | -909 | 0 | 185 | 377 | 4544 | 0 | 0 | 1001 | 53 | 341 | 6705 | 3288 | 2463 | 0 | 1021 | 1952 | 216 | 1179 | 0 | 340 | 1200 | 0 | 465 | 0 | 0 | 0 | 0 | 0 | 0 | 0 | 0 | 0
2040-12-06 | 12 | 38.05 | -22335 | -1893 | -781 | 0 | 0 | 0 | 4454 | 0 | 0 | 920 | 53 | 341 | 5824 | 3288 | 3809 | 0 | 811 | 2094 | 215 | 1187 | 0 | 349 | 1200 | 0 | 465 | 0 | 0 | 0 | 0 | 0 | 0 | 0 | 0 | 0
2040-12-06 | 13 | 36.17 | -22148 | -1752 | -1018 | 0 | 0 | 0 | 4317 | 0 | 0 | 840 | 53 | 341 | 5283 | 3288 | 4628 | 0 | 680 | 2056 | 214 | 1199 | 0 | 355 | 1200 | 0 | 465 | 0 | 0 | 0 | 0 | 0 | 0 | 0 | 0 | 0
2040-12-06 | 14 | 38.43 | -22060 | -1752 | -999 | 0 | 0 | 0 | 4254 | 0 | 0 | 920 | 53 | 341 | 5825 | 3288 | 4785 | 0 | 594 | 1317 | 214 | 1206 | 0 | 351 | 1200 | 0 | 465 | 0 | 0 | 0 | 0 | 0 | 0 | 0 | 0 | 0
2040-12-06 | 15 | 35.65 | -21944 | -1752 | -890 | 0 | 0 | 0 | 4169 | 0 | 0 | 839 | 53 | 341 | 5114 | 3288 | 6228 | 0 | 458 | 670 | 216 | 1205 | 0 | 340 | 1200 | 0 | 465 | 0 | 0 | 0 | 0 | 0 | 0 | 0 | 0 | 0
2040-12-06 | 16 | 37.34 | -22105 | -1752 | -1181 | 0 | 0 | 0 | 4291 | 0 | 0 | 840 | 53 | 341 | 5340 | 3288 | 6824 | 0 | 416 | 272 | 216 | 1209 | 0 | 284 | 1200 | 0 | 465 | 0 | 0 | 0 | 0 | 0 | 0 | 0 | 0 | 0
2040-12-06 | 17 | 38.81 | -23113 | -1679 | -1508 | 0 | 0 | 0 | 5030 | 0 | 0 | 878 | 53 | 341 | 5637 | 3288 | 7311 | 0 | 378 | 13 | 216 | 1200 | 0 | 289 | 1200 | 0 | 465 | 0 | 0 | 0 | 0 | 0 | 0 | 0 | 0 | 0
2040-12-06 | 18 | 39.22 | -23460 | -1679 | -1817 | 0 | 0 | 0 | 5284 | 0 | 0 | 920 | 53 | 341 | 5865 | 3288 | 7380 | 0 | 405 | 0 | 217 | 1202 | 0 | 337 | 1200 | 0 | 465 | 0 | 0 | 0 | 0 | 0 | 0 | 0 | 0 | 0
2040-12-06 | 19 | 39.11 | -22972 | -1679 | -1745 | 0 | 0 | 0 | 4925 | 0 | 0 | 914 | 53 | 341 | 5623 | 3288 | 7375 | 0 | 415 | 0 | 217 | 1202 | 0 | 378 | 1200 | 0 | 465 | 0 | 0 | 0 | 0 | 0 | 0 | 0 | 0 | 0
2040-12-06 | 20 | 36.17 | -22291 | -1611 | -1236 | 0 | 0 | 0 | 4423 | 0 | 0 | 820 | 53 | 341 | 4962 | 3288 | 7367 | 0 | 385 | 0 | 216 | 1205 | 0 | 413 | 1200 | 0 | 465 | 0 | 0 | 0 | 0 | 0 | 0 | 0 | 0 | 0
2040-12-06 | 21 | 33.57 | -21530 | -1611 | -1127 | 0 | 0 | 0 | 3863 | 0 | 0 | 795 | 53 | 341 | 4535 | 3288 | 7379 | 0 | 487 | 0 | 217 | 1209 | 0 | 436 | 1200 | 0 | 465 | 0 | 0 | 0 | 0 | 0 | 0 | 0 | 0 | 0
2040-12-06 | 22 | 25.6 | -20545 | -1679 | -945 | 0 | 0 | 0 | 3139 | 0 | 0 | 636 | 53 | 341 | 4156 | 3288 | 7351 | 0 | 645 | 0 | 217 | 1211 | 0 | 467 | 1200 | 0 | 465 | 0 | 0 | 0 | 0 | 0 | 0 | 0 | 0 | 0
2040-12-06 | 23 | 24.21 | -19206 | -1820 | -781 | 0 | 0 | 0 | 2156 | 0 | 0 | 612 | 53 | 255 | 3509 | 3288 | 7364 | 0 | 994 | 0 | 216 | 1194 | 0 | 503 | 1200 | 0 | 465 | 0 | 0 | 0 | 0 | 0 | 0 | 0 | 0 | 0
2040-12-06 | 24 | 27.7 | -17851 | -1966 | -636 | 0 | 0 | 0 | 1157 | 0 | 0 | 584 | 53 | 341 | 3071 | 3288 | 7354 | 0 | 1063 | 0 | 212 | 1175 | 0 | 490 | 1200 | 0 | 465 | 0 | 0 | 0 | 0 | 0 | 0 | 0 | 0 | 0
2040-12-07 | 1 | 31.41 | -16909 | -2040 | -563 | 0 | -91 | -1045 | 793 | 0 | 0 | 567 | 53 | 341 | 3263 | 3288 | 7241 | 0 | 1065 | 0 | 210 | 1164 | 0 | 1000 | 1200 | 0 | 465 | 0 | 0 | 0 | 0 | 0 | 0 | 0 | 0 | 0
2040-12-07 | 2 | 31.41 | -16367 | -2118 | -509 | 0 | 0 | -1433 | 528 | 0 | 0 | 567 | 53 | 341 | 3263 | 3288 | 7129 | 0 | 1253 | 0 | 210 | 1155 | 0 | 976 | 1200 | 0 | 465 | 0 | 0 | 0 | 0 | 0 | 0 | 0 | 0 | 0
2040-12-07 | 3 | 31.41 | -16114 | -2197 | -436 | 0 | 0 | -1817 | 528 | 0 | 0 | 567 | 53 | 341 | 3263 | 3288 | 7173 | 0 | 1383 | 0 | 213 | 1154 | 0 | 936 | 1200 | 0 | 465 | 0 | 0 | 0 | 0 | 0 | 0 | 0 | 0 | 0
2040-12-07 | 4 | 31.41 | -16115 | -2359 | -418 | 0 | 0 | -1116 | 528 | 0 | 0 | 567 | 53 | 341 | 3263 | 3288 | 7129 | 0 | 1360 | 0 | 215 | 1152 | 0 | 447 | 1200 | 0 | 465 | 0 | 0 | 0 | 0 | 0 | 0 | 0 | 0 | 0
2040-12-07 | 5 | 31.41 | -16398 | -2442 | -418 | 0 | 0 | -254 | 528 | 0 | 0 | 584 | 53 | 341 | 3263 | 3288 | 6729 | 0 | 1274 | 0 | 214 | 1148 | 0 | 425 | 1200 | 0 | 465 | 0 | 0 | 0 | 0 | 0 | 0 | 0 | 0 | 0
2040-12-07 | 6 | 37.71 | -17112 | -2526 | -436 | 0 | 0 | 0 | 946 | 0 | 0 | 636 | 53 | 341 | 4395 | 3288 | 5887 | 0 | 1147 | 0 | 208 | 1149 | 0 | 360 | 1200 | 0 | 465 | 0 | 0 | 0 | 0 | 0 | 0 | 0 | 0 | 0
2040-12-07 | 7 | 38.05 | -18274 | -2610 | -545 | 0 | 0 | 0 | 1823 | 0 | 0 | 839 | 53 | 341 | 5205 | 3288 | 5322 | 0 | 1221 | 0 | 216 | 1157 | 0 | 299 | 1200 | 0 | 465 | 0 | 0 | 0 | 0 | 0 | 0 | 0 | 0 | 0
2040-12-07 | 8 | 39.11 | -19465 | -2699 | -672 | 0 | 0 | 0 | 2721 | 0 | 0 | 878 | 53 | 341 | 5763 | 3288 | 5023 | 0 | 1205 | 262 | 216 | 1152 | 0 | 270 | 1200 | 0 | 465 | 0 | 0 | 0 | 0 | 0 | 0 | 0 | 0 | 0
2040-12-07 | 9 | 34.28 | -20476 | -2610 | -800 | 0 | 0 | 0 | 3482 | 0 | 0 | 815 | 53 | 341 | 5062 | 3288 | 4103 | 0 | 1205 | 2196 | 216 | 1161 | 0 | 299 | 1200 | 0 | 465 | 0 | 0 | 0 | 0 | 0 | 0 | 0 | 0 | 0
2040-12-07 | 10 | 31.41 | -20846 | -2442 | -927 | 0 | 0 | -908 | 3762 | 0 | 0 | 612 | 53 | 341 | 4742 | 3288 | 3278 | 0 | 1089 | 4576 | 216 | 1173 | 0 | 329 | 1200 | 0 | 465 | 0 | 0 | 0 | 0 | 0 | 0 | 0 | 0 | 0
2040-12-07 | 11 | 31.41 | -20907 | -2197 | -909 | 0 | -15 | -1859 | 3810 | 0 | 0 | 584 | 53 | 341 | 4742 | 3288 | 2270 | 0 | 1070 | 6329 | 216 | 1179 | 0 | 340 | 1200 | 0 | 465 | 0 | 0 | 0 | 0 | 0 | 0 | 0 | 0 | 0
2040-12-07 | 12 | 31.41 | -20817 | -2118 | -781 | 0 | 0 | -1634 | 3741 | 0 | 0 | 567 | 53 | 341 | 4253 | 3288 | 1755 | 0 | 1174 | 6763 | 215 | 1187 | 0 | 349 | 1200 | 0 | 465 | 0 | 0 | 0 | 0 | 0 | 0 | 0 | 0 | 0
2040-12-07 | 13 | 31.41 | -20565 | -1966 | -1018 | 0 | -5 | -1859 | 3551 | 0 | 0 | 567 | 53 | 341 | 4227 | 3288 | 1410 | 0 | 1240 | 7305 | 214 | 1199 | 0 | 355 | 1200 | 0 | 465 | 0 | 0 | 0 | 0 | 0 | 0 | 0 | 0 | 0
2040-12-07 | 14 | 33.82 | -20300 | -1966 | -999 | 0 | 0 | 0 | 3350 | 0 | 0 | 655 | 53 | 341 | 4466 | 3288 | 1145 | 0 | 1300 | 5233 | 214 | 1206 | 0 | 351 | 1200 | 0 | 465 | 0 | 0 | 0 | 0 | 0 | 0 | 0 | 0 | 0
2040-12-07 | 15 | 40.93 | -20263 | -1966 | -890 | 0 | 0 | 0 | 3324 | 0 | 0 | 958 | 53 | 341 | 6142 | 3288 | 1150 | 0 | 1248 | 3193 | 216 | 1205 | 0 | 340 | 1200 | 0 | 465 | 0 | 0 | 0 | 0 | 0 | 0 | 0 | 0 | 0
2040-12-07 | 16 | 42.44 | -20549 | -1966 | -1181 | 0 | 0 | 1441 | 3540 | 0 | 0 | 1135 | 53 | 341 | 7431 | 3288 | 1067 | 0 | 1191 | 836 | 216 | 1209 | 0 | 284 | 1200 | 0 | 465 | 0 | 0 | 0 | 0 | 0 | 0 | 0 | 0 | 0
2040-12-07 | 17 | 43.01 | -21900 | -2040 | -1508 | 0 | 56 | 1859 | 4555 | 0 | 0 | 1457 | 53 | 341 | 8057 | 3288 | 1040 | 0 | 1356 | 17 | 216 | 1200 | 0 | 289 | 1200 | 0 | 465 | 0 | 0 | 0 | 0 | 0 | 0 | 0 | 0 | 0
2040-12-07 | 18 | 43.01 | -22863 | -2118 | -1817 | 0 | 40 | 1859 | 5284 | 0 | 0 | 1457 | 53 | 341 | 8428 | 3288 | 1163 | 0 | 1465 | 0 | 217 | 1202 | 0 | 337 | 1200 | 0 | 465 | 0 | 0 | 0 | 0 | 0 | 0 | 0 | 0 | 0
2040-12-07 | 19 | 42.53 | -22637 | -2275 | -1745 | 0 | 0 | 1859 | 5115 | 0 | 0 | 1457 | 53 | 341 | 7924 | 3288 | 1553 | 0 | 1605 | 0 | 217 | 1202 | 0 | 378 | 1200 | 0 | 465 | 0 | 0 | 0 | 0 | 0 | 0 | 0 | 0 | 0
2040-12-07 | 20 | 42.44 | -22164 | -2442 | -1236 | 0 | 0 | 1242 | 4756 | 0 | 0 | 1135 | 53 | 341 | 7921 | 3288 | 2182 | 0 | 1427 | 0 | 216 | 1205 | 0 | 413 | 1200 | 0 | 465 | 0 | 0 | 0 | 0 | 0 | 0 | 0 | 0 | 0
2040-12-07 | 21 | 42.44 | -21652 | -2526 | -1127 | 0 | 0 | 513 | 4370 | 0 | 0 | 1135 | 53 | 341 | 7936 | 3288 | 2811 | 0 | 1332 | 0 | 217 | 1209 | 0 | 436 | 1200 | 0 | 465 | 0 | 0 | 0 | 0 | 0 | 0 | 0 | 0 | 0
2040-12-07 | 22 | 42 | -20888 | -2610 | -945 | 0 | 0 | 0 | 3794 | 0 | 0 | 1001 | 53 | 341 | 7630 | 3288 | 3455 | 0 | 1322 | 0 | 217 | 1211 | 0 | 467 | 1200 | 0 | 465 | 0 | 0 | 0 | 0 | 0 | 0 | 0 | 0 | 0
2040-12-07 | 23 | 41.81 | -19807 | -2788 | -781 | 0 | 0 | 0 | 2980 | 0 | 0 | 1001 | 53 | 341 | 7430 | 3288 | 3419 | 0 | 1286 | 0 | 216 | 1194 | 0 | 503 | 1200 | 0 | 465 | 0 | 0 | 0 | 0 | 0 | 0 | 0 | 0 | 0
2040-12-07 | 24 | 42.44 | -18657 | -2965 | -636 | 0 | 0 | 52 | 2108 | 0 | 0 | 1001 | 53 | 341 | 7413 | 3288 | 3406 | 0 | 1056 | 0 | 212 | 1175 | 0 | 490 | 1200 | 0 | 465 | 0 | 0 | 0 | 0 | 0 | 0 | 0 | 0 | 0
2040-12-08 | 1 | 42.44 | -17824 | -3060 | -745 | 0 | 0 | 0 | 1078 | 0 | 0 | 1119 | 53 | 341 | 7835 | 3288 | 2884 | 0 | 992 | 0 | 210 | 1164 | 0 | 1000 | 1200 | 0 | 465 | 0 | 0 | 0 | 0 | 0 | 0 | 0 | 0 | 0
2040-12-08 | 2 | 42.53 | -17324 | -3060 | -636 | 0 | 0 | 0 | 713 | 0 | 0 | 1135 | 53 | 341 | 7945 | 3288 | 2448 | 0 | 1091 | 0 | 210 | 1155 | 0 | 976 | 1200 | 0 | 465 | 0 | 0 | 0 | 0 | 0 | 0 | 0 | 0 | 0
2040-12-08 | 3 | 43.26 | -17112 | -3154 | -563 | 0 | 0 | 0 | 555 | 0 | 0 | 1135 | 53 | 341 | 8476 | 3288 | 2019 | 0 | 994 | 0 | 213 | 1154 | 0 | 936 | 1200 | 0 | 465 | 0 | 0 | 0 | 0 | 0 | 0 | 0 | 0 | 0
2040-12-08 | 4 | 44.71 | -17095 | -3248 | -527 | 0 | 0 | 0 | 544 | 0 | 0 | 1182 | 53 | 341 | 9339 | 3288 | 1721 | 0 | 923 | 0 | 215 | 1152 | 0 | 447 | 1200 | 0 | 465 | 0 | 0 | 0 | 0 | 0 | 0 | 0 | 0 | 0
2040-12-08 | 5 | 46.04 | -17303 | -3347 | -509 | 0 | 0 | 0 | 697 | 0 | 0 | 1457 | 53 | 341 | 9982 | 3288 | 1266 | 0 | 623 | 0 | 214 | 1148 | 0 | 425 | 1200 | 0 | 465 | 0 | 0 | 0 | 0 | 0 | 0 | 0 | 0 | 0
2040-12-08 | 6 | 46.3 | -17809 | -3546 | -527 | 0 | 0 | 0 | 1067 | 0 | 0 | 1457 | 53 | 341 | 10730 | 3288 | 998 | 0 | 566 | 0 | 208 | 1149 | 0 | 360 | 1200 | 0 | 465 | 0 | 0 | 0 | 0 | 0 | 0 | 0 | 0 | 0
2040-12-08 | 7 | 48.12 | -18697 | -3447 | -600 | 0 | 0 | 0 | 1717 | 0 | 0 | 1457 | 53 | 341 | 11394 | 3288 | 656 | 0 | 500 | 0 | 216 | 1157 | 0 | 299 | 1200 | 0 | 465 | 0 | 0 | 0 | 0 | 0 | 0 | 0 | 0 | 0
2040-12-08 | 8 | 50.01 | -19698 | -3546 | -691 | 0 | 0 | 0 | 2446 | 0 | 0 | 1457 | 53 | 388 | 11956 | 3288 | 330 | 0 | 433 | 280 | 216 | 1152 | 0 | 270 | 1200 | 0 | 465 | 0 | 0 | 0 | 0 | 0 | 0 | 0 | 0 | 0
2040-12-08 | 9 | 46.04 | -20733 | -3347 | -854 | 0 | 0 | 0 | 3207 | 0 | 0 | 1457 | 53 | 341 | 10560 | 3288 | 168 | 0 | 363 | 2156 | 216 | 1161 | 0 | 299 | 1200 | 0 | 465 | 0 | 0 | 0 | 0 | 0 | 0 | 0 | 0 | 0
2040-12-08 | 10 | 42.6 | -21161 | -3060 | -999 | 0 | 0 | 0 | 3519 | 0 | 0 | 1135 | 53 | 341 | 8531 | 3288 | 70 | 0 | 339 | 4562 | 216 | 1173 | 0 | 329 | 1200 | 0 | 465 | 0 | 0 | 0 | 0 | 0 | 0 | 0 | 0 | 0
2040-12-08 | 11 | 39.11 | -21183 | -2610 | -909 | 0 | 0 | 0 | 3535 | 0 | 0 | 958 | 53 | 341 | 6147 | 3288 | 28 | 0 | 369 | 6583 | 216 | 1179 | 0 | 340 | 1200 | 0 | 465 | 0 | 0 | 0 | 0 | 0 | 0 | 0 | 0 | 0
2040-12-08 | 12 | 37.34 | -21033 | -2275 | -999 | 0 | 0 | 0 | 3424 | 0 | 0 | 878 | 53 | 341 | 5601 | 3288 | 37 | 0 | 510 | 6760 | 215 | 1187 | 0 | 349 | 1200 | 0 | 465 | 0 | 0 | 0 | 0 | 0 | 0 | 0 | 0 | 0
2040-12-08 | 13 | 39.27 | -20869 | -2040 | -1090 | 0 | 0 | 0 | 3308 | 0 | 0 | 958 | 53 | 341 | 6298 | 3288 | 43 | 0 | 693 | 5585 | 214 | 1199 | 0 | 355 | 1200 | 0 | 465 | 0 | 0 | 0 | 0 | 0 | 0 | 0 | 0 | 0
2040-12-08 | 14 | 42.96 | -20744 | -1893 | -1127 | 0 | 0 | 0 | 3213 | 0 | 0 | 1074 | 53 | 341 | 8081 | 3288 | 119 | 0 | 760 | 3401 | 214 | 1206 | 0 | 351 | 1200 | 0 | 465 | 0 | 0 | 0 | 0 | 0 | 0 | 0 | 0 | 0
2040-12-08 | 15 | 46.04 | -20762 | -1820 | -1163 | 0 | 0 | 0 | 3229 | 0 | 0 | 1204 | 53 | 341 | 9552 | 3288 | 301 | 0 | 891 | 1462 | 216 | 1205 | 0 | 340 | 1200 | 0 | 465 | 0 | 0 | 0 | 0 | 0 | 0 | 0 | 0 | 0
2040-12-08 | 16 | 46.35 | -21194 | -1820 | -1109 | 0 | 0 | 0 | 3546 | 0 | 0 | 1457 | 53 | 341 | 10155 | 3288 | 540 | 0 | 1040 | 329 | 216 | 1209 | 0 | 284 | 1200 | 0 | 465 | 0 | 0 | 0 | 0 | 0 | 0 | 0 | 0 | 0
2040-12-08 | 17 | 45.82 | -22724 | -1820 | -1090 | 0 | 0 | 0 | 4660 | 0 | 0 | 1457 | 53 | 341 | 10379 | 3288 | 898 | 0 | 1171 | 17 | 216 | 1200 | 0 | 289 | 1200 | 0 | 465 | 0 | 0 | 0 | 0 | 0 | 0 | 0 | 0 | 0
2040-12-08 | 18 | 45 | -23572 | -1893 | -1127 | 0 | 0 | 0 | 5284 | 0 | 0 | 1457 | 53 | 341 | 10007 | 3288 | 1499 | 0 | 1242 | 0 | 217 | 1202 | 0 | 337 | 1200 | 0 | 465 | 0 | 0 | 0 | 0 | 0 | 0 | 0 | 0 | 0
2040-12-08 | 19 | 43.83 | -23374 | -1893 | -1163 | 0 | 0 | 0 | 5141 | 0 | 0 | 1230 | 53 | 341 | 9589 | 3288 | 1995 | 0 | 1332 | 0 | 217 | 1202 | 0 | 378 | 1200 | 0 | 465 | 0 | 0 | 0 | 0 | 0 | 0 | 0 | 0 | 0
2040-12-08 | 20 | 42.24 | -22672 | -1893 | -1090 | 0 | 0 | 0 | 4624 | 0 | 0 | 1119 | 53 | 341 | 8242 | 3288 | 2987 | 0 | 1504 | 0 | 216 | 1205 | 0 | 413 | 1200 | 0 | 465 | 0 | 0 | 0 | 0 | 0 | 0 | 0 | 0 | 0
2040-12-08 | 21 | 41.09 | -21917 | -1893 | -1018 | 0 | 0 | 0 | 4074 | 0 | 0 | 1001 | 53 | 341 | 7503 | 3288 | 3390 | 0 | 1652 | 0 | 217 | 1209 | 0 | 436 | 1200 | 0 | 465 | 0 | 0 | 0 | 0 | 0 | 0 | 0 | 0 | 0
2040-12-08 | 22 | 39.11 | -20476 | -1893 | -927 | 0 | 0 | 0 | 3017 | 0 | 0 | 958 | 53 | 341 | 6232 | 3288 | 4139 | 0 | 1710 | 0 | 217 | 1211 | 0 | 467 | 1200 | 0 | 465 | 0 | 0 | 0 | 0 | 0 | 0 | 0 | 0 | 0
2040-12-08 | 23 | 33.82 | -18752 | -1820 | -927 | 0 | 0 | 0 | 1754 | 0 | 0 | 802 | 53 | 341 | 4641 | 3288 | 5443 | 0 | 1599 | 0 | 216 | 1194 | 0 | 503 | 1200 | 0 | 465 | 0 | 0 | 0 | 0 | 0 | 0 | 0 | 0 | 0
2040-12-08 | 24 | 27.7 | -17249 | -1820 | -836 | 0 | 0 | 0 | 655 | 0 | 0 | 612 | 53 | 341 | 3854 | 3288 | 6090 | 0 | 1471 | 0 | 212 | 1175 | 0 | 490 | 1200 | 0 | 465 | 0 | 0 | 0 | 0 | 0 | 0 | 0 | 0 | 0
2040-12-09 | 1 | 33.57 | -16277 | -1820 | -745 | 0 | 0 | -871 | 528 | 0 | 0 | 599 | 53 | 341 | 3607 | 3288 | 5903 | 0 | 1356 | 0 | 210 | 1164 | 0 | 1000 | 1200 | 0 | 465 | 0 | 0 | 0 | 0 | 0 | 0 | 0 | 0 | 0
2040-12-09 | 2 | 33.57 | -15710 | -1752 | -636 | 0 | 0 | -1118 | 528 | 0 | 0 | 567 | 53 | 341 | 3180 | 3288 | 6037 | 0 | 1216 | 0 | 210 | 1155 | 0 | 976 | 1200 | 0 | 465 | 0 | 0 | 0 | 0 | 0 | 0 | 0 | 0 | 0
2040-12-09 | 3 | 33.57 | -15425 | -1679 | -563 | 0 | 0 | -551 | 528 | 0 | 0 | 567 | 53 | 341 | 1558 | 3288 | 6646 | 0 | 1269 | 0 | 213 | 1154 | 0 | 936 | 1200 | 0 | 465 | 0 | 0 | 0 | 0 | 0 | 0 | 0 | 0 | 0
2040-12-09 | 4 | 33.57 | -15383 | -1611 | -527 | 0 | 0 | -516 | 528 | 0 | 0 | 567 | 53 | 341 | 1558 | 3288 | 6925 | 0 | 1298 | 0 | 215 | 1152 | 0 | 447 | 1200 | 0 | 465 | 0 | 0 | 0 | 0 | 0 | 0 | 0 | 0 | 0
2040-12-09 | 5 | 33.57 | -15861 | -1548 | -509 | 0 | 0 | -17 | 528 | 0 | 0 | 567 | 53 | 341 | 1323 | 3288 | 7205 | 0 | 1178 | 0 | 214 | 1148 | 0 | 425 | 1200 | 0 | 465 | 0 | 0 | 0 | 0 | 0 | 0 | 0 | 0 | 0
2040-12-09 | 6 | 45.36 | -17265 | -1548 | -527 | 0 | 0 | 246 | 904 | 0 | 0 | 567 | 53 | 341 | 2122 | 3288 | 7283 | 0 | 1155 | 0 | 208 | 1149 | 0 | 360 | 1200 | 0 | 465 | 0 | 0 | 0 | 0 | 0 | 0 | 0 | 0 | 0
2040-12-09 | 7 | 45.36 | -19613 | -1548 | -600 | 0 | 0 | 861 | 2658 | 0 | 0 | 584 | 53 | 341 | 2260 | 3288 | 7303 | 0 | 1077 | 0 | 216 | 1157 | 0 | 299 | 1200 | 0 | 465 | 0 | 0 | 0 | 0 | 0 | 0 | 0 | 0 | 0
2040-12-09 | 8 | 45.36 | -21013 | -1611 | -691 | 0 | 0 | 1167 | 3699 | 0 | 0 | 612 | 53 | 341 | 2532 | 3288 | 7319 | 0 | 940 | 62 | 216 | 1152 | 0 | 270 | 1200 | 0 | 465 | 0 | 0 | 0 | 0 | 0 | 0 | 0 | 0 | 0
2040-12-09 | 9 | 40.08 | -21390 | -1548 | -854 | 0 | 0 | 0 | 3979 | 0 | 0 | 612 | 53 | 341 | 3764 | 3288 | 7325 | 0 | 823 | 267 | 216 | 1161 | 0 | 299 | 1200 | 0 | 465 | 0 | 0 | 0 | 0 | 0 | 0 | 0 | 0 | 0
2040-12-09 | 10 | 39.22 | -21650 | -1480 | -999 | 0 | 0 | 0 | 4174 | 0 | 0 | 612 | 53 | 341 | 3651 | 3288 | 7334 | 0 | 768 | 526 | 216 | 1173 | 0 | 329 | 1200 | 0 | 465 | 0 | 0 | 0 | 0 | 0 | 0 | 0 | 0 | 0
2040-12-09 | 11 | 27.7 | -21841 | -1355 | -909 | 0 | 0 | 0 | 4317 | 0 | 0 | 599 | 53 | 341 | 3364 | 3288 | 7335 | 0 | 695 | 712 | 216 | 1179 | 0 | 340 | 1200 | 0 | 465 | 0 | 0 | 0 | 0 | 0 | 0 | 0 | 0 | 0
2040-12-09 | 12 | 24.22 | -21821 | -1297 | -999 | 0 | 0 | -92 | 4301 | 0 | 0 | 584 | 53 | 340 | 2907 | 3288 | 7328 | 0 | 785 | 1208 | 215 | 1187 | 0 | 349 | 1200 | 0 | 465 | 0 | 0 | 0 | 0 | 0 | 0 | 0 | 0 | 0
2040-12-09 | 13 | 32.73 | -21733 | -1182 | -1090 | 0 | 0 | 65 | 4238 | 0 | 0 | 584 | 53 | 341 | 3105 | 3288 | 7328 | 0 | 778 | 793 | 214 | 1199 | 0 | 355 | 1200 | 0 | 465 | 0 | 0 | 0 | 0 | 0 | 0 | 0 | 0 | 0
2040-12-09 | 14 | 24.22 | -21577 | -1072 | -1127 | 0 | 0 | -81 | 4122 | 0 | 0 | 584 | 53 | 330 | 3127 | 3288 | 7338 | 0 | 881 | 700 | 214 | 1206 | 0 | 351 | 1200 | 0 | 465 | 0 | 0 | 0 | 0 | 0 | 0 | 0 | 0 | 0
2040-12-09 | 15 | 24.22 | -21360 | -1015 | -1163 | 0 | 0 | -9 | 3958 | 0 | 0 | 584 | 53 | 330 | 3101 | 3288 | 7342 | 0 | 1043 | 422 | 216 | 1205 | 0 | 340 | 1200 | 0 | 465 | 0 | 0 | 0 | 0 | 0 | 0 | 0 | 0 | 0
2040-12-09 | 16 | 32.73 | -21490 | -1015 | -1109 | 0 | 0 | 70 | 4053 | 0 | 0 | 599 | 53 | 341 | 3299 | 3288 | 7364 | 0 | 972 | 201 | 216 | 1209 | 0 | 284 | 1200 | 0 | 465 | 0 | 0 | 0 | 0 | 0 | 0 | 0 | 0 | 0
2040-12-09 | 17 | 27.7 | -22516 | -868 | -1090 | 0 | 0 | 0 | 4819 | 0 | 0 | 599 | 53 | 341 | 3310 | 3288 | 7388 | 0 | 1297 | 10 | 216 | 1200 | 0 | 289 | 1200 | 0 | 465 | 0 | 0 | 0 | 0 | 0 | 0 | 0 | 0 | 0
2040-12-09 | 18 | 27.7 | -23138 | -915 | -1127 | 0 | 0 | 0 | 5284 | 0 | 0 | 599 | 53 | 335 | 3401 | 3288 | 7397 | 0 | 1402 | 0 | 217 | 1202 | 0 | 337 | 1200 | 0 | 465 | 0 | 0 | 0 | 0 | 0 | 0 | 0 | 0 | 0
2040-12-09 | 19 | 24.21 | -22798 | -868 | -1163 | 0 | 0 | 0 | 5030 | 0 | 0 | 599 | 53 | 279 | 3321 | 3288 | 7414 | 0 | 1384 | 0 | 217 | 1202 | 0 | 378 | 1200 | 0 | 465 | 0 | 0 | 0 | 0 | 0 | 0 | 0 | 0 | 0
2040-12-09 | 20 | 14.27 | -22065 | -868 | -1090 | 0 | 0 | -14 | 4486 | 0 | 0 | 584 | 53 | 160 | 2954 | 3288 | 7398 | 0 | 1615 | 0 | 216 | 1205 | 0 | 413 | 1200 | 0 | 465 | 0 | 0 | 0 | 0 | 0 | 0 | 0 | 0 | 0
2040-12-09 | 21 | 19.28 | -21028 | -821 | -1018 | 0 | 0 | 0 | 3709 | 0 | 0 | 567 | 53 | 160 | 2429 | 3288 | 7386 | 0 | 1748 | 0 | 217 | 1209 | 0 | 436 | 1200 | 0 | 465 | 0 | 0 | 0 | 0 | 0 | 0 | 0 | 0 | 0
2040-12-09 | 22 | 14.27 | -19553 | -821 | -927 | 0 | 0 | -3 | 2610 | 0 | 0 | 567 | 53 | 160 | 1904 | 3288 | 7402 | 0 | 1760 | 0 | 217 | 1211 | 0 | 467 | 1200 | 0 | 465 | 0 | 0 | 0 | 0 | 0 | 0 | 0 | 0 | 0
2040-12-09 | 23 | 19.28 | -17717 | -727 | -927 | 0 | 0 | 12 | 1242 | 0 | 0 | 567 | 53 | 160 | 1452 | 3288 | 7283 | 0 | 1737 | 0 | 216 | 1194 | 0 | 503 | 1200 | 0 | 465 | 0 | 0 | 0 | 0 | 0 | 0 | 0 | 0 | 0
2040-12-09 | 24 | 12.56 | -16073 | -727 | -836 | 0 | 0 | 0 | 528 | 0 | 0 | 567 | 53 | 160 | 606 | 3288 | 7221 | 0 | 1671 | 0 | 212 | 1175 | 0 | 490 | 1200 | 0 | 465 | 0 | 0 | 0 | 0 | 0 | 0 | 0 | 0 | 0
2040-12-10 | 1 | 17.38 | -14971 | -774 | -563 | 0 | 0 | -1488 | 528 | 0 | 0 | 567 | 53 | 160 | 381 | 3288 | 7306 | 0 | 1475 | 0 | 210 | 1164 | 0 | 1000 | 1200 | 0 | 465 | 0 | 0 | 0 | 0 | 0 | 0 | 0 | 0 | 0
2040-12-10 | 2 | 17.38 | -14356 | -774 | -509 | 0 | 0 | -863 | 528 | 0 | 0 | 567 | 53 | 160 | 161 | 3288 | 6196 | 0 | 1544 | 0 | 210 | 1155 | 0 | 976 | 1200 | 0 | 465 | 0 | 0 | 0 | 0 | 0 | 0 | 0 | 0 | 0
2040-12-10 | 3 | 17.38 | -14039 | -774 | -436 | 0 | 0 | -1176 | 528 | 0 | 0 | 567 | 53 | 160 | 161 | 3288 | 6184 | 0 | 1517 | 0 | 213 | 1154 | 0 | 936 | 1200 | 0 | 465 | 0 | 0 | 0 | 0 | 0 | 0 | 0 | 0 | 0
2040-12-10 | 4 | 17.38 | -14004 | -774 | -418 | 0 | 0 | -646 | 528 | 0 | 0 | 567 | 53 | 160 | 161 | 3288 | 6159 | 0 | 1448 | 0 | 215 | 1152 | 0 | 447 | 1200 | 0 | 465 | 0 | 0 | 0 | 0 | 0 | 0 | 0 | 0 | 0
2040-12-10 | 5 | 17.38 | -14452 | -774 | -418 | 0 | 0 | -1528 | 528 | 0 | 0 | 567 | 53 | 160 | 161 | 3288 | 7441 | 0 | 1522 | 0 | 214 | 1148 | 0 | 425 | 1200 | 0 | 465 | 0 | 0 | 0 | 0 | 0 | 0 | 0 | 0 | 0
2040-12-10 | 6 | 21.94 | -15807 | -821 | -436 | 0 | 0 | 0 | 528 | 0 | 0 | 567 | 53 | 160 | 168 | 3288 | 7446 | 0 | 1473 | 0 | 208 | 1149 | 0 | 360 | 1200 | 0 | 465 | 0 | 0 | 0 | 0 | 0 | 0 | 0 | 0 | 0
2040-12-10 | 7 | 23.36 | -18100 | -774 | -545 | 0 | 0 | 0 | 2124 | 0 | 0 | 567 | 53 | 191 | 1031 | 3288 | 7458 | 0 | 1370 | 0 | 216 | 1157 | 0 | 299 | 1200 | 0 | 465 | 0 | 0 | 0 | 0 | 0 | 0 | 0 | 0 | 0
2040-12-10 | 8 | 23.49 | -19440 | -821 | -672 | 0 | 0 | 345 | 3170 | 0 | 0 | 567 | 53 | 212 | 1121 | 3288 | 7442 | 0 | 1319 | 114 | 216 | 1152 | 0 | 270 | 1200 | 0 | 465 | 0 | 0 | 0 | 0 | 0 | 0 | 0 | 0 | 0
2040-12-10 | 9 | 23.49 | -19738 | -774 | -800 | 0 | 0 | 0 | 3403 | 0 | 0 | 567 | 53 | 212 | 1312 | 3288 | 7431 | 0 | 1149 | 557 | 216 | 1161 | 0 | 299 | 1200 | 0 | 465 | 0 | 0 | 0 | 0 | 0 | 0 | 0 | 0 | 0
2040-12-10 | 10 | 17.38 | -19907 | -727 | -927 | 0 | 0 | -78 | 3535 | 0 | 0 | 567 | 53 | 160 | 1143 | 3288 | 7431 | 0 | 1067 | 1013 | 216 | 1173 | 0 | 329 | 1200 | 0 | 465 | 0 | 0 | 0 | 0 | 0 | 0 | 0 | 0 | 0
2040-12-10 | 11 | 17.38 | -20060 | -685 | -909 | 0 | 0 | -603 | 3651 | 0 | 0 | 567 | 53 | 160 | 1363 | 3288 | 7418 | 0 | 976 | 1382 | 216 | 1179 | 0 | 340 | 1200 | 0 | 465 | 0 | 0 | 0 | 0 | 0 | 0 | 0 | 0 | 0
2040-12-10 | 12 | 17.38 | -20094 | -643 | -781 | 0 | 0 | -751 | 3678 | 0 | 0 | 567 | 53 | 160 | 1263 | 3288 | 7414 | 0 | 1032 | 1400 | 215 | 1187 | 0 | 349 | 1200 | 0 | 465 | 0 | 0 | 0 | 0 | 0 | 0 | 0 | 0 | 0
2040-12-10 | 13 | 17.38 | -20075 | -685 | -1018 | 0 | 0 | -83 | 3662 | 0 | 0 | 567 | 53 | 160 | 1263 | 3288 | 7407 | 0 | 1025 | 1004 | 214 | 1199 | 0 | 355 | 1200 | 0 | 465 | 0 | 0 | 0 | 0 | 0 | 0 | 0 | 0 | 0
2040-12-10 | 14 | 23.49 | -20115 | -643 | -999 | 0 | 0 | 5 | 3694 | 0 | 0 | 567 | 53 | 212 | 1462 | 3288 | 7411 | 0 | 1007 | 625 | 214 | 1206 | 0 | 351 | 1200 | 0 | 465 | 0 | 0 | 0 | 0 | 0 | 0 | 0 | 0 | 0
2040-12-10 | 15 | 23.49 | -20077 | -685 | -890 | 0 | 0 | 0 | 3667 | 0 | 0 | 567 | 53 | 212 | 1614 | 3288 | 7408 | 0 | 1011 | 408 | 216 | 1205 | 0 | 340 | 1200 | 0 | 465 | 0 | 0 | 0 | 0 | 0 | 0 | 0 | 0 | 0
2040-12-10 | 16 | 23.49 | -20337 | -727 | -1181 | 0 | 0 | 133 | 3868 | 0 | 0 | 567 | 53 | 212 | 2083 | 3288 | 7416 | 0 | 1060 | 192 | 216 | 1209 | 0 | 284 | 1200 | 0 | 465 | 0 | 0 | 0 | 0 | 0 | 0 | 0 | 0 | 0
2040-12-10 | 17 | 23.49 | -21453 | -727 | -1508 | 0 | 0 | 621 | 4734 | 0 | 0 | 567 | 53 | 212 | 2023 | 3288 | 7407 | 0 | 1404 | 10 | 216 | 1200 | 0 | 289 | 1200 | 0 | 465 | 0 | 0 | 0 | 0 | 0 | 0 | 0 | 0 | 0
2040-12-10 | 18 | 23.49 | -22155 | -727 | -1817 | 0 | 0 | 838 | 5284 | 0 | 0 | 567 | 53 | 212 | 2016 | 3288 | 7357 | 0 | 1664 | 0 | 217 | 1202 | 0 | 337 | 1200 | 0 | 465 | 0 | 0 | 0 | 0 | 0 | 0 | 0 | 0 | 0
2040-12-10 | 19 | 23.49 | -21917 | -868 | -1745 | 0 | 0 | 753 | 5099 | 0 | 0 | 567 | 53 | 212 | 2016 | 3288 | 7261 | 0 | 1819 | 0 | 217 | 1202 | 0 | 378 | 1200 | 0 | 465 | 0 | 0 | 0 | 0 | 0 | 0 | 0 | 0 | 0
2040-12-10 | 20 | 23.49 | -21349 | -1015 | -1236 | 0 | 0 | 320 | 4655 | 0 | 0 | 567 | 53 | 212 | 2016 | 3288 | 7000 | 0 | 1989 | 0 | 216 | 1205 | 0 | 413 | 1200 | 0 | 465 | 0 | 0 | 0 | 0 | 0 | 0 | 0 | 0 | 0
2040-12-10 | 21 | 23.49 | -20549 | -1182 | -1127 | 0 | 0 | 497 | 4032 | 0 | 0 | 567 | 53 | 212 | 2016 | 3288 | 6693 | 0 | 1974 | 0 | 217 | 1209 | 0 | 436 | 1200 | 0 | 465 | 0 | 0 | 0 | 0 | 0 | 0 | 0 | 0 | 0
2040-12-10 | 22 | 23.49 | -19286 | -1297 | -945 | 0 | 0 | 779 | 3049 | 0 | 0 | 584 | 53 | 212 | 2016 | 3288 | 6032 | 0 | 1955 | 0 | 217 | 1211 | 0 | 467 | 1200 | 0 | 465 | 0 | 0 | 0 | 0 | 0 | 0 | 0 | 0 | 0
2040-12-10 | 23 | 23.49 | -17662 | -1355 | -781 | 0 | 0 | 656 | 1786 | 0 | 0 | 567 | 53 | 212 | 2016 | 3288 | 5699 | 0 | 1944 | 0 | 216 | 1194 | 0 | 503 | 1200 | 0 | 465 | 0 | 0 | 0 | 0 | 0 | 0 | 0 | 0 | 0
2040-12-10 | 24 | 23.49 | -16222 | -1480 | -636 | 0 | 0 | 395 | 666 | 0 | 0 | 567 | 53 | 212 | 2372 | 3288 | 5368 | 0 | 1876 | 0 | 212 | 1175 | 0 | 490 | 1200 | 0 | 465 | 0 | 0 | 0 | 0 | 0 | 0 | 0 | 0 | 0
2040-12-11 | 1 | 34.05 | -15337 | -1611 | -563 | 0 | -363 | -1464 | 528 | 0 | 0 | 574 | 53 | 319 | 3991 | 3288 | 4605 | 0 | 1941 | 0 | 210 | 1164 | 0 | 1000 | 1200 | 0 | 465 | 0 | 0 | 0 | 0 | 0 | 0 | 0 | 0 | 0
2040-12-11 | 2 | 34.1 | -14897 | -1679 | -509 | 0 | 0 | -1286 | 528 | 0 | 0 | 599 | 53 | 335 | 3991 | 3288 | 3736 | 0 | 1834 | 0 | 210 | 1155 | 0 | 976 | 1200 | 0 | 465 | 0 | 0 | 0 | 0 | 0 | 0 | 0 | 0 | 0
2040-12-11 | 3 | 34.1 | -14823 | -1752 | -436 | 0 | 0 | -671 | 528 | 0 | 0 | 636 | 53 | 341 | 4392 | 3288 | 2759 | 0 | 1718 | 0 | 213 | 1154 | 0 | 936 | 1200 | 0 | 465 | 0 | 0 | 0 | 0 | 0 | 0 | 0 | 0 | 0
2040-12-11 | 4 | 35.45 | -15005 | -1893 | -418 | 0 | 0 | 0 | 528 | 0 | 0 | 811 | 53 | 341 | 4873 | 3288 | 2463 | 0 | 1480 | 0 | 215 | 1152 | 0 | 447 | 1200 | 0 | 465 | 0 | 0 | 0 | 0 | 0 | 0 | 0 | 0 | 0
2040-12-11 | 5 | 39.11 | -15627 | -1966 | -418 | 0 | 0 | 0 | 528 | 0 | 0 | 920 | 53 | 341 | 5784 | 3288 | 2293 | 0 | 1352 | 0 | 214 | 1148 | 0 | 425 | 1200 | 0 | 465 | 0 | 0 | 0 | 0 | 0 | 0 | 0 | 0 | 0
2040-12-11 | 6 | 40.98 | -17145 | -2040 | -436 | 0 | 0 | 0 | 528 | 0 | 0 | 962 | 53 | 341 | 6782 | 3288 | 3096 | 0 | 1189 | 0 | 208 | 1149 | 0 | 360 | 1200 | 0 | 465 | 0 | 0 | 0 | 0 | 0 | 0 | 0 | 0 | 0
2040-12-11 | 7 | 41.61 | -19435 | -2118 | -545 | 0 | 0 | 0 | 1818 | 0 | 0 | 1001 | 53 | 341 | 7111 | 3288 | 4165 | 0 | 985 | 0 | 216 | 1157 | 0 | 299 | 1200 | 0 | 465 | 0 | 0 | 0 | 0 | 0 | 0 | 0 | 0 | 0
2040-12-11 | 8 | 40.34 | -21036 | -2197 | -672 | 0 | 0 | 0 | 2954 | 0 | 0 | 958 | 53 | 341 | 6677 | 3288 | 5553 | 0 | 682 | 98 | 216 | 1152 | 0 | 270 | 1200 | 0 | 465 | 0 | 0 | 0 | 0 | 0 | 0 | 0 | 0 | 0
2040-12-11 | 9 | 39.99 | -21748 | -2197 | -800 | 0 | 0 | 0 | 3461 | 0 | 0 | 958 | 53 | 341 | 6558 | 3288 | 6126 | 0 | 306 | 314 | 216 | 1161 | 0 | 299 | 1200 | 0 | 465 | 0 | 0 | 0 | 0 | 0 | 0 | 0 | 0 | 0
2040-12-11 | 10 | 39.9 | -22206 | -2197 | -927 | 0 | 0 | 0 | 3783 | 0 | 0 | 958 | 53 | 341 | 6422 | 3288 | 6151 | 0 | 215 | 737 | 216 | 1173 | 0 | 329 | 1200 | 0 | 465 | 0 | 0 | 0 | 0 | 0 | 0 | 0 | 0 | 0
2040-12-11 | 11 | 37.61 | -22372 | -2197 | -909 | 0 | 0 | 0 | 3905 | 0 | 0 | 896 | 53 | 341 | 5685 | 3288 | 5919 | 0 | 134 | 1856 | 216 | 1179 | 0 | 340 | 1200 | 0 | 465 | 0 | 0 | 0 | 0 | 0 | 0 | 0 | 0 | 0
2040-12-11 | 12 | 34.1 | -22223 | -2118 | -781 | 0 | 0 | -1207 | 3799 | 0 | 0 | 599 | 53 | 341 | 4636 | 3288 | 5333 | 0 | 108 | 4756 | 215 | 1187 | 0 | 349 | 1200 | 0 | 465 | 0 | 0 | 0 | 0 | 0 | 0 | 0 | 0 | 0
2040-12-11 | 13 | 34.1 | -21824 | -2040 | -1018 | 0 | 0 | -1148 | 3514 | 0 | 0 | 590 | 53 | 341 | 4365 | 3288 | 4622 | 0 | 84 | 5741 | 214 | 1199 | 0 | 355 | 1200 | 0 | 465 | 0 | 0 | 0 | 0 | 0 | 0 | 0 | 0 | 0
2040-12-11 | 14 | 36.17 | -21652 | -1966 | -999 | 0 | 0 | 0 | 3392 | 0 | 0 | 741 | 53 | 341 | 4589 | 3288 | 3528 | 0 | 78 | 5172 | 214 | 1206 | 0 | 351 | 1200 | 0 | 465 | 0 | 0 | 0 | 0 | 0 | 0 | 0 | 0 | 0
2040-12-11 | 15 | 45 | -21536 | -1893 | -890 | 0 | 0 | 0 | 3308 | 0 | 0 | 1001 | 53 | 341 | 7302 | 3288 | 2373 | 0 | 84 | 3145 | 216 | 1205 | 0 | 340 | 1200 | 0 | 465 | 0 | 0 | 0 | 0 | 0 | 0 | 0 | 0 | 0
2040-12-11 | 16 | 46.09 | -21718 | -1966 | -1181 | 0 | 0 | 807 | 3440 | 0 | 0 | 1378 | 53 | 341 | 8885 | 3288 | 2448 | 0 | 118 | 734 | 216 | 1209 | 0 | 284 | 1200 | 0 | 465 | 0 | 0 | 0 | 0 | 0 | 0 | 0 | 0 | 0
2040-12-11 | 17 | 46.09 | -23106 | -2040 | -1508 | 0 | 109 | 1684 | 4423 | 0 | 0 | 1457 | 53 | 341 | 8885 | 3288 | 2841 | 0 | 184 | 19 | 216 | 1200 | 0 | 289 | 1200 | 0 | 465 | 0 | 0 | 0 | 0 | 0 | 0 | 0 | 0 | 0
2040-12-11 | 18 | 46.09 | -24319 | -2118 | -1817 | 0 | 0 | 1270 | 5284 | 0 | 0 | 1457 | 53 | 341 | 9518 | 3288 | 3357 | 0 | 265 | 0 | 217 | 1202 | 0 | 337 | 1200 | 0 | 465 | 0 | 0 | 0 | 0 | 0 | 0 | 0 | 0 | 0
2040-12-11 | 19 | 46.09 | -24217 | -2275 | -1745 | 0 | 203 | 512 | 5210 | 0 | 0 | 1457 | 53 | 341 | 9539 | 3288 | 3817 | 0 | 354 | 0 | 217 | 1202 | 0 | 378 | 1200 | 0 | 465 | 0 | 0 | 0 | 0 | 0 | 0 | 0 | 0 | 0
2040-12-11 | 20 | 44.2 | -23761 | -2275 | -1236 | 0 | 0 | 0 | 4888 | 0 | 0 | 1182 | 53 | 341 | 9210 | 3288 | 4420 | 0 | 392 | 0 | 216 | 1205 | 0 | 413 | 1200 | 0 | 465 | 0 | 0 | 0 | 0 | 0 | 0 | 0 | 0 | 0
2040-12-11 | 21 | 42.06 | -22979 | -2275 | -1127 | 0 | 0 | 0 | 4333 | 0 | 0 | 1119 | 53 | 341 | 8132 | 3288 | 4974 | 0 | 614 | 0 | 217 | 1209 | 0 | 436 | 1200 | 0 | 465 | 0 | 0 | 0 | 0 | 0 | 0 | 0 | 0 | 0
2040-12-11 | 22 | 41.21 | -21670 | -2359 | -945 | 0 | 0 | 0 | 3403 | 0 | 0 | 1001 | 53 | 341 | 7423 | 3288 | 5242 | 0 | 664 | 0 | 217 | 1211 | 0 | 467 | 1200 | 0 | 465 | 0 | 0 | 0 | 0 | 0 | 0 | 0 | 0 | 0
2040-12-11 | 23 | 39.94 | -19925 | -2275 | -781 | 0 | 0 | 0 | 2166 | 0 | 0 | 961 | 53 | 341 | 6584 | 3288 | 5262 | 0 | 748 | 0 | 216 | 1194 | 0 | 503 | 1200 | 0 | 465 | 0 | 0 | 0 | 0 | 0 | 0 | 0 | 0 | 0
2040-12-11 | 24 | 40.34 | -18364 | -2197 | -636 | 0 | 0 | 0 | 1057 | 0 | 0 | 958 | 53 | 341 | 6203 | 3288 | 4759 | 0 | 997 | 0 | 212 | 1175 | 0 | 490 | 1200 | 0 | 465 | 0 | 0 | 0 | 0 | 0 | 0 | 0 | 0 | 0
2040-12-12 | 1 | 38.43 | -17387 | -2275 | -563 | 0 | -367 | -281 | 528 | 0 | 0 | 878 | 53 | 341 | 5653 | 3288 | 4524 | 0 | 1568 | 0 | 210 | 1164 | 0 | 1000 | 1200 | 0 | 465 | 0 | 0 | 0 | 0 | 0 | 0 | 0 | 0 | 0
2040-12-12 | 2 | 38.43 | -16909 | -2359 | -509 | 0 | -1775 | -685 | 528 | 0 | 0 | 612 | 53 | 341 | 5843 | 3288 | 5511 | 0 | 2055 | 0 | 210 | 1155 | 0 | 976 | 1200 | 0 | 465 | 0 | 0 | 0 | 0 | 0 | 0 | 0 | 0 | 0
2040-12-12 | 3 | 38.43 | -16721 | -2442 | -436 | 0 | -1870 | -632 | 528 | 0 | 0 | 612 | 53 | 341 | 5843 | 3288 | 5391 | 0 | 2077 | 0 | 213 | 1154 | 0 | 936 | 1200 | 0 | 465 | 0 | 0 | 0 | 0 | 0 | 0 | 0 | 0 | 0
2040-12-12 | 4 | 38.43 | -16832 | -2610 | -418 | 0 | -1249 | -292 | 528 | 0 | 0 | 636 | 53 | 341 | 5828 | 3288 | 5169 | 0 | 2079 | 0 | 215 | 1152 | 0 | 447 | 1200 | 0 | 465 | 0 | 0 | 0 | 0 | 0 | 0 | 0 | 0 | 0
2040-12-12 | 5 | 38.43 | -17429 | -2699 | -418 | 0 | -507 | -304 | 528 | 0 | 0 | 829 | 53 | 341 | 5820 | 3288 | 4963 | 0 | 2083 | 0 | 214 | 1148 | 0 | 425 | 1200 | 0 | 465 | 0 | 0 | 0 | 0 | 0 | 0 | 0 | 0 | 0
2040-12-12 | 6 | 39.17 | -19002 | -2788 | -436 | 0 | 0 | 0 | 1374 | 0 | 0 | 958 | 53 | 341 | 6221 | 3288 | 4550 | 0 | 2061 | 0 | 208 | 1149 | 0 | 360 | 1200 | 0 | 465 | 0 | 0 | 0 | 0 | 0 | 0 | 0 | 0 | 0
2040-12-12 | 7 | 41.82 | -21502 | -2788 | -545 | 0 | 0 | 0 | 3133 | 0 | 0 | 1001 | 53 | 341 | 7868 | 3288 | 3785 | 0 | 2029 | 0 | 216 | 1157 | 0 | 299 | 1200 | 0 | 465 | 0 | 0 | 0 | 0 | 0 | 0 | 0 | 0 | 0
2040-12-12 | 8 | 43.23 | -22824 | -2965 | -672 | 0 | 0 | 0 | 4063 | 0 | 0 | 1135 | 53 | 341 | 8897 | 3288 | 3174 | 0 | 1983 | 225 | 216 | 1152 | 0 | 270 | 1200 | 0 | 465 | 0 | 0 | 0 | 0 | 0 | 0 | 0 | 0 | 0
2040-12-12 | 9 | 41.91 | -23047 | -2876 | -800 | 0 | 0 | 0 | 4217 | 0 | 0 | 1026 | 53 | 341 | 8002 | 3288 | 2606 | 0 | 1953 | 1897 | 216 | 1161 | 0 | 299 | 1200 | 0 | 465 | 0 | 0 | 0 | 0 | 0 | 0 | 0 | 0 | 0
2040-12-12 | 10 | 39 | -23015 | -2610 | -927 | 0 | 0 | 0 | 4195 | 0 | 0 | 958 | 53 | 341 | 6136 | 3288 | 2537 | 0 | 1901 | 3760 | 216 | 1173 | 0 | 329 | 1200 | 0 | 465 | 0 | 0 | 0 | 0 | 0 | 0 | 0 | 0 | 0
2040-12-12 | 11 | 38.43 | -22972 | -2442 | -909 | 0 | -490 | -292 | 4164 | 0 | 0 | 839 | 53 | 341 | 5858 | 3288 | 2233 | 0 | 1859 | 5071 | 216 | 1179 | 0 | 340 | 1200 | 0 | 465 | 0 | 0 | 0 | 0 | 0 | 0 | 0 | 0 | 0
2040-12-12 | 12 | 38.43 | -22804 | -2359 | -781 | 0 | -1307 | -497 | 4048 | 0 | 0 | 612 | 53 | 341 | 5793 | 3288 | 1933 | 0 | 1685 | 6581 | 215 | 1187 | 0 | 349 | 1200 | 0 | 465 | 0 | 0 | 0 | 0 | 0 | 0 | 0 | 0 | 0
2040-12-12 | 13 | 38.43 | -22540 | -2197 | -1018 | 0 | -1586 | -332 | 3863 | 0 | 0 | 612 | 53 | 341 | 5793 | 3288 | 1714 | 0 | 1556 | 7020 | 214 | 1199 | 0 | 355 | 1200 | 0 | 465 | 0 | 0 | 0 | 0 | 0 | 0 | 0 | 0 | 0
2040-12-12 | 14 | 39.22 | -22325 | -2118 | -999 | 0 | 0 | 0 | 3709 | 0 | 0 | 940 | 53 | 341 | 5924 | 3288 | 1464 | 0 | 1119 | 5169 | 214 | 1206 | 0 | 351 | 1200 | 0 | 465 | 0 | 0 | 0 | 0 | 0 | 0 | 0 | 0 | 0
2040-12-12 | 15 | 44.56 | -22134 | -2118 | -890 | 0 | 0 | 0 | 3577 | 0 | 0 | 1119 | 53 | 341 | 8416 | 3288 | 932 | 0 | 1001 | 2990 | 216 | 1205 | 0 | 340 | 1200 | 0 | 465 | 0 | 0 | 0 | 0 | 0 | 0 | 0 | 0 | 0
2040-12-12 | 16 | 51.94 | -22260 | -2118 | -1181 | 0 | 428 | 0 | 3667 | 100 | 0 | 1457 | 53 | 388 | 10522 | 3288 | 555 | 0 | 905 | 823 | 216 | 1209 | 0 | 284 | 1200 | 0 | 465 | 0 | 0 | 0 | 0 | 0 | 0 | 0 | 0 | 0
2040-12-12 | 17 | 51.94 | -23614 | -2197 | -1508 | 0 | 1908 | 411 | 4613 | 100 | 0 | 1457 | 53 | 388 | 10802 | 3288 | 268 | 0 | 638 | 23 | 216 | 1200 | 0 | 289 | 1200 | 0 | 465 | 0 | 0 | 0 | 0 | 0 | 0 | 0 | 0 | 0
2040-12-12 | 18 | 51.94 | -24566 | -2359 | -1817 | 0 | 1895 | 1448 | 5284 | 100 | 0 | 1457 | 53 | 388 | 10867 | 3288 | 145 | 0 | 397 | 0 | 217 | 1202 | 0 | 337 | 1200 | 0 | 465 | 0 | 0 | 0 | 0 | 0 | 0 | 0 | 0 | 0
2040-12-12 | 19 | 51.94 | -24445 | -2359 | -1745 | 0 | 1878 | 284 | 5199 | 100 | 0 | 1457 | 53 | 388 | 12042 | 3288 | 111 | 0 | 286 | 0 | 217 | 1202 | 0 | 378 | 1200 | 0 | 465 | 0 | 0 | 0 | 0 | 0 | 0 | 0 | 0 | 0
2040-12-12 | 20 | 51.94 | -24108 | -2442 | -1236 | 0 | 1254 | 0 | 4962 | 100 | 0 | 1457 | 53 | 388 | 12347 | 3288 | 152 | 0 | 286 | 0 | 216 | 1205 | 0 | 413 | 1200 | 0 | 465 | 0 | 0 | 0 | 0 | 0 | 0 | 0 | 0 | 0
2040-12-12 | 21 | 51.94 | -23454 | -2442 | -1127 | 0 | 448 | 310 | 4502 | 100 | 0 | 1457 | 53 | 388 | 12347 | 3288 | 272 | 0 | 331 | 0 | 217 | 1209 | 0 | 436 | 1200 | 0 | 465 | 0 | 0 | 0 | 0 | 0 | 0 | 0 | 0 | 0
2040-12-12 | 22 | 51.94 | -22219 | -2526 | -945 | 0 | 58 | 0 | 3635 | 100 | 0 | 1457 | 53 | 388 | 12347 | 3288 | 428 | 0 | 377 | 0 | 217 | 1211 | 0 | 467 | 1200 | 0 | 465 | 0 | 0 | 0 | 0 | 0 | 0 | 0 | 0 | 0
2040-12-12 | 23 | 48.37 | -20479 | -2526 | -781 | 0 | 0 | 0 | 2415 | 0 | 0 | 1457 | 53 | 341 | 11581 | 3288 | 594 | 0 | 481 | 0 | 216 | 1194 | 0 | 503 | 1200 | 0 | 465 | 0 | 0 | 0 | 0 | 0 | 0 | 0 | 0 | 0
2040-12-12 | 24 | 46.09 | -18861 | -2526 | -636 | 0 | 0 | 0 | 1279 | 0 | 0 | 1457 | 53 | 341 | 10687 | 3288 | 783 | 0 | 594 | 0 | 212 | 1175 | 0 | 490 | 1200 | 0 | 465 | 0 | 0 | 0 | 0 | 0 | 0 | 0 | 0 | 0
2040-12-13 | 1 | 43.34 | -17821 | -2610 | -563 | 0 | 0 | 0 | 1168 | 0 | 0 | 1410 | 53 | 341 | 9064 | 3288 | 982 | 0 | 649 | 0 | 210 | 1164 | 0 | 1000 | 1200 | 0 | 465 | 0 | 0 | 0 | 0 | 0 | 0 | 0 | 0 | 0
2040-12-13 | 2 | 43.49 | -17265 | -2699 | -509 | 0 | 0 | 0 | 761 | 0 | 0 | 1182 | 53 | 341 | 8777 | 3288 | 1268 | 0 | 797 | 0 | 210 | 1155 | 0 | 976 | 1200 | 0 | 465 | 0 | 0 | 0 | 0 | 0 | 0 | 0 | 0 | 0
2040-12-13 | 3 | 43.46 | -16995 | -2699 | -436 | 0 | 0 | 0 | 560 | 0 | 0 | 1135 | 53 | 341 | 8543 | 3288 | 1384 | 0 | 859 | 0 | 213 | 1154 | 0 | 936 | 1200 | 0 | 465 | 0 | 0 | 0 | 0 | 0 | 0 | 0 | 0 | 0
2040-12-13 | 4 | 43.34 | -16980 | -2610 | -418 | 0 | 0 | 0 | 550 | 0 | 0 | 1135 | 53 | 341 | 8491 | 3288 | 1691 | 0 | 980 | 0 | 215 | 1152 | 0 | 447 | 1200 | 0 | 465 | 0 | 0 | 0 | 0 | 0 | 0 | 0 | 0 | 0
2040-12-13 | 5 | 42.6 | -17450 | -2526 | -418 | 0 | 0 | 0 | 898 | 0 | 0 | 1026 | 53 | 341 | 8026 | 3288 | 2285 | 0 | 1026 | 0 | 214 | 1148 | 0 | 425 | 1200 | 0 | 465 | 0 | 0 | 0 | 0 | 0 | 0 | 0 | 0 | 0
2040-12-13 | 6 | 42.58 | -18824 | -2442 | -436 | 0 | 0 | 0 | 1908 | 0 | 0 | 1009 | 53 | 341 | 7914 | 3288 | 2746 | 0 | 1063 | 0 | 208 | 1149 | 0 | 360 | 1200 | 0 | 465 | 0 | 0 | 0 | 0 | 0 | 0 | 0 | 0 | 0
2040-12-13 | 7 | 42.96 | -21119 | -2442 | -545 | 0 | 0 | 0 | 3604 | 0 | 0 | 1119 | 53 | 341 | 8184 | 3288 | 3054 | 0 | 1128 | 0 | 216 | 1157 | 0 | 299 | 1200 | 0 | 465 | 0 | 0 | 0 | 0 | 0 | 0 | 0 | 0 | 0
2040-12-13 | 8 | 42.69 | -22411 | -2359 | -672 | 0 | 0 | 0 | 4555 | 0 | 0 | 1026 | 53 | 341 | 8085 | 3288 | 3516 | 0 | 1148 | 127 | 216 | 1152 | 0 | 270 | 1200 | 0 | 465 | 0 | 0 | 0 | 0 | 0 | 0 | 0 | 0 | 0
2040-12-13 | 9 | 39.87 | -22698 | -2275 | -800 | 0 | 0 | 0 | 4766 | 0 | 0 | 920 | 53 | 341 | 6012 | 3288 | 5003 | 0 | 1225 | 824 | 216 | 1161 | 0 | 299 | 1200 | 0 | 465 | 0 | 0 | 0 | 0 | 0 | 0 | 0 | 0 | 0
2040-12-13 | 10 | 33.82 | -22748 | -2118 | -927 | 0 | 0 | 0 | 4803 | 0 | 0 | 692 | 53 | 341 | 4627 | 3288 | 6009 | 0 | 1152 | 1446 | 216 | 1173 | 0 | 329 | 1200 | 0 | 465 | 0 | 0 | 0 | 0 | 0 | 0 | 0 | 0 | 0
2040-12-13 | 11 | 30.29 | -22693 | -1893 | -909 | 0 | 0 | -734 | 4761 | 0 | 0 | 612 | 53 | 341 | 4299 | 3288 | 6587 | 0 | 1078 | 1811 | 216 | 1179 | 0 | 340 | 1200 | 0 | 465 | 0 | 0 | 0 | 0 | 0 | 0 | 0 | 0 | 0
2040-12-13 | 12 | 30.29 | -22536 | -1820 | -781 | 0 | 0 | -604 | 4645 | 0 | 0 | 584 | 53 | 341 | 3412 | 3288 | 7199 | 0 | 932 | 1872 | 215 | 1187 | 0 | 349 | 1200 | 0 | 465 | 0 | 0 | 0 | 0 | 0 | 0 | 0 | 0 | 0
2040-12-13 | 13 | 38.14 | -22228 | -1752 | -1018 | 0 | 0 | 0 | 4417 | 0 | 0 | 612 | 53 | 341 | 3664 | 3288 | 7113 | 0 | 762 | 1315 | 214 | 1199 | 0 | 355 | 1200 | 0 | 465 | 0 | 0 | 0 | 0 | 0 | 0 | 0 | 0 | 0
2040-12-13 | 14 | 39.22 | -22085 | -1679 | -999 | 0 | 0 | 0 | 4312 | 0 | 0 | 612 | 53 | 341 | 3867 | 3288 | 7180 | 0 | 695 | 980 | 214 | 1206 | 0 | 351 | 1200 | 0 | 465 | 0 | 0 | 0 | 0 | 0 | 0 | 0 | 0 | 0
2040-12-13 | 15 | 40.93 | -21929 | -1679 | -890 | 0 | 0 | 8 | 4201 | 0 | 0 | 632 | 53 | 341 | 4215 | 3288 | 7171 | 0 | 607 | 557 | 216 | 1205 | 0 | 340 | 1200 | 0 | 465 | 0 | 0 | 0 | 0 | 0 | 0 | 0 | 0 | 0
2040-12-13 | 16 | 40.93 | -22068 | -1679 | -1181 | 0 | 0 | 367 | 4301 | 0 | 0 | 798 | 53 | 341 | 4334 | 3288 | 7208 | 0 | 617 | 248 | 216 | 1209 | 0 | 284 | 1200 | 0 | 465 | 0 | 0 | 0 | 0 | 0 | 0 | 0 | 0 | 0
2040-12-13 | 17 | 40.93 | -23045 | -1611 | -1508 | 0 | 0 | 460 | 5020 | 0 | 0 | 840 | 53 | 341 | 4896 | 3288 | 7191 | 0 | 692 | 13 | 216 | 1200 | 0 | 289 | 1200 | 0 | 465 | 0 | 0 | 0 | 0 | 0 | 0 | 0 | 0 | 0
2040-12-13 | 18 | 40.93 | -23401 | -1611 | -1817 | 0 | 0 | 155 | 5284 | 0 | 0 | 878 | 53 | 341 | 5467 | 3288 | 7244 | 0 | 698 | 0 | 217 | 1202 | 0 | 337 | 1200 | 0 | 465 | 0 | 0 | 0 | 0 | 0 | 0 | 0 | 0 | 0
2040-12-13 | 19 | 39.87 | -22871 | -1611 | -1745 | 0 | 0 | 0 | 4893 | 0 | 0 | 877 | 53 | 341 | 5412 | 3288 | 7139 | 0 | 762 | 0 | 217 | 1202 | 0 | 378 | 1200 | 0 | 465 | 0 | 0 | 0 | 0 | 0 | 0 | 0 | 0 | 0
2040-12-13 | 20 | 31.31 | -22113 | -1611 | -1236 | 0 | 0 | 0 | 4333 | 0 | 0 | 798 | 53 | 341 | 4581 | 3288 | 7265 | 0 | 802 | 0 | 216 | 1205 | 0 | 413 | 1200 | 0 | 465 | 0 | 0 | 0 | 0 | 0 | 0 | 0 | 0 | 0
2040-12-13 | 21 | 25.6 | -21317 | -1611 | -1127 | 0 | 0 | 0 | 3746 | 0 | 0 | 649 | 53 | 325 | 4307 | 3288 | 7341 | 0 | 818 | 0 | 217 | 1209 | 0 | 436 | 1200 | 0 | 465 | 0 | 0 | 0 | 0 | 0 | 0 | 0 | 0 | 0
2040-12-13 | 22 | 21.39 | -20184 | -1548 | -945 | 0 | 0 | 0 | 2911 | 0 | 0 | 612 | 53 | 166 | 3941 | 3288 | 7309 | 0 | 838 | 0 | 217 | 1211 | 0 | 467 | 1200 | 0 | 465 | 0 | 0 | 0 | 0 | 0 | 0 | 0 | 0 | 0
2040-12-13 | 23 | 9.3 | -18733 | -1480 | -781 | 0 | 0 | -152 | 1844 | 0 | 0 | 599 | 53 | 160 | 3449 | 3288 | 7300 | 0 | 877 | 0 | 216 | 1194 | 0 | 503 | 1200 | 0 | 465 | 0 | 0 | 0 | 0 | 0 | 0 | 0 | 0 | 0
2040-12-13 | 24 | 12.56 | -17227 | -1480 | -636 | 0 | 0 | 113 | 734 | 0 | 0 | 567 | 53 | 160 | 2572 | 3288 | 7317 | 0 | 998 | 0 | 212 | 1175 | 0 | 490 | 1200 | 0 | 465 | 0 | 0 | 0 | 0 | 0 | 0 | 0 | 0 | 0
2040-12-14 | 1 | 17.38 | -16070 | -1480 | -563 | 0 | 0 | -783 | 1358 | 0 | 0 | 567 | 53 | 160 | 983 | 3288 | 7332 | 0 | 1117 | 0 | 210 | 1164 | 0 | 1000 | 1200 | 0 | 465 | 0 | 0 | 0 | 0 | 0 | 0 | 0 | 0 | 0
2040-12-14 | 2 | 17.38 | -15358 | -1417 | -509 | 0 | 0 | -584 | 766 | 0 | 0 | 567 | 53 | 160 | 329 | 3288 | 7346 | 0 | 1354 | 0 | 210 | 1155 | 0 | 976 | 1200 | 0 | 465 | 0 | 0 | 0 | 0 | 0 | 0 | 0 | 0 | 0
2040-12-14 | 3 | 17.38 | -14961 | -1355 | -436 | 0 | 0 | -915 | 528 | 0 | 0 | 567 | 53 | 160 | 329 | 3288 | 7346 | 0 | 1428 | 0 | 213 | 1154 | 0 | 936 | 1200 | 0 | 465 | 0 | 0 | 0 | 0 | 0 | 0 | 0 | 0 | 0
2040-12-14 | 4 | 17.38 | -14774 | -1297 | -418 | 0 | 0 | -931 | 528 | 0 | 0 | 567 | 53 | 160 | 329 | 3288 | 7325 | 0 | 1691 | 0 | 215 | 1152 | 0 | 447 | 1200 | 0 | 465 | 0 | 0 | 0 | 0 | 0 | 0 | 0 | 0 | 0
2040-12-14 | 5 | 17.38 | -14862 | -1182 | -418 | 0 | 0 | -985 | 528 | 0 | 0 | 567 | 53 | 160 | 329 | 3288 | 7336 | 0 | 1734 | 0 | 214 | 1148 | 0 | 425 | 1200 | 0 | 465 | 0 | 0 | 0 | 0 | 0 | 0 | 0 | 0 | 0
2040-12-14 | 6 | 17.38 | -15351 | -1124 | -436 | 0 | 0 | -667 | 761 | 0 | 0 | 567 | 53 | 160 | 329 | 3288 | 7335 | 0 | 1704 | 0 | 208 | 1149 | 0 | 360 | 1200 | 0 | 465 | 0 | 0 | 0 | 0 | 0 | 0 | 0 | 0 | 0
2040-12-14 | 7 | 17.38 | -16283 | -1124 | -545 | 0 | 0 | -289 | 1532 | 0 | 0 | 567 | 53 | 160 | 230 | 3288 | 7337 | 0 | 1738 | 0 | 216 | 1157 | 0 | 299 | 1200 | 0 | 465 | 0 | 0 | 0 | 0 | 0 | 0 | 0 | 0 | 0
2040-12-14 | 8 | 23.49 | -17471 | -1072 | -672 | 0 | 0 | 218 | 2515 | 0 | 0 | 567 | 53 | 212 | 0 | 3288 | 7337 | 0 | 1668 | 55 | 216 | 1152 | 0 | 270 | 1200 | 0 | 465 | 0 | 0 | 0 | 0 | 0 | 0 | 0 | 0 | 0
2040-12-14 | 9 | 23.49 | -18734 | -1072 | -800 | 0 | 0 | 146 | 3561 | 0 | 0 | 567 | 53 | 212 | 0 | 3288 | 7337 | 0 | 1780 | 322 | 216 | 1161 | 0 | 299 | 1200 | 0 | 465 | 0 | 0 | 0 | 0 | 0 | 0 | 0 | 0 | 0
2040-12-14 | 10 | 17.38 | -19559 | -1015 | -927 | 0 | 0 | -251 | 4248 | 0 | 0 | 567 | 53 | 160 | 0 | 3288 | 7335 | 0 | 1849 | 868 | 216 | 1173 | 0 | 329 | 1200 | 0 | 465 | 0 | 0 | 0 | 0 | 0 | 0 | 0 | 0 | 0
2040-12-14 | 11 | 17.38 | -19914 | -1015 | -909 | 0 | 0 | -642 | 4544 | 0 | 0 | 567 | 53 | 160 | 0 | 3288 | 7333 | 0 | 1714 | 1421 | 216 | 1179 | 0 | 340 | 1200 | 0 | 465 | 0 | 0 | 0 | 0 | 0 | 0 | 0 | 0 | 0
2040-12-14 | 12 | 17.38 | -19910 | -968 | -781 | 0 | 0 | -891 | 4539 | 0 | 0 | 567 | 53 | 160 | 0 | 3288 | 6698 | 0 | 1685 | 2145 | 215 | 1187 | 0 | 349 | 1200 | 0 | 465 | 0 | 0 | 0 | 0 | 0 | 0 | 0 | 0 | 0
2040-12-14 | 13 | 17.38 | -19734 | -868 | -1018 | 0 | 0 | -643 | 4396 | 0 | 0 | 567 | 53 | 160 | 0 | 3288 | 7210 | 0 | 1643 | 1514 | 214 | 1199 | 0 | 355 | 1200 | 0 | 465 | 0 | 0 | 0 | 0 | 0 | 0 | 0 | 0 | 0
2040-12-14 | 14 | 17.38 | -19422 | -821 | -999 | 0 | 0 | -418 | 4137 | 0 | 0 | 567 | 53 | 160 | 0 | 3288 | 7305 | 0 | 1579 | 1136 | 214 | 1206 | 0 | 351 | 1200 | 0 | 465 | 0 | 0 | 0 | 0 | 0 | 0 | 0 | 0 | 0
2040-12-14 | 15 | 17.38 | -19261 | -821 | -890 | 0 | 0 | -209 | 4000 | 0 | 0 | 567 | 53 | 160 | 0 | 3288 | 7303 | 0 | 1594 | 791 | 216 | 1205 | 0 | 340 | 1200 | 0 | 465 | 0 | 0 | 0 | 0 | 0 | 0 | 0 | 0 | 0
2040-12-14 | 16 | 23.49 | -19426 | -868 | -1181 | 0 | 0 | 359 | 4137 | 0 | 0 | 567 | 53 | 212 | 442 | 3288 | 7324 | 0 | 1407 | 314 | 216 | 1209 | 0 | 284 | 1200 | 0 | 465 | 0 | 0 | 0 | 0 | 0 | 0 | 0 | 0 | 0
2040-12-14 | 17 | 23.49 | -20401 | -868 | -1508 | 0 | 0 | 1273 | 4946 | 0 | 0 | 567 | 53 | 212 | 442 | 3288 | 7318 | 0 | 1302 | 7 | 216 | 1200 | 0 | 289 | 1200 | 0 | 465 | 0 | 0 | 0 | 0 | 0 | 0 | 0 | 0 | 0
2040-12-14 | 18 | 23.49 | -20808 | -868 | -1817 | 0 | 0 | 1636 | 5284 | 0 | 0 | 567 | 53 | 212 | 442 | 3288 | 7296 | 0 | 1295 | 0 | 217 | 1202 | 0 | 337 | 1200 | 0 | 465 | 0 | 0 | 0 | 0 | 0 | 0 | 0 | 0 | 0
2040-12-14 | 19 | 23.49 | -20352 | -821 | -1745 | 0 | 0 | 1265 | 4904 | 0 | 0 | 567 | 53 | 212 | 385 | 3288 | 7304 | 0 | 1479 | 0 | 217 | 1202 | 0 | 378 | 1200 | 0 | 465 | 0 | 0 | 0 | 0 | 0 | 0 | 0 | 0 | 0
2040-12-14 | 20 | 23.49 | -19681 | -774 | -1236 | 0 | 0 | 622 | 4349 | 0 | 0 | 567 | 53 | 212 | 375 | 3288 | 7293 | 0 | 1433 | 0 | 216 | 1205 | 0 | 413 | 1200 | 0 | 465 | 0 | 0 | 0 | 0 | 0 | 0 | 0 | 0 | 0
2040-12-14 | 21 | 23.49 | -18975 | -727 | -1127 | 0 | 0 | 553 | 3762 | 0 | 0 | 567 | 53 | 212 | 375 | 3288 | 7281 | 0 | 1211 | 0 | 217 | 1209 | 0 | 436 | 1200 | 0 | 465 | 0 | 0 | 0 | 0 | 0 | 0 | 0 | 0 | 0
2040-12-14 | 22 | 21.94 | -18135 | -727 | -945 | 0 | 0 | 0 | 3070 | 0 | 0 | 567 | 53 | 160 | 482 | 3288 | 7283 | 0 | 1344 | 0 | 217 | 1211 | 0 | 467 | 1200 | 0 | 465 | 0 | 0 | 0 | 0 | 0 | 0 | 0 | 0 | 0
2040-12-14 | 23 | 0 | -17022 | -774 | -781 | 0 | 0 | -127 | 2145 | 0 | 0 | 333 | 48 | 160 | 253 | 3288 | 7281 | 0 | 1752 | 0 | 216 | 1194 | 0 | 503 | 1200 | 0 | 332 | 0 | 0 | 0 | 0 | 0 | 0 | 0 | 0 | 0
2040-12-14 | 24 | 0 | -15796 | -868 | -636 | 0 | 0 | 0 | 1125 | 0 | 0 | 324 | 48 | 160 | 10 | 3288 | 7296 | 0 | 1683 | 0 | 212 | 1175 | 0 | 490 | 1200 | 0 | 289 | 0 | 0 | 0 | 0 | 0 | 0 | 0 | 0 | 0
2040-12-15 | 1 | 15.25 | -14847 | -915 | -745 | 0 | -593 | -558 | 528 | 0 | 0 | 567 | 53 | 160 | 62 | 3288 | 7287 | 0 | 1716 | 0 | 210 | 1164 | 0 | 1000 | 1200 | 0 | 422 | 0 | 0 | 0 | 0 | 0 | 0 | 0 | 0 | 0
2040-12-15 | 2 | 15.25 | -14253 | -1072 | -636 | 0 | -96 | -1567 | 528 | 0 | 0 | 567 | 53 | 160 | 62 | 3288 | 7302 | 0 | 1659 | 0 | 210 | 1155 | 0 | 976 | 1200 | 0 | 465 | 0 | 0 | 0 | 0 | 0 | 0 | 0 | 0 | 0
2040-12-15 | 3 | 15.25 | -13977 | -1182 | -563 | 0 | -235 | -1859 | 528 | 0 | 0 | 567 | 53 | 160 | 62 | 3288 | 7308 | 0 | 1883 | 0 | 213 | 1154 | 0 | 936 | 1200 | 0 | 465 | 0 | 0 | 0 | 0 | 0 | 0 | 0 | 0 | 0
2040-12-15 | 4 | 15.25 | -13914 | -1297 | -527 | 0 | 0 | -1644 | 528 | 0 | 0 | 567 | 53 | 160 | 62 | 3288 | 7303 | 0 | 1943 | 0 | 215 | 1152 | 0 | 447 | 1200 | 0 | 465 | 0 | 0 | 0 | 0 | 0 | 0 | 0 | 0 | 0
2040-12-15 | 5 | 15.25 | -14084 | -1297 | -509 | 0 | 0 | -1640 | 528 | 0 | 0 | 567 | 53 | 160 | 62 | 3288 | 7303 | 0 | 2118 | 0 | 214 | 1148 | 0 | 425 | 1200 | 0 | 465 | 0 | 0 | 0 | 0 | 0 | 0 | 0 | 0 | 0
2040-12-15 | 6 | 15.25 | -14539 | -1297 | -527 | 0 | -150 | -1049 | 528 | 0 | 0 | 567 | 53 | 160 | 0 | 3288 | 7303 | 0 | 2281 | 0 | 208 | 1149 | 0 | 360 | 1200 | 0 | 465 | 0 | 0 | 0 | 0 | 0 | 0 | 0 | 0 | 0
2040-12-15 | 7 | 15.25 | -15356 | -1355 | -600 | 0 | 0 | -256 | 528 | 0 | 0 | 567 | 53 | 160 | 0 | 3288 | 7305 | 0 | 2328 | 0 | 216 | 1157 | 0 | 299 | 1200 | 0 | 465 | 0 | 0 | 0 | 0 | 0 | 0 | 0 | 0 | 0
2040-12-15 | 8 | 20.61 | -16342 | -1297 | -691 | 0 | 0 | 534 | 661 | 0 | 0 | 567 | 53 | 160 | 0 | 3288 | 7294 | 0 | 2339 | 132 | 216 | 1152 | 0 | 270 | 1200 | 0 | 465 | 0 | 0 | 0 | 0 | 0 | 0 | 0 | 0 | 0
2040-12-15 | 9 | 15.25 | -17598 | -1297 | -854 | 0 | -13 | 0 | 1627 | 0 | 0 | 567 | 53 | 160 | 0 | 3288 | 7291 | 0 | 2303 | 1133 | 216 | 1161 | 0 | 299 | 1200 | 0 | 465 | 0 | 0 | 0 | 0 | 0 | 0 | 0 | 0 | 0
2040-12-15 | 10 | 15.25 | -18469 | -1240 | -999 | 0 | -2 | -876 | 2304 | 0 | 0 | 567 | 53 | 160 | 0 | 3288 | 7285 | 0 | 2282 | 2266 | 216 | 1173 | 0 | 329 | 1200 | 0 | 465 | 0 | 0 | 0 | 0 | 0 | 0 | 0 | 0 | 0
2040-12-15 | 11 | 15.25 | -18903 | -1182 | -909 | 0 | -637 | -1528 | 2637 | 0 | 0 | 567 | 53 | 160 | 0 | 3288 | 7284 | 0 | 2292 | 3479 | 216 | 1179 | 0 | 340 | 1200 | 0 | 465 | 0 | 0 | 0 | 0 | 0 | 0 | 0 | 0 | 0
2040-12-15 | 12 | 15.25 | -19275 | -1124 | -999 | 0 | -47 | -1859 | 2927 | 0 | 0 | 567 | 53 | 160 | 0 | 3288 | 7286 | 0 | 2257 | 3352 | 215 | 1187 | 0 | 349 | 1200 | 0 | 465 | 0 | 0 | 0 | 0 | 0 | 0 | 0 | 0 | 0
2040-12-15 | 13 | 15.25 | -19445 | -1124 | -1090 | 0 | 0 | -998 | 3054 | 0 | 0 | 567 | 53 | 160 | 0 | 3288 | 7288 | 0 | 2208 | 2607 | 214 | 1199 | 0 | 355 | 1200 | 0 | 465 | 0 | 0 | 0 | 0 | 0 | 0 | 0 | 0 | 0
2040-12-15 | 14 | 15.25 | -19356 | -1124 | -1127 | 0 | 0 | -1167 | 2985 | 0 | 0 | 567 | 53 | 160 | 0 | 3288 | 7281 | 0 | 2201 | 2803 | 214 | 1206 | 0 | 351 | 1200 | 0 | 465 | 0 | 0 | 0 | 0 | 0 | 0 | 0 | 0 | 0
2040-12-15 | 15 | 15.25 | -19352 | -1124 | -1163 | 0 | 0 | -621 | 2985 | 0 | 0 | 567 | 53 | 160 | 0 | 3288 | 7312 | 0 | 2238 | 2232 | 216 | 1205 | 0 | 340 | 1200 | 0 | 465 | 0 | 0 | 0 | 0 | 0 | 0 | 0 | 0 | 0
2040-12-15 | 16 | 24.22 | -19600 | -1240 | -1109 | 0 | 0 | 496 | 3176 | 0 | 0 | 567 | 53 | 319 | 442 | 3288 | 7316 | 0 | 2203 | 715 | 216 | 1209 | 0 | 284 | 1200 | 0 | 465 | 0 | 0 | 0 | 0 | 0 | 0 | 0 | 0 | 0
2040-12-15 | 17 | 24.22 | -21157 | -1297 | -1090 | 0 | 0 | 1535 | 4380 | 0 | 0 | 567 | 53 | 334 | 442 | 3288 | 7321 | 0 | 2235 | 20 | 216 | 1200 | 0 | 289 | 1200 | 0 | 465 | 0 | 0 | 0 | 0 | 0 | 0 | 0 | 0 | 0
2040-12-15 | 18 | 24.22 | -22328 | -1417 | -1127 | 0 | 259 | 1631 | 5284 | 0 | 0 | 567 | 53 | 334 | 442 | 3288 | 7326 | 0 | 2269 | 0 | 217 | 1202 | 0 | 337 | 1200 | 0 | 465 | 0 | 0 | 0 | 0 | 0 | 0 | 0 | 0 | 0
2040-12-15 | 19 | 24.22 | -22286 | -1548 | -1163 | 0 | 562 | 1413 | 5252 | 0 | 0 | 567 | 53 | 334 | 442 | 3288 | 7326 | 0 | 2299 | 0 | 217 | 1202 | 0 | 378 | 1200 | 0 | 465 | 0 | 0 | 0 | 0 | 0 | 0 | 0 | 0 | 0
2040-12-15 | 20 | 24.22 | -21876 | -1611 | -1090 | 0 | 242 | 1634 | 4935 | 0 | 0 | 567 | 53 | 334 | 442 | 3288 | 7318 | 0 | 2266 | 0 | 216 | 1205 | 0 | 413 | 1200 | 0 | 465 | 0 | 0 | 0 | 0 | 0 | 0 | 0 | 0 | 0
2040-12-15 | 21 | 24.22 | -21241 | -1752 | -1018 | 0 | 260 | 1546 | 4444 | 0 | 0 | 567 | 53 | 334 | 442 | 3288 | 7306 | 0 | 2245 | 0 | 217 | 1209 | 0 | 436 | 1200 | 0 | 465 | 0 | 0 | 0 | 0 | 0 | 0 | 0 | 0 | 0
2040-12-15 | 22 | 24.22 | -20139 | -1820 | -927 | 0 | 0 | 1544 | 3593 | 0 | 0 | 567 | 53 | 334 | 442 | 3288 | 7293 | 0 | 2212 | 0 | 217 | 1211 | 0 | 467 | 1200 | 0 | 465 | 0 | 0 | 0 | 0 | 0 | 0 | 0 | 0 | 0
2040-12-15 | 23 | 24.22 | -18632 | -1966 | -927 | 0 | 98 | 1303 | 2431 | 0 | 0 | 567 | 53 | 333 | 442 | 3288 | 7260 | 0 | 2173 | 0 | 216 | 1194 | 0 | 503 | 1200 | 0 | 465 | 0 | 0 | 0 | 0 | 0 | 0 | 0 | 0 | 0
2040-12-15 | 24 | 24.22 | -17250 | -2040 | -836 | 0 | 105 | 19 | 1358 | 0 | 0 | 567 | 53 | 330 | 1431 | 3288 | 7244 | 0 | 2190 | 0 | 212 | 1175 | 0 | 490 | 1200 | 0 | 465 | 0 | 0 | 0 | 0 | 0 | 0 | 0 | 0 | 0
2040-12-16 | 1 | 33.53 | -16365 | -2118 | -745 | 0 | -1406 | -1840 | 528 | 0 | 0 | 567 | 53 | 341 | 4272 | 3288 | 7196 | 0 | 2191 | 0 | 210 | 1164 | 0 | 1000 | 1200 | 0 | 465 | 0 | 0 | 0 | 0 | 0 | 0 | 0 | 0 | 0
2040-12-16 | 2 | 33.53 | -15909 | -2118 | -636 | 0 | -1710 | -1859 | 528 | 0 | 0 | 567 | 53 | 341 | 4272 | 3288 | 6934 | 0 | 2244 | 0 | 210 | 1155 | 0 | 976 | 1200 | 0 | 465 | 0 | 0 | 0 | 0 | 0 | 0 | 0 | 0 | 0
2040-12-16 | 3 | 33.53 | -15783 | -2197 | -563 | 0 | -1232 | -1859 | 528 | 0 | 0 | 567 | 53 | 341 | 4272 | 3288 | 6408 | 0 | 2209 | 0 | 213 | 1154 | 0 | 936 | 1200 | 0 | 465 | 0 | 0 | 0 | 0 | 0 | 0 | 0 | 0 | 0
2040-12-16 | 4 | 33.65 | -15884 | -2197 | -527 | 0 | 0 | -1628 | 528 | 0 | 0 | 584 | 53 | 341 | 4516 | 3288 | 5263 | 0 | 2184 | 0 | 215 | 1152 | 0 | 447 | 1200 | 0 | 465 | 0 | 0 | 0 | 0 | 0 | 0 | 0 | 0 | 0
2040-12-16 | 5 | 33.82 | -16502 | -2197 | -509 | 0 | 0 | 0 | 528 | 0 | 0 | 673 | 53 | 341 | 4558 | 3288 | 4140 | 0 | 2174 | 0 | 214 | 1148 | 0 | 425 | 1200 | 0 | 465 | 0 | 0 | 0 | 0 | 0 | 0 | 0 | 0 | 0
2040-12-16 | 6 | 40.06 | -18043 | -2275 | -527 | 0 | 0 | 0 | 560 | 0 | 0 | 958 | 53 | 341 | 6777 | 3288 | 3345 | 0 | 2141 | 0 | 208 | 1149 | 0 | 360 | 1200 | 0 | 465 | 0 | 0 | 0 | 0 | 0 | 0 | 0 | 0 | 0
2040-12-16 | 7 | 42.58 | -20539 | -2359 | -600 | 0 | 0 | 0 | 2288 | 0 | 0 | 1119 | 53 | 341 | 8480 | 3288 | 2522 | 0 | 2070 | 0 | 216 | 1157 | 0 | 299 | 1200 | 0 | 465 | 0 | 0 | 0 | 0 | 0 | 0 | 0 | 0 | 0
2040-12-16 | 8 | 43.82 | -21958 | -2359 | -691 | 0 | 0 | 0 | 3276 | 0 | 0 | 1182 | 53 | 341 | 9507 | 3288 | 1883 | 0 | 2085 | 90 | 216 | 1152 | 0 | 270 | 1200 | 0 | 465 | 0 | 0 | 0 | 0 | 0 | 0 | 0 | 0 | 0
2040-12-16 | 9 | 43.71 | -22325 | -2275 | -854 | 0 | 0 | 0 | 3530 | 0 | 0 | 1182 | 53 | 341 | 9489 | 3288 | 1404 | 0 | 2076 | 751 | 216 | 1161 | 0 | 299 | 1200 | 0 | 465 | 0 | 0 | 0 | 0 | 0 | 0 | 0 | 0 | 0
2040-12-16 | 10 | 43.66 | -22524 | -2197 | -999 | 0 | 0 | 0 | 3667 | 0 | 0 | 1182 | 53 | 341 | 9376 | 3288 | 1157 | 0 | 2014 | 1260 | 216 | 1173 | 0 | 329 | 1200 | 0 | 465 | 0 | 0 | 0 | 0 | 0 | 0 | 0 | 0 | 0
2040-12-16 | 11 | 43.37 | -22638 | -2197 | -909 | 0 | 0 | 0 | 3746 | 0 | 0 | 1135 | 53 | 341 | 9056 | 3288 | 886 | 0 | 1999 | 1840 | 216 | 1179 | 0 | 340 | 1200 | 0 | 465 | 0 | 0 | 0 | 0 | 0 | 0 | 0 | 0 | 0
2040-12-16 | 12 | 42.96 | -22604 | -2118 | -999 | 0 | 0 | 0 | 3725 | 0 | 0 | 1135 | 53 | 341 | 8690 | 3288 | 719 | 0 | 2046 | 2309 | 215 | 1187 | 0 | 349 | 1200 | 0 | 465 | 0 | 0 | 0 | 0 | 0 | 0 | 0 | 0 | 0
2040-12-16 | 13 | 42.54 | -22461 | -2040 | -1090 | 0 | 0 | 0 | 3625 | 0 | 0 | 1119 | 53 | 341 | 8378 | 3288 | 642 | 0 | 2001 | 2711 | 214 | 1199 | 0 | 355 | 1200 | 0 | 465 | 0 | 0 | 0 | 0 | 0 | 0 | 0 | 0 | 0
2040-12-16 | 14 | 42 | -22345 | -1966 | -1127 | 0 | 0 | 0 | 3546 | 0 | 0 | 1080 | 53 | 341 | 8081 | 3288 | 559 | 0 | 1945 | 3110 | 214 | 1206 | 0 | 351 | 1200 | 0 | 465 | 0 | 0 | 0 | 0 | 0 | 0 | 0 | 0 | 0
2040-12-16 | 15 | 42.96 | -22228 | -1966 | -1163 | 0 | 0 | 0 | 3461 | 0 | 0 | 1135 | 53 | 341 | 8730 | 3288 | 592 | 0 | 1901 | 2431 | 216 | 1205 | 0 | 340 | 1200 | 0 | 465 | 0 | 0 | 0 | 0 | 0 | 0 | 0 | 0 | 0
2040-12-16 | 16 | 45.14 | -22413 | -1893 | -1109 | 0 | 0 | 0 | 3593 | 0 | 0 | 1457 | 53 | 341 | 10196 | 3288 | 576 | 0 | 1894 | 642 | 216 | 1209 | 0 | 284 | 1200 | 0 | 465 | 0 | 0 | 0 | 0 | 0 | 0 | 0 | 0 | 0
2040-12-16 | 17 | 45.48 | -23800 | -1966 | -1090 | 0 | 263 | 684 | 4555 | 0 | 0 | 1457 | 53 | 341 | 10370 | 3288 | 623 | 0 | 1837 | 17 | 216 | 1200 | 0 | 289 | 1200 | 0 | 465 | 0 | 0 | 0 | 0 | 0 | 0 | 0 | 0 | 0
2040-12-16 | 18 | 45.48 | -24851 | -2118 | -1127 | 0 | 378 | 1023 | 5284 | 0 | 0 | 1457 | 53 | 341 | 10370 | 3288 | 536 | 0 | 1946 | 0 | 217 | 1202 | 0 | 337 | 1200 | 0 | 465 | 0 | 0 | 0 | 0 | 0 | 0 | 0 | 0 | 0
2040-12-16 | 19 | 45.48 | -24707 | -2197 | -1163 | 0 | 736 | 814 | 5184 | 0 | 0 | 1457 | 53 | 341 | 10370 | 3288 | 469 | 0 | 1895 | 0 | 217 | 1202 | 0 | 378 | 1200 | 0 | 465 | 0 | 0 | 0 | 0 | 0 | 0 | 0 | 0 | 0
2040-12-16 | 20 | 45.48 | -24148 | -2197 | -1090 | 0 | 606 | 1030 | 4798 | 0 | 0 | 1457 | 53 | 341 | 10349 | 3288 | 324 | 0 | 1690 | 0 | 216 | 1205 | 0 | 413 | 1200 | 0 | 465 | 0 | 0 | 0 | 0 | 0 | 0 | 0 | 0 | 0
2040-12-16 | 21 | 45.48 | -23315 | -2275 | -1018 | 0 | 1042 | 468 | 4217 | 0 | 0 | 1457 | 53 | 341 | 10346 | 3288 | 196 | 0 | 1674 | 0 | 217 | 1209 | 0 | 436 | 1200 | 0 | 465 | 0 | 0 | 0 | 0 | 0 | 0 | 0 | 0 | 0
2040-12-16 | 22 | 45.48 | -21906 | -2275 | -927 | 0 | 156 | 831 | 3239 | 0 | 0 | 1457 | 53 | 341 | 10346 | 3288 | 178 | 0 | 1660 | 0 | 217 | 1211 | 0 | 467 | 1200 | 0 | 465 | 0 | 0 | 0 | 0 | 0 | 0 | 0 | 0 | 0
2040-12-16 | 23 | 45.48 | -20076 | -2275 | -927 | 0 | 409 | 248 | 1971 | 0 | 0 | 1457 | 53 | 341 | 10346 | 3288 | 159 | 0 | 1428 | 0 | 216 | 1194 | 0 | 503 | 1200 | 0 | 465 | 0 | 0 | 0 | 0 | 0 | 0 | 0 | 0 | 0
2040-12-16 | 24 | 45.48 | -18413 | -2275 | -836 | 0 | 150 | 220 | 814 | 0 | 0 | 1457 | 53 | 341 | 10346 | 3288 | 218 | 0 | 1095 | 0 | 212 | 1175 | 0 | 490 | 1200 | 0 | 465 | 0 | 0 | 0 | 0 | 0 | 0 | 0 | 0 | 0
2040-12-17 | 1 | 43.37 | -17307 | -2275 | -563 | 0 | 0 | 0 | 528 | 0 | 0 | 1457 | 53 | 341 | 9145 | 3288 | 227 | 0 | 1067 | 0 | 210 | 1164 | 0 | 1000 | 1200 | 0 | 465 | 0 | 0 | 0 | 0 | 0 | 0 | 0 | 0 | 0
2040-12-17 | 2 | 42.96 | -16729 | -2275 | -509 | 0 | 0 | 0 | 528 | 0 | 0 | 1182 | 53 | 341 | 8748 | 3288 | 333 | 0 | 1035 | 0 | 210 | 1155 | 0 | 976 | 1200 | 0 | 465 | 0 | 0 | 0 | 0 | 0 | 0 | 0 | 0 | 0
2040-12-17 | 3 | 41.91 | -16475 | -2275 | -436 | 0 | 0 | 0 | 528 | 0 | 0 | 1135 | 53 | 341 | 7997 | 3288 | 534 | 0 | 1342 | 0 | 213 | 1154 | 0 | 936 | 1200 | 0 | 465 | 0 | 0 | 0 | 0 | 0 | 0 | 0 | 0 | 0
2040-12-17 | 4 | 41.95 | -16497 | -2275 | -418 | 0 | 0 | 0 | 528 | 0 | 0 | 1037 | 53 | 341 | 8038 | 3288 | 1147 | 0 | 1280 | 0 | 215 | 1152 | 0 | 447 | 1200 | 0 | 465 | 0 | 0 | 0 | 0 | 0 | 0 | 0 | 0 | 0
2040-12-17 | 5 | 42 | -17024 | -2275 | -418 | 0 | 0 | 0 | 528 | 0 | 0 | 1035 | 53 | 341 | 8065 | 3288 | 1795 | 0 | 1160 | 0 | 214 | 1148 | 0 | 425 | 1200 | 0 | 465 | 0 | 0 | 0 | 0 | 0 | 0 | 0 | 0 | 0
2040-12-17 | 6 | 43.63 | -18396 | -2359 | -436 | 0 | 0 | 0 | 565 | 0 | 0 | 1175 | 53 | 341 | 9327 | 3288 | 2191 | 0 | 869 | 0 | 208 | 1149 | 0 | 360 | 1200 | 0 | 465 | 0 | 0 | 0 | 0 | 0 | 0 | 0 | 0 | 0
2040-12-17 | 7 | 44.54 | -20471 | -2442 | -545 | 0 | 0 | 0 | 1981 | 0 | 0 | 1410 | 53 | 341 | 9735 | 3288 | 2965 | 0 | 348 | 0 | 216 | 1157 | 0 | 299 | 1200 | 0 | 465 | 0 | 0 | 0 | 0 | 0 | 0 | 0 | 0 | 0
2040-12-17 | 8 | 42.96 | -21870 | -2442 | -672 | 0 | 0 | 0 | 2933 | 0 | 0 | 1135 | 53 | 341 | 8752 | 3288 | 4909 | 0 | 221 | 52 | 216 | 1152 | 0 | 270 | 1200 | 0 | 465 | 0 | 0 | 0 | 0 | 0 | 0 | 0 | 0 | 0
2040-12-17 | 9 | 41.81 | -22636 | -2442 | -800 | 0 | 0 | 0 | 3456 | 0 | 0 | 1001 | 53 | 341 | 7762 | 3288 | 6197 | 0 | 181 | 258 | 216 | 1161 | 0 | 299 | 1200 | 0 | 465 | 0 | 0 | 0 | 0 | 0 | 0 | 0 | 0 | 0
2040-12-17 | 10 | 42.11 | -23198 | -2359 | -927 | 0 | 0 | 0 | 3841 | 0 | 0 | 1026 | 53 | 341 | 8092 | 3288 | 5757 | 0 | 137 | 565 | 216 | 1173 | 0 | 329 | 1200 | 0 | 465 | 0 | 0 | 0 | 0 | 0 | 0 | 0 | 0 | 0
2040-12-17 | 11 | 42 | -23605 | -2275 | -909 | 0 | 0 | 0 | 4116 | 0 | 0 | 1026 | 53 | 341 | 7991 | 3288 | 5788 | 0 | 123 | 662 | 216 | 1179 | 0 | 340 | 1200 | 0 | 465 | 0 | 0 | 0 | 0 | 0 | 0 | 0 | 0 | 0
2040-12-17 | 12 | 43.09 | -23856 | -2359 | -781 | 0 | 0 | 0 | 4291 | 0 | 0 | 1135 | 53 | 341 | 8750 | 3288 | 4988 | 0 | 118 | 616 | 215 | 1187 | 0 | 349 | 1200 | 0 | 465 | 0 | 0 | 0 | 0 | 0 | 0 | 0 | 0 | 0
2040-12-17 | 13 | 45.47 | -23876 | -2275 | -1018 | 0 | 0 | 0 | 4301 | 0 | 0 | 1457 | 53 | 341 | 10129 | 3288 | 3082 | 0 | 102 | 982 | 214 | 1199 | 0 | 355 | 1200 | 0 | 465 | 0 | 0 | 0 | 0 | 0 | 0 | 0 | 0 | 0
2040-12-17 | 14 | 45.31 | -23819 | -2275 | -999 | 0 | 0 | 0 | 4264 | 0 | 0 | 1457 | 53 | 341 | 10306 | 3288 | 2890 | 0 | 101 | 957 | 214 | 1206 | 0 | 351 | 1200 | 0 | 465 | 0 | 0 | 0 | 0 | 0 | 0 | 0 | 0 | 0
2040-12-17 | 15 | 43.37 | -23602 | -2197 | -890 | 0 | 0 | 0 | 4116 | 0 | 0 | 1135 | 53 | 341 | 9054 | 3288 | 4587 | 0 | 110 | 580 | 216 | 1205 | 0 | 340 | 1200 | 0 | 465 | 0 | 0 | 0 | 0 | 0 | 0 | 0 | 0 | 0
2040-12-17 | 16 | 42.58 | -23646 | -2197 | -1181 | 0 | 0 | 0 | 4143 | 0 | 0 | 1119 | 53 | 341 | 8397 | 3288 | 5954 | 0 | 113 | 242 | 216 | 1209 | 0 | 284 | 1200 | 0 | 465 | 0 | 0 | 0 | 0 | 0 | 0 | 0 | 0 | 0
2040-12-17 | 17 | 43.09 | -24661 | -2118 | -1508 | 0 | 0 | 0 | 4835 | 0 | 0 | 1135 | 53 | 341 | 8843 | 3288 | 6298 | 0 | 109 | 17 | 216 | 1200 | 0 | 289 | 1200 | 0 | 465 | 0 | 0 | 0 | 0 | 0 | 0 | 0 | 0 | 0
2040-12-17 | 18 | 43.82 | -25318 | -2118 | -1817 | 0 | 0 | 0 | 5284 | 0 | 0 | 1230 | 53 | 341 | 9571 | 3288 | 5956 | 0 | 110 | 0 | 217 | 1202 | 0 | 337 | 1200 | 0 | 465 | 0 | 0 | 0 | 0 | 0 | 0 | 0 | 0 | 0
2040-12-17 | 19 | 45.13 | -24939 | -2118 | -1745 | 0 | 0 | 0 | 5025 | 0 | 0 | 1457 | 53 | 341 | 10098 | 3288 | 4964 | 0 | 114 | 0 | 217 | 1202 | 0 | 378 | 1200 | 0 | 465 | 0 | 0 | 0 | 0 | 0 | 0 | 0 | 0 | 0
2040-12-17 | 20 | 45.82 | -24090 | -2118 | -1236 | 0 | 0 | 0 | 4449 | 0 | 0 | 1457 | 53 | 341 | 10435 | 3288 | 3779 | 0 | 143 | 0 | 216 | 1205 | 0 | 413 | 1200 | 0 | 465 | 0 | 0 | 0 | 0 | 0 | 0 | 0 | 0 | 0
2040-12-17 | 21 | 45.2 | -23078 | -2040 | -1127 | 0 | 0 | 0 | 3757 | 0 | 0 | 1457 | 53 | 341 | 10262 | 3288 | 3417 | 0 | 144 | 0 | 217 | 1209 | 0 | 436 | 1200 | 0 | 465 | 0 | 0 | 0 | 0 | 0 | 0 | 0 | 0 | 0
2040-12-17 | 22 | 44.66 | -21632 | -2118 | -945 | 0 | 0 | 0 | 2774 | 0 | 0 | 1457 | 53 | 341 | 9830 | 3288 | 3180 | 0 | 213 | 0 | 217 | 1211 | 0 | 467 | 1200 | 0 | 465 | 0 | 0 | 0 | 0 | 0 | 0 | 0 | 0 | 0
2040-12-17 | 23 | 43.26 | -19828 | -2118 | -781 | 0 | 0 | 0 | 1543 | 0 | 0 | 1135 | 53 | 341 | 8927 | 3288 | 3528 | 0 | 335 | 0 | 216 | 1194 | 0 | 503 | 1200 | 0 | 465 | 0 | 0 | 0 | 0 | 0 | 0 | 0 | 0 | 0
2040-12-17 | 24 | 41.44 | -18230 | -2197 | -636 | 0 | 0 | 0 | 528 | 0 | 0 | 1001 | 53 | 341 | 7610 | 3288 | 4337 | 0 | 363 | 0 | 212 | 1175 | 0 | 490 | 1200 | 0 | 465 | 0 | 0 | 0 | 0 | 0 | 0 | 0 | 0 | 0
2040-12-18 | 1 | 32.18 | -17178 | -2197 | -563 | 0 | 0 | 0 | 528 | 0 | 0 | 840 | 53 | 341 | 4674 | 3288 | 5675 | 0 | 500 | 0 | 210 | 1164 | 0 | 1000 | 1200 | 0 | 465 | 0 | 0 | 0 | 0 | 0 | 0 | 0 | 0 | 0
2040-12-18 | 2 | 31.31 | -16685 | -2197 | -509 | 0 | 0 | -829 | 528 | 0 | 0 | 612 | 53 | 341 | 4237 | 3288 | 6552 | 0 | 604 | 0 | 210 | 1155 | 0 | 976 | 1200 | 0 | 465 | 0 | 0 | 0 | 0 | 0 | 0 | 0 | 0 | 0
2040-12-18 | 3 | 31.31 | -16447 | -2197 | -436 | 0 | 0 | -1241 | 528 | 0 | 0 | 584 | 53 | 341 | 3537 | 3288 | 7065 | 0 | 957 | 0 | 213 | 1154 | 0 | 936 | 1200 | 0 | 465 | 0 | 0 | 0 | 0 | 0 | 0 | 0 | 0 | 0
2040-12-18 | 4 | 31.31 | -16475 | -2197 | -418 | 0 | 0 | -579 | 528 | 0 | 0 | 567 | 53 | 341 | 3189 | 3288 | 7205 | 0 | 1020 | 0 | 215 | 1152 | 0 | 447 | 1200 | 0 | 465 | 0 | 0 | 0 | 0 | 0 | 0 | 0 | 0 | 0
2040-12-18 | 5 | 31.31 | -17012 | -2197 | -418 | 0 | 0 | -194 | 528 | 0 | 0 | 584 | 53 | 341 | 3189 | 3288 | 7181 | 0 | 1205 | 0 | 214 | 1148 | 0 | 425 | 1200 | 0 | 465 | 0 | 0 | 0 | 0 | 0 | 0 | 0 | 0 | 0
2040-12-18 | 6 | 41.9 | -18358 | -2197 | -436 | 0 | 0 | 0 | 962 | 0 | 0 | 617 | 53 | 341 | 4079 | 3288 | 7204 | 0 | 1066 | 0 | 208 | 1149 | 0 | 360 | 1200 | 0 | 465 | 0 | 0 | 0 | 0 | 0 | 0 | 0 | 0 | 0
2040-12-18 | 7 | 42.32 | -20654 | -2275 | -545 | 0 | 0 | 762 | 2579 | 0 | 0 | 810 | 53 | 341 | 4201 | 3288 | 7200 | 0 | 904 | 0 | 216 | 1157 | 0 | 299 | 1200 | 0 | 465 | 0 | 0 | 0 | 0 | 0 | 0 | 0 | 0 | 0
2040-12-18 | 8 | 42.32 | -22016 | -2275 | -672 | 0 | 0 | 1260 | 3535 | 0 | 0 | 878 | 53 | 341 | 4420 | 3288 | 6992 | 0 | 812 | 83 | 216 | 1152 | 0 | 270 | 1200 | 0 | 465 | 0 | 0 | 0 | 0 | 0 | 0 | 0 | 0 | 0
2040-12-18 | 9 | 41.95 | -22388 | -2275 | -800 | 0 | 0 | 0 | 3799 | 0 | 0 | 840 | 53 | 341 | 5313 | 3288 | 7006 | 0 | 357 | 1125 | 216 | 1161 | 0 | 299 | 1200 | 0 | 465 | 0 | 0 | 0 | 0 | 0 | 0 | 0 | 0 | 0
2040-12-18 | 10 | 31.31 | -22345 | -2197 | -927 | 0 | 0 | -299 | 3767 | 0 | 0 | 612 | 53 | 341 | 4219 | 3288 | 6701 | 0 | 222 | 3181 | 216 | 1173 | 0 | 329 | 1200 | 0 | 465 | 0 | 0 | 0 | 0 | 0 | 0 | 0 | 0 | 0
2040-12-18 | 11 | 31.31 | -22313 | -2040 | -909 | 0 | 0 | -1826 | 3746 | 0 | 0 | 567 | 53 | 341 | 4375 | 3288 | 5741 | 0 | 160 | 5416 | 216 | 1179 | 0 | 340 | 1200 | 0 | 465 | 0 | 0 | 0 | 0 | 0 | 0 | 0 | 0 | 0
2040-12-18 | 12 | 31.31 | -22161 | -1966 | -781 | 0 | 0 | -1372 | 3641 | 0 | 0 | 584 | 53 | 341 | 4445 | 3288 | 4079 | 0 | 160 | 6275 | 215 | 1187 | 0 | 349 | 1200 | 0 | 465 | 0 | 0 | 0 | 0 | 0 | 0 | 0 | 0 | 0
2040-12-18 | 13 | 34.28 | -21837 | -1893 | -1018 | 0 | 0 | 0 | 3413 | 0 | 0 | 802 | 53 | 341 | 4765 | 3288 | 3296 | 0 | 168 | 5188 | 214 | 1199 | 0 | 355 | 1200 | 0 | 465 | 0 | 0 | 0 | 0 | 0 | 0 | 0 | 0 | 0
2040-12-18 | 14 | 40.06 | -21805 | -1893 | -999 | 0 | 0 | 0 | 3387 | 0 | 0 | 958 | 53 | 341 | 6383 | 3288 | 2971 | 0 | 183 | 3699 | 214 | 1206 | 0 | 351 | 1200 | 0 | 465 | 0 | 0 | 0 | 0 | 0 | 0 | 0 | 0 | 0
2040-12-18 | 15 | 42.32 | -21786 | -1820 | -890 | 0 | 0 | 67 | 3376 | 0 | 0 | 1001 | 53 | 341 | 7293 | 3288 | 3309 | 0 | 204 | 2138 | 216 | 1205 | 0 | 340 | 1200 | 0 | 465 | 0 | 0 | 0 | 0 | 0 | 0 | 0 | 0 | 0
2040-12-18 | 16 | 42.32 | -22003 | -1893 | -1181 | 0 | 0 | 629 | 3530 | 0 | 0 | 1003 | 53 | 341 | 7293 | 3288 | 4726 | 0 | 208 | 634 | 216 | 1209 | 0 | 284 | 1200 | 0 | 465 | 0 | 0 | 0 | 0 | 0 | 0 | 0 | 0 | 0
2040-12-18 | 17 | 42.32 | -23388 | -2040 | -1508 | 0 | 0 | 843 | 4502 | 0 | 0 | 1119 | 53 | 341 | 7413 | 3288 | 5762 | 0 | 225 | 20 | 216 | 1200 | 0 | 289 | 1200 | 0 | 465 | 0 | 0 | 0 | 0 | 0 | 0 | 0 | 0 | 0
2040-12-18 | 18 | 42.32 | -24485 | -2118 | -1817 | 0 | 0 | 865 | 5273 | 0 | 0 | 1119 | 53 | 341 | 7413 | 3288 | 6386 | 0 | 261 | 0 | 217 | 1202 | 0 | 337 | 1200 | 0 | 465 | 0 | 0 | 0 | 0 | 0 | 0 | 0 | 0 | 0
2040-12-18 | 19 | 42.32 | -24496 | -2118 | -1745 | 0 | 0 | 266 | 5284 | 0 | 0 | 1001 | 53 | 341 | 7413 | 3288 | 6945 | 0 | 308 | 0 | 217 | 1202 | 0 | 378 | 1200 | 0 | 465 | 0 | 0 | 0 | 0 | 0 | 0 | 0 | 0 | 0
2040-12-18 | 20 | 41.11 | -24145 | -2359 | -1236 | 0 | 0 | 0 | 5036 | 0 | 0 | 1001 | 53 | 341 | 6989 | 3288 | 6908 | 0 | 625 | 0 | 216 | 1205 | 0 | 413 | 1200 | 0 | 465 | 0 | 0 | 0 | 0 | 0 | 0 | 0 | 0 | 0
2040-12-18 | 21 | 40.34 | -23588 | -2442 | -1127 | 0 | 0 | 0 | 4645 | 0 | 0 | 997 | 53 | 341 | 6683 | 3288 | 7158 | 0 | 467 | 0 | 217 | 1209 | 0 | 436 | 1200 | 0 | 465 | 0 | 0 | 0 | 0 | 0 | 0 | 0 | 0 | 0
2040-12-18 | 22 | 39.87 | -22529 | -2610 | -945 | 0 | 0 | 0 | 3900 | 0 | 0 | 958 | 53 | 341 | 6177 | 3288 | 7233 | 0 | 575 | 0 | 217 | 1211 | 0 | 467 | 1200 | 0 | 465 | 0 | 0 | 0 | 0 | 0 | 0 | 0 | 0 | 0
2040-12-18 | 23 | 38.05 | -20977 | -2699 | -781 | 0 | 0 | 0 | 2806 | 0 | 0 | 913 | 53 | 341 | 5507 | 3288 | 7255 | 0 | 716 | 0 | 216 | 1194 | 0 | 503 | 1200 | 0 | 465 | 0 | 0 | 0 | 0 | 0 | 0 | 0 | 0 | 0
2040-12-18 | 24 | 37.4 | -19497 | -2876 | -636 | 0 | 0 | 0 | 1765 | 0 | 0 | 839 | 53 | 341 | 5015 | 3288 | 7267 | 0 | 900 | 0 | 212 | 1175 | 0 | 490 | 1200 | 0 | 465 | 0 | 0 | 0 | 0 | 0 | 0 | 0 | 0 | 0
2040-12-19 | 1 | 34.16 | -18603 | -3060 | -563 | 0 | 0 | -61 | 528 | 0 | 0 | 839 | 53 | 341 | 4638 | 3288 | 7259 | 0 | 1301 | 0 | 210 | 1164 | 0 | 1000 | 1200 | 0 | 465 | 0 | 0 | 0 | 0 | 0 | 0 | 0 | 0 | 0
2040-12-19 | 2 | 34.16 | -18209 | -3154 | -509 | 0 | 0 | -619 | 528 | 0 | 0 | 719 | 53 | 341 | 4623 | 3288 | 7267 | 0 | 1666 | 0 | 210 | 1155 | 0 | 976 | 1200 | 0 | 465 | 0 | 0 | 0 | 0 | 0 | 0 | 0 | 0 | 0
2040-12-19 | 3 | 34.16 | -18157 | -3347 | -436 | 0 | 0 | -463 | 528 | 0 | 0 | 649 | 53 | 341 | 4392 | 3288 | 7275 | 0 | 1910 | 0 | 213 | 1154 | 0 | 936 | 1200 | 0 | 465 | 0 | 0 | 0 | 0 | 0 | 0 | 0 | 0 | 0
2040-12-19 | 4 | 37.4 | -18348 | -3546 | -418 | 0 | 0 | 0 | 528 | 0 | 0 | 772 | 53 | 341 | 4583 | 3288 | 7285 | 0 | 1982 | 0 | 215 | 1152 | 0 | 447 | 1200 | 0 | 465 | 0 | 0 | 0 | 0 | 0 | 0 | 0 | 0 | 0
2040-12-19 | 5 | 41.01 | -19004 | -3645 | -418 | 0 | 0 | 0 | 528 | 0 | 0 | 877 | 53 | 341 | 5338 | 3288 | 7288 | 0 | 1902 | 0 | 214 | 1148 | 0 | 425 | 1200 | 0 | 465 | 0 | 0 | 0 | 0 | 0 | 0 | 0 | 0 | 0
2040-12-19 | 6 | 42.96 | -20527 | -3750 | -436 | 0 | 0 | 0 | 1522 | 0 | 0 | 939 | 53 | 341 | 5978 | 3288 | 7308 | 0 | 1904 | 0 | 208 | 1149 | 0 | 360 | 1200 | 0 | 465 | 0 | 0 | 0 | 0 | 0 | 0 | 0 | 0 | 0
2040-12-19 | 7 | 43.26 | -23021 | -3750 | -545 | 0 | 0 | 0 | 3160 | 0 | 0 | 1001 | 53 | 341 | 6880 | 3288 | 7307 | 0 | 1950 | 0 | 216 | 1157 | 0 | 299 | 1200 | 0 | 465 | 0 | 0 | 0 | 0 | 0 | 0 | 0 | 0 | 0
2040-12-19 | 8 | 43.49 | -24454 | -3855 | -672 | 0 | 0 | 0 | 4100 | 0 | 0 | 1001 | 53 | 341 | 7445 | 3288 | 7298 | 0 | 2016 | 137 | 216 | 1152 | 0 | 270 | 1200 | 0 | 465 | 0 | 0 | 0 | 0 | 0 | 0 | 0 | 0 | 0
2040-12-19 | 9 | 40.06 | -24793 | -3855 | -800 | 0 | 0 | 0 | 4328 | 0 | 0 | 944 | 53 | 341 | 6019 | 3288 | 7309 | 0 | 2059 | 1766 | 216 | 1161 | 0 | 299 | 1200 | 0 | 465 | 0 | 0 | 0 | 0 | 0 | 0 | 0 | 0 | 0
2040-12-19 | 10 | 34.16 | -24861 | -3750 | -927 | 0 | 0 | -728 | 4370 | 0 | 0 | 632 | 53 | 341 | 4847 | 3288 | 7307 | 0 | 2075 | 3971 | 216 | 1173 | 0 | 329 | 1200 | 0 | 465 | 0 | 0 | 0 | 0 | 0 | 0 | 0 | 0 | 0
2040-12-19 | 11 | 34.13 | -24842 | -3546 | -909 | 0 | -945 | -1859 | 4359 | 0 | 0 | 567 | 53 | 341 | 4116 | 3288 | 7300 | 0 | 2078 | 6600 | 216 | 1179 | 0 | 340 | 1200 | 0 | 465 | 0 | 0 | 0 | 0 | 0 | 0 | 0 | 0 | 0
2040-12-19 | 12 | 34.13 | -24688 | -3347 | -781 | 0 | -398 | -1859 | 4254 | 0 | 0 | 567 | 53 | 341 | 2613 | 3288 | 7286 | 0 | 2082 | 7174 | 215 | 1187 | 0 | 349 | 1200 | 0 | 465 | 0 | 0 | 0 | 0 | 0 | 0 | 0 | 0 | 0
2040-12-19 | 13 | 34.16 | -24356 | -3154 | -1018 | 0 | 0 | -1641 | 4037 | 0 | 0 | 567 | 53 | 341 | 2300 | 3288 | 7276 | 0 | 2104 | 6769 | 214 | 1199 | 0 | 355 | 1200 | 0 | 465 | 0 | 0 | 0 | 0 | 0 | 0 | 0 | 0 | 0
2040-12-19 | 14 | 34.16 | -24106 | -3060 | -999 | 0 | 0 | -592 | 3873 | 0 | 0 | 567 | 53 | 341 | 2167 | 3288 | 7261 | 0 | 2140 | 5632 | 214 | 1206 | 0 | 351 | 1200 | 0 | 465 | 0 | 0 | 0 | 0 | 0 | 0 | 0 | 0 | 0
2040-12-19 | 15 | 44.54 | -23894 | -2876 | -890 | 0 | 0 | 0 | 3736 | 0 | 0 | 584 | 53 | 341 | 3200 | 3288 | 7251 | 0 | 2172 | 3611 | 216 | 1205 | 0 | 340 | 1200 | 0 | 465 | 0 | 0 | 0 | 0 | 0 | 0 | 0 | 0 | 0
2040-12-19 | 16 | 46.17 | -24020 | -2876 | -1181 | 0 | 0 | 1811 | 3815 | 0 | 0 | 920 | 53 | 341 | 4074 | 3288 | 7273 | 0 | 2123 | 1005 | 216 | 1209 | 0 | 284 | 1200 | 0 | 465 | 0 | 0 | 0 | 0 | 0 | 0 | 0 | 0 | 0
2040-12-19 | 17 | 46.17 | -25256 | -2965 | -1508 | 0 | 1018 | 1859 | 4629 | 0 | 0 | 1001 | 53 | 341 | 4836 | 3288 | 7262 | 0 | 2054 | 20 | 216 | 1200 | 0 | 289 | 1200 | 0 | 465 | 0 | 0 | 0 | 0 | 0 | 0 | 0 | 0 | 0
2040-12-19 | 18 | 46.17 | -26252 | -3154 | -1817 | 0 | 0 | 1601 | 5284 | 0 | 0 | 1119 | 53 | 341 | 6841 | 3288 | 7258 | 0 | 2017 | 0 | 217 | 1202 | 0 | 337 | 1200 | 0 | 465 | 0 | 0 | 0 | 0 | 0 | 0 | 0 | 0 | 0
2040-12-19 | 19 | 46.17 | -26146 | -3154 | -1745 | 0 | 138 | 516 | 5215 | 0 | 0 | 1119 | 53 | 341 | 7588 | 3288 | 7278 | 0 | 2047 | 0 | 217 | 1202 | 0 | 378 | 1200 | 0 | 465 | 0 | 0 | 0 | 0 | 0 | 0 | 0 | 0 | 0
2040-12-19 | 20 | 45.9 | -25895 | -3248 | -1236 | 0 | 0 | 0 | 5052 | 0 | 0 | 1016 | 53 | 341 | 7797 | 3288 | 7283 | 0 | 2050 | 0 | 216 | 1205 | 0 | 413 | 1200 | 0 | 465 | 0 | 0 | 0 | 0 | 0 | 0 | 0 | 0 | 0
2040-12-19 | 21 | 44.23 | -25248 | -3347 | -1127 | 0 | 0 | 0 | 4624 | 0 | 0 | 1001 | 53 | 341 | 7527 | 3288 | 7291 | 0 | 2071 | 0 | 217 | 1209 | 0 | 436 | 1200 | 0 | 465 | 0 | 0 | 0 | 0 | 0 | 0 | 0 | 0 | 0
2040-12-19 | 22 | 41.82 | -24067 | -3347 | -945 | 0 | 0 | 0 | 3847 | 0 | 0 | 1001 | 53 | 341 | 6955 | 3288 | 7285 | 0 | 2031 | 0 | 217 | 1211 | 0 | 467 | 1200 | 0 | 465 | 0 | 0 | 0 | 0 | 0 | 0 | 0 | 0 | 0
2040-12-19 | 23 | 39.9 | -22356 | -3447 | -781 | 0 | 0 | 0 | 2727 | 0 | 0 | 958 | 53 | 341 | 6403 | 3288 | 7289 | 0 | 1948 | 0 | 216 | 1194 | 0 | 503 | 1200 | 0 | 465 | 0 | 0 | 0 | 0 | 0 | 0 | 0 | 0 | 0
2040-12-19 | 24 | 39.11 | -20742 | -3447 | -636 | 0 | 0 | 0 | 1664 | 0 | 0 | 920 | 53 | 341 | 5796 | 3288 | 7268 | 0 | 1953 | 0 | 212 | 1175 | 0 | 490 | 1200 | 0 | 465 | 0 | 0 | 0 | 0 | 0 | 0 | 0 | 0 | 0
2040-12-20 | 1 | 34.3 | -19660 | -3447 | -563 | 0 | 0 | -708 | 1527 | 0 | 0 | 839 | 53 | 341 | 5186 | 3288 | 7195 | 0 | 1910 | 0 | 210 | 1164 | 0 | 1000 | 1200 | 0 | 465 | 0 | 0 | 0 | 0 | 0 | 0 | 0 | 0 | 0
2040-12-20 | 2 | 34.3 | -19063 | -3447 | -509 | 0 | 0 | -755 | 1115 | 0 | 0 | 811 | 53 | 341 | 5086 | 3288 | 7157 | 0 | 1917 | 0 | 210 | 1155 | 0 | 976 | 1200 | 0 | 465 | 0 | 0 | 0 | 0 | 0 | 0 | 0 | 0 | 0
2040-12-20 | 3 | 34.3 | -18810 | -3447 | -436 | 0 | 0 | -608 | 941 | 0 | 0 | 815 | 53 | 341 | 5059 | 3288 | 6915 | 0 | 1922 | 0 | 213 | 1154 | 0 | 936 | 1200 | 0 | 465 | 0 | 0 | 0 | 0 | 0 | 0 | 0 | 0 | 0
2040-12-20 | 4 | 35.17 | -18843 | -3546 | -418 | 0 | 0 | 0 | 967 | 0 | 0 | 839 | 53 | 341 | 5094 | 3288 | 6847 | 0 | 1900 | 0 | 215 | 1152 | 0 | 447 | 1200 | 0 | 465 | 0 | 0 | 0 | 0 | 0 | 0 | 0 | 0 | 0
2040-12-20 | 5 | 35.65 | -19372 | -3546 | -418 | 0 | 0 | 0 | 1326 | 0 | 0 | 840 | 53 | 341 | 5230 | 3288 | 6944 | 0 | 1862 | 0 | 214 | 1148 | 0 | 425 | 1200 | 0 | 465 | 0 | 0 | 0 | 0 | 0 | 0 | 0 | 0 | 0
2040-12-20 | 6 | 37.4 | -20736 | -3546 | -436 | 0 | 0 | 0 | 2262 | 0 | 0 | 877 | 53 | 341 | 5538 | 3288 | 7037 | 0 | 1940 | 0 | 208 | 1149 | 0 | 360 | 1200 | 0 | 465 | 0 | 0 | 0 | 0 | 0 | 0 | 0 | 0 | 0
2040-12-20 | 7 | 40.69 | -23035 | -3645 | -545 | 0 | 0 | 0 | 3841 | 0 | 0 | 958 | 53 | 341 | 6755 | 3288 | 6686 | 0 | 1967 | 0 | 216 | 1157 | 0 | 299 | 1200 | 0 | 465 | 0 | 0 | 0 | 0 | 0 | 0 | 0 | 0 | 0
2040-12-20 | 8 | 42.44 | -24388 | -3546 | -672 | 0 | 0 | 0 | 4771 | 0 | 0 | 1001 | 53 | 341 | 7562 | 3288 | 6149 | 0 | 1982 | 157 | 216 | 1152 | 0 | 270 | 1200 | 0 | 465 | 0 | 0 | 0 | 0 | 0 | 0 | 0 | 0 | 0
2040-12-20 | 9 | 40.08 | -24670 | -3546 | -800 | 0 | 0 | 0 | 4962 | 0 | 0 | 958 | 53 | 341 | 6716 | 3288 | 5738 | 0 | 1933 | 1687 | 216 | 1161 | 0 | 299 | 1200 | 0 | 465 | 0 | 0 | 0 | 0 | 0 | 0 | 0 | 0 | 0
2040-12-20 | 10 | 36.31 | -24647 | -3248 | -927 | 0 | 0 | 0 | 4946 | 0 | 0 | 878 | 53 | 341 | 5629 | 3288 | 4854 | 0 | 1885 | 3565 | 216 | 1173 | 0 | 329 | 1200 | 0 | 465 | 0 | 0 | 0 | 0 | 0 | 0 | 0 | 0 | 0
2040-12-20 | 11 | 34.3 | -24494 | -2965 | -909 | 0 | 0 | -1442 | 4845 | 0 | 0 | 599 | 53 | 341 | 4923 | 3288 | 3802 | 0 | 1856 | 6703 | 216 | 1179 | 0 | 340 | 1200 | 0 | 465 | 0 | 0 | 0 | 0 | 0 | 0 | 0 | 0 | 0
2040-12-20 | 12 | 34.3 | -24073 | -2699 | -781 | 0 | 0 | -1720 | 4555 | 0 | 0 | 584 | 53 | 341 | 4858 | 3288 | 3226 | 0 | 1773 | 7179 | 215 | 1187 | 0 | 349 | 1200 | 0 | 465 | 0 | 0 | 0 | 0 | 0 | 0 | 0 | 0 | 0
2040-12-20 | 13 | 34.3 | -23498 | -2526 | -1018 | 0 | 0 | -1614 | 4159 | 0 | 0 | 592 | 53 | 341 | 4831 | 3288 | 2696 | 0 | 1598 | 7666 | 214 | 1199 | 0 | 355 | 1200 | 0 | 465 | 0 | 0 | 0 | 0 | 0 | 0 | 0 | 0 | 0
2040-12-20 | 14 | 34.3 | -23125 | -2359 | -999 | 0 | 0 | -105 | 3905 | 0 | 0 | 790 | 53 | 341 | 4731 | 3288 | 2209 | 0 | 1645 | 6192 | 214 | 1206 | 0 | 351 | 1200 | 0 | 465 | 0 | 0 | 0 | 0 | 0 | 0 | 0 | 0 | 0
2040-12-20 | 15 | 42.96 | -22854 | -2197 | -890 | 0 | 0 | 0 | 3720 | 0 | 0 | 1001 | 53 | 341 | 7134 | 3288 | 1916 | 0 | 1661 | 3402 | 216 | 1205 | 0 | 340 | 1200 | 0 | 465 | 0 | 0 | 0 | 0 | 0 | 0 | 0 | 0 | 0
2040-12-20 | 16 | 46.35 | -22913 | -2118 | -1181 | 0 | 0 | 217 | 3757 | 0 | 0 | 1313 | 53 | 341 | 9474 | 3288 | 1717 | 0 | 1647 | 1032 | 216 | 1209 | 0 | 284 | 1200 | 0 | 465 | 0 | 0 | 0 | 0 | 0 | 0 | 0 | 0 | 0
2040-12-20 | 17 | 46.35 | -24152 | -2275 | -1508 | 0 | 0 | 1727 | 4608 | 0 | 0 | 1457 | 53 | 341 | 9507 | 3288 | 1861 | 0 | 1695 | 29 | 216 | 1200 | 0 | 289 | 1200 | 0 | 465 | 0 | 0 | 0 | 0 | 0 | 0 | 0 | 0 | 0
2040-12-20 | 18 | 46.35 | -25136 | -2442 | -1817 | 0 | 0 | 1838 | 5284 | 0 | 0 | 1457 | 53 | 341 | 10088 | 3288 | 1886 | 0 | 1740 | 0 | 217 | 1202 | 0 | 337 | 1200 | 0 | 465 | 0 | 0 | 0 | 0 | 0 | 0 | 0 | 0 | 0
2040-12-20 | 19 | 46.35 | -24848 | -2526 | -1745 | 0 | 0 | 1081 | 5088 | 0 | 0 | 1457 | 53 | 341 | 10649 | 3288 | 1962 | 0 | 1737 | 0 | 217 | 1202 | 0 | 378 | 1200 | 0 | 465 | 0 | 0 | 0 | 0 | 0 | 0 | 0 | 0 | 0
2040-12-20 | 20 | 46.35 | -24332 | -2610 | -1236 | 0 | 0 | 282 | 4734 | 0 | 0 | 1457 | 53 | 341 | 10766 | 3288 | 2079 | 0 | 1679 | 0 | 216 | 1205 | 0 | 413 | 1200 | 0 | 465 | 0 | 0 | 0 | 0 | 0 | 0 | 0 | 0 | 0
2040-12-20 | 21 | 46.04 | -23717 | -2788 | -1127 | 0 | 0 | 0 | 4312 | 0 | 0 | 1457 | 53 | 341 | 10566 | 3288 | 2455 | 0 | 1633 | 0 | 217 | 1209 | 0 | 436 | 1200 | 0 | 465 | 0 | 0 | 0 | 0 | 0 | 0 | 0 | 0 | 0
2040-12-20 | 22 | 45.71 | -22735 | -2788 | -945 | 0 | 0 | 0 | 3635 | 0 | 0 | 1457 | 53 | 341 | 10397 | 3288 | 2203 | 0 | 1534 | 0 | 217 | 1211 | 0 | 467 | 1200 | 0 | 465 | 0 | 0 | 0 | 0 | 0 | 0 | 0 | 0 | 0
2040-12-20 | 23 | 45.31 | -21372 | -2876 | -781 | 0 | 0 | 0 | 2700 | 0 | 0 | 1457 | 53 | 341 | 10273 | 3288 | 1909 | 0 | 1431 | 0 | 216 | 1194 | 0 | 503 | 1200 | 0 | 465 | 0 | 0 | 0 | 0 | 0 | 0 | 0 | 0 | 0
2040-12-20 | 24 | 44.66 | -19951 | -3060 | -636 | 0 | 0 | 0 | 1723 | 0 | 0 | 1457 | 53 | 341 | 9833 | 3288 | 2071 | 0 | 1340 | 0 | 212 | 1175 | 0 | 490 | 1200 | 0 | 465 | 0 | 0 | 0 | 0 | 0 | 0 | 0 | 0 | 0
2040-12-21 | 1 | 42.13 | -18923 | -3154 | -563 | 0 | 0 | 0 | 2013 | 0 | 0 | 1135 | 53 | 341 | 8273 | 3288 | 2243 | 0 | 1255 | 0 | 210 | 1164 | 0 | 1000 | 1200 | 0 | 465 | 0 | 0 | 0 | 0 | 0 | 0 | 0 | 0 | 0
2040-12-21 | 2 | 42 | -18316 | -3248 | -509 | 0 | 0 | 0 | 1564 | 0 | 0 | 1135 | 53 | 341 | 8075 | 3288 | 2382 | 0 | 1229 | 0 | 210 | 1155 | 0 | 976 | 1200 | 0 | 465 | 0 | 0 | 0 | 0 | 0 | 0 | 0 | 0 | 0
2040-12-21 | 3 | 42 | -18016 | -3154 | -436 | 0 | 0 | 0 | 1342 | 0 | 0 | 1135 | 53 | 341 | 8100 | 3288 | 2232 | 0 | 1148 | 0 | 213 | 1154 | 0 | 936 | 1200 | 0 | 465 | 0 | 0 | 0 | 0 | 0 | 0 | 0 | 0 | 0
2040-12-21 | 4 | 43.26 | -17975 | -3154 | -418 | 0 | 0 | 0 | 1316 | 0 | 0 | 1135 | 53 | 341 | 8938 | 3288 | 1951 | 0 | 1046 | 0 | 215 | 1152 | 0 | 447 | 1200 | 0 | 465 | 0 | 0 | 0 | 0 | 0 | 0 | 0 | 0 | 0
2040-12-21 | 5 | 43.82 | -18204 | -3347 | -418 | 0 | 0 | 0 | 1485 | 0 | 0 | 1208 | 53 | 341 | 9526 | 3288 | 1755 | 0 | 863 | 0 | 214 | 1148 | 0 | 425 | 1200 | 0 | 465 | 0 | 0 | 0 | 0 | 0 | 0 | 0 | 0 | 0
2040-12-21 | 6 | 45.14 | -18768 | -3447 | -436 | 0 | 0 | 0 | 1902 | 0 | 0 | 1457 | 53 | 341 | 10189 | 3288 | 1355 | 0 | 684 | 0 | 208 | 1149 | 0 | 360 | 1200 | 0 | 465 | 0 | 0 | 0 | 0 | 0 | 0 | 0 | 0 | 0
2040-12-21 | 7 | 47.17 | -19846 | -3447 | -545 | 0 | 0 | 0 | 2695 | 0 | 0 | 1457 | 53 | 341 | 11092 | 3288 | 1125 | 0 | 450 | 0 | 216 | 1157 | 0 | 299 | 1200 | 0 | 465 | 0 | 0 | 0 | 0 | 0 | 0 | 0 | 0 | 0
2040-12-21 | 8 | 49.04 | -21001 | -3447 | -672 | 0 | 0 | 0 | 3551 | 0 | 0 | 1457 | 53 | 358 | 11729 | 3288 | 820 | 0 | 437 | 125 | 216 | 1152 | 0 | 270 | 1200 | 0 | 465 | 0 | 0 | 0 | 0 | 0 | 0 | 0 | 0 | 0
2040-12-21 | 9 | 48.41 | -22150 | -3447 | -800 | 0 | 0 | 0 | 4402 | 0 | 0 | 1457 | 53 | 348 | 11584 | 3288 | 545 | 0 | 273 | 1106 | 216 | 1161 | 0 | 299 | 1200 | 0 | 465 | 0 | 0 | 0 | 0 | 0 | 0 | 0 | 0 | 0
2040-12-21 | 10 | 45.13 | -22709 | -2965 | -927 | 0 | 0 | 0 | 4814 | 0 | 0 | 1457 | 53 | 341 | 10134 | 3288 | 236 | 0 | 196 | 2700 | 216 | 1173 | 0 | 329 | 1200 | 0 | 465 | 0 | 0 | 0 | 0 | 0 | 0 | 0 | 0 | 0
2040-12-21 | 11 | 44.23 | -22792 | -2610 | -909 | 0 | 0 | 0 | 4872 | 0 | 0 | 1281 | 53 | 341 | 9666 | 3288 | 128 | 0 | 123 | 3160 | 216 | 1179 | 0 | 340 | 1200 | 0 | 465 | 0 | 0 | 0 | 0 | 0 | 0 | 0 | 0 | 0
2040-12-21 | 12 | 43.34 | -22547 | -2526 | -781 | 0 | 0 | 0 | 4692 | 0 | 0 | 1135 | 53 | 341 | 8996 | 3288 | 110 | 0 | 108 | 3715 | 215 | 1187 | 0 | 349 | 1200 | 0 | 465 | 0 | 0 | 0 | 0 | 0 | 0 | 0 | 0 | 0
2040-12-21 | 13 | 43.52 | -22174 | -2359 | -1018 | 0 | 0 | 0 | 4417 | 0 | 0 | 1135 | 53 | 341 | 9236 | 3288 | 99 | 0 | 107 | 3441 | 214 | 1199 | 0 | 355 | 1200 | 0 | 465 | 0 | 0 | 0 | 0 | 0 | 0 | 0 | 0 | 0
2040-12-21 | 14 | 44.83 | -21765 | -2275 | -999 | 0 | 0 | 0 | 4116 | 0 | 0 | 1457 | 53 | 341 | 9992 | 3288 | 38 | 0 | 108 | 2211 | 214 | 1206 | 0 | 351 | 1200 | 0 | 465 | 0 | 0 | 0 | 0 | 0 | 0 | 0 | 0 | 0
2040-12-21 | 15 | 46.45 | -21576 | -2197 | -890 | 0 | 0 | 0 | 3974 | 0 | 0 | 1457 | 53 | 341 | 10818 | 3288 | 31 | 0 | 148 | 1128 | 216 | 1205 | 0 | 340 | 1200 | 0 | 465 | 0 | 0 | 0 | 0 | 0 | 0 | 0 | 0 | 0
2040-12-21 | 16 | 49.04 | -21666 | -2118 | -1181 | 0 | 0 | 0 | 4042 | 0 | 0 | 1457 | 53 | 358 | 11729 | 3288 | 53 | 0 | 193 | 418 | 216 | 1209 | 0 | 284 | 1200 | 0 | 465 | 0 | 0 | 0 | 0 | 0 | 0 | 0 | 0 | 0
2040-12-21 | 17 | 52.08 | -22693 | -2197 | -1508 | 0 | 0 | 0 | 4798 | 100 | 0 | 1457 | 53 | 388 | 12637 | 3288 | 51 | 0 | 239 | 17 | 216 | 1200 | 0 | 289 | 1200 | 0 | 465 | 0 | 0 | 0 | 0 | 0 | 0 | 0 | 0 | 0
2040-12-21 | 18 | 53.26 | -23348 | -2197 | -1817 | 0 | 0 | 0 | 5284 | 100 | 0 | 1457 | 53 | 388 | 12996 | 3288 | 61 | 0 | 314 | 0 | 217 | 1202 | 0 | 337 | 1200 | 0 | 465 | 0 | 0 | 0 | 0 | 0 | 0 | 0 | 0 | 0
2040-12-21 | 19 | 52.77 | -23091 | -2197 | -1745 | 0 | 0 | 0 | 5094 | 100 | 0 | 1457 | 53 | 388 | 12773 | 3288 | 74 | 0 | 344 | 0 | 217 | 1202 | 0 | 378 | 1200 | 0 | 465 | 0 | 0 | 0 | 0 | 0 | 0 | 0 | 0 | 0
2040-12-21 | 20 | 50.06 | -22489 | -2197 | -1236 | 0 | 0 | 0 | 4650 | 0 | 0 | 1457 | 53 | 388 | 12154 | 3288 | 97 | 0 | 337 | 0 | 216 | 1205 | 0 | 413 | 1200 | 0 | 465 | 0 | 0 | 0 | 0 | 0 | 0 | 0 | 0 | 0
2040-12-21 | 21 | 49.4 | -22011 | -2275 | -1127 | 0 | 0 | 0 | 4296 | 0 | 0 | 1457 | 53 | 358 | 11941 | 3288 | 130 | 0 | 363 | 0 | 217 | 1209 | 0 | 436 | 1200 | 0 | 465 | 0 | 0 | 0 | 0 | 0 | 0 | 0 | 0 | 0
2040-12-21 | 22 | 47.69 | -21128 | -2275 | -945 | 0 | 0 | 0 | 3646 | 0 | 0 | 1457 | 53 | 341 | 11363 | 3288 | 180 | 0 | 460 | 0 | 217 | 1211 | 0 | 467 | 1200 | 0 | 465 | 0 | 0 | 0 | 0 | 0 | 0 | 0 | 0 | 0
2040-12-21 | 23 | 46.8 | -19951 | -2359 | -781 | 0 | 0 | 0 | 2774 | 0 | 0 | 1457 | 53 | 341 | 10899 | 3288 | 229 | 0 | 472 | 0 | 216 | 1194 | 0 | 503 | 1200 | 0 | 465 | 0 | 0 | 0 | 0 | 0 | 0 | 0 | 0 | 0
2040-12-21 | 24 | 45.47 | -18708 | -2359 | -636 | 0 | 0 | 0 | 1855 | 0 | 0 | 1457 | 53 | 341 | 10369 | 3288 | 320 | 0 | 478 | 0 | 212 | 1175 | 0 | 490 | 1200 | 0 | 465 | 0 | 0 | 0 | 0 | 0 | 0 | 0 | 0 | 0
2040-12-22 | 1 | 43.46 | -17740 | -2442 | -745 | 0 | 0 | 0 | 1575 | 0 | 0 | 1457 | 53 | 341 | 9202 | 3288 | 485 | 0 | 488 | 0 | 210 | 1164 | 0 | 1000 | 1200 | 0 | 465 | 0 | 0 | 0 | 0 | 0 | 0 | 0 | 0 | 0
2040-12-22 | 2 | 43.34 | -17112 | -2526 | -636 | 0 | 0 | 0 | 1094 | 0 | 0 | 1245 | 53 | 341 | 9060 | 3288 | 738 | 0 | 451 | 0 | 210 | 1155 | 0 | 976 | 1200 | 0 | 465 | 0 | 0 | 0 | 0 | 0 | 0 | 0 | 0 | 0
2040-12-22 | 3 | 43.34 | -16808 | -2526 | -563 | 0 | 0 | 0 | 867 | 0 | 0 | 1182 | 53 | 341 | 8950 | 3288 | 853 | 0 | 397 | 0 | 213 | 1154 | 0 | 936 | 1200 | 0 | 465 | 0 | 0 | 0 | 0 | 0 | 0 | 0 | 0 | 0
2040-12-22 | 4 | 43.63 | -16696 | -2610 | -527 | 0 | 0 | 0 | 777 | 0 | 0 | 1135 | 53 | 341 | 9192 | 3288 | 1126 | 0 | 442 | 0 | 215 | 1152 | 0 | 447 | 1200 | 0 | 465 | 0 | 0 | 0 | 0 | 0 | 0 | 0 | 0 | 0
2040-12-22 | 5 | 43.34 | -16840 | -2526 | -509 | 0 | 0 | 0 | 888 | 0 | 0 | 1135 | 53 | 341 | 8892 | 3288 | 1444 | 0 | 383 | 0 | 214 | 1148 | 0 | 425 | 1200 | 0 | 465 | 0 | 0 | 0 | 0 | 0 | 0 | 0 | 0 | 0
2040-12-22 | 6 | 43.34 | -17279 | -2699 | -527 | 0 | 0 | 0 | 1221 | 0 | 0 | 1135 | 53 | 341 | 8895 | 3288 | 1818 | 0 | 373 | 0 | 208 | 1149 | 0 | 360 | 1200 | 0 | 465 | 0 | 0 | 0 | 0 | 0 | 0 | 0 | 0 | 0
2040-12-22 | 7 | 43.49 | -18110 | -2699 | -600 | 0 | 0 | 0 | 1860 | 0 | 0 | 1135 | 53 | 341 | 8557 | 3288 | 2456 | 0 | 381 | 0 | 216 | 1157 | 0 | 299 | 1200 | 0 | 465 | 0 | 0 | 0 | 0 | 0 | 0 | 0 | 0 | 0
2040-12-22 | 8 | 43.49 | -19068 | -2699 | -691 | 0 | 0 | 0 | 2589 | 0 | 0 | 1119 | 53 | 341 | 8574 | 3288 | 2673 | 0 | 405 | 112 | 216 | 1152 | 0 | 270 | 1200 | 0 | 465 | 0 | 0 | 0 | 0 | 0 | 0 | 0 | 0 | 0
2040-12-22 | 9 | 42.96 | -20174 | -2526 | -854 | 0 | 0 | 0 | 3435 | 0 | 0 | 1017 | 53 | 341 | 7955 | 3288 | 2674 | 0 | 437 | 1014 | 216 | 1161 | 0 | 299 | 1200 | 0 | 465 | 0 | 0 | 0 | 0 | 0 | 0 | 0 | 0 | 0
2040-12-22 | 10 | 40.34 | -20806 | -2359 | -999 | 0 | 0 | 0 | 3915 | 0 | 0 | 958 | 53 | 341 | 6633 | 3288 | 2550 | 0 | 484 | 2559 | 216 | 1173 | 0 | 329 | 1200 | 0 | 465 | 0 | 0 | 0 | 0 | 0 | 0 | 0 | 0 | 0
2040-12-22 | 11 | 39.22 | -20922 | -2197 | -909 | 0 | 0 | 0 | 4005 | 0 | 0 | 920 | 53 | 341 | 5836 | 3288 | 2652 | 0 | 502 | 3031 | 216 | 1179 | 0 | 340 | 1200 | 0 | 465 | 0 | 0 | 0 | 0 | 0 | 0 | 0 | 0 | 0
2040-12-22 | 12 | 32.73 | -20826 | -1966 | -999 | 0 | 0 | -547 | 3931 | 0 | 0 | 612 | 53 | 341 | 4502 | 3288 | 3089 | 0 | 552 | 4555 | 215 | 1187 | 0 | 349 | 1200 | 0 | 465 | 0 | 0 | 0 | 0 | 0 | 0 | 0 | 0 | 0
2040-12-22 | 13 | 32.73 | -20572 | -1679 | -1090 | 0 | 0 | -746 | 3736 | 0 | 0 | 584 | 53 | 341 | 3950 | 3288 | 3247 | 0 | 564 | 4892 | 214 | 1199 | 0 | 355 | 1200 | 0 | 465 | 0 | 0 | 0 | 0 | 0 | 0 | 0 | 0 | 0
2040-12-22 | 14 | 32.73 | -20192 | -1480 | -1127 | 0 | 0 | -3 | 3445 | 0 | 0 | 612 | 53 | 341 | 3620 | 3288 | 3738 | 0 | 550 | 3720 | 214 | 1206 | 0 | 351 | 1200 | 0 | 465 | 0 | 0 | 0 | 0 | 0 | 0 | 0 | 0 | 0
2040-12-22 | 15 | 42.6 | -19958 | -1417 | -1163 | 0 | 0 | 0 | 3266 | 0 | 0 | 802 | 53 | 341 | 4759 | 3288 | 4080 | 0 | 509 | 2016 | 216 | 1205 | 0 | 340 | 1200 | 0 | 465 | 0 | 0 | 0 | 0 | 0 | 0 | 0 | 0 | 0
2040-12-22 | 16 | 44.23 | -20086 | -1417 | -1109 | 0 | 0 | 309 | 3366 | 0 | 0 | 878 | 53 | 341 | 5289 | 3288 | 4473 | 0 | 544 | 697 | 216 | 1209 | 0 | 284 | 1200 | 0 | 465 | 0 | 0 | 0 | 0 | 0 | 0 | 0 | 0 | 0
2040-12-22 | 17 | 44.23 | -21467 | -1355 | -1090 | 0 | 0 | 443 | 4423 | 0 | 0 | 920 | 53 | 341 | 5311 | 3288 | 5017 | 0 | 721 | 26 | 216 | 1200 | 0 | 289 | 1200 | 0 | 465 | 0 | 0 | 0 | 0 | 0 | 0 | 0 | 0 | 0
2040-12-22 | 18 | 44.23 | -22598 | -1548 | -1127 | 0 | 0 | 207 | 5284 | 0 | 0 | 920 | 53 | 341 | 5586 | 3288 | 5223 | 0 | 950 | 0 | 217 | 1202 | 0 | 337 | 1200 | 0 | 465 | 0 | 0 | 0 | 0 | 0 | 0 | 0 | 0 | 0
2040-12-22 | 19 | 41.61 | -22440 | -1548 | -1163 | 0 | 0 | 0 | 5162 | 0 | 0 | 920 | 53 | 341 | 5654 | 3288 | 5074 | 0 | 1197 | 0 | 217 | 1202 | 0 | 378 | 1200 | 0 | 465 | 0 | 0 | 0 | 0 | 0 | 0 | 0 | 0 | 0
2040-12-22 | 20 | 35.65 | -21968 | -1752 | -1090 | 0 | 0 | 0 | 4803 | 0 | 0 | 802 | 53 | 341 | 4723 | 3288 | 5920 | 0 | 1381 | 0 | 216 | 1205 | 0 | 413 | 1200 | 0 | 465 | 0 | 0 | 0 | 0 | 0 | 0 | 0 | 0 | 0
2040-12-22 | 21 | 26.38 | -21310 | -1679 | -1018 | 0 | 0 | -245 | 4301 | 0 | 0 | 632 | 53 | 341 | 4323 | 3288 | 6324 | 0 | 1464 | 0 | 217 | 1209 | 0 | 436 | 1200 | 0 | 465 | 0 | 0 | 0 | 0 | 0 | 0 | 0 | 0 | 0
2040-12-22 | 22 | 26.38 | -20295 | -1820 | -927 | 0 | 0 | -45 | 3524 | 0 | 0 | 649 | 53 | 341 | 4323 | 3288 | 5841 | 0 | 1509 | 0 | 217 | 1211 | 0 | 467 | 1200 | 0 | 465 | 0 | 0 | 0 | 0 | 0 | 0 | 0 | 0 | 0
2040-12-22 | 23 | 30.24 | -18908 | -1820 | -927 | 0 | 0 | 0 | 2468 | 0 | 0 | 673 | 53 | 341 | 4432 | 3288 | 5308 | 0 | 1515 | 0 | 216 | 1194 | 0 | 503 | 1200 | 0 | 465 | 0 | 0 | 0 | 0 | 0 | 0 | 0 | 0 | 0
2040-12-22 | 24 | 35.65 | -17510 | -1893 | -836 | 0 | 0 | 215 | 1400 | 0 | 0 | 840 | 53 | 341 | 4900 | 3288 | 4119 | 0 | 1541 | 0 | 212 | 1175 | 0 | 490 | 1200 | 0 | 465 | 0 | 0 | 0 | 0 | 0 | 0 | 0 | 0 | 0
2040-12-23 | 1 | 32.34 | -16531 | -1893 | -745 | 0 | -349 | -235 | 798 | 0 | 0 | 764 | 53 | 341 | 4607 | 3288 | 4361 | 0 | 1503 | 0 | 210 | 1164 | 0 | 1000 | 1200 | 0 | 465 | 0 | 0 | 0 | 0 | 0 | 0 | 0 | 0 | 0
2040-12-23 | 2 | 32.34 | -15996 | -1893 | -636 | 0 | -98 | -515 | 528 | 0 | 0 | 656 | 53 | 341 | 4579 | 3288 | 4290 | 0 | 1399 | 0 | 210 | 1155 | 0 | 976 | 1200 | 0 | 465 | 0 | 0 | 0 | 0 | 0 | 0 | 0 | 0 | 0
2040-12-23 | 3 | 32.34 | -15800 | -1893 | -563 | 0 | -44 | -584 | 528 | 0 | 0 | 632 | 53 | 341 | 4273 | 3288 | 4394 | 0 | 1408 | 0 | 213 | 1154 | 0 | 936 | 1200 | 0 | 465 | 0 | 0 | 0 | 0 | 0 | 0 | 0 | 0 | 0
2040-12-23 | 4 | 38.14 | -15882 | -1893 | -527 | 0 | 0 | 0 | 528 | 0 | 0 | 811 | 53 | 341 | 4829 | 3288 | 3798 | 0 | 1175 | 0 | 215 | 1152 | 0 | 447 | 1200 | 0 | 465 | 0 | 0 | 0 | 0 | 0 | 0 | 0 | 0 | 0
2040-12-23 | 5 | 41.44 | -16402 | -1893 | -509 | 0 | 0 | 0 | 697 | 0 | 0 | 958 | 53 | 341 | 5995 | 3288 | 3370 | 0 | 650 | 0 | 214 | 1148 | 0 | 425 | 1200 | 0 | 465 | 0 | 0 | 0 | 0 | 0 | 0 | 0 | 0 | 0
2040-12-23 | 6 | 42.96 | -17598 | -1893 | -527 | 0 | 0 | 0 | 1622 | 0 | 0 | 1001 | 53 | 341 | 6926 | 3288 | 3003 | 0 | 403 | 0 | 208 | 1149 | 0 | 360 | 1200 | 0 | 465 | 0 | 0 | 0 | 0 | 0 | 0 | 0 | 0 | 0
2040-12-23 | 7 | 43.63 | -19389 | -1966 | -600 | 0 | 0 | 0 | 3007 | 0 | 0 | 1001 | 53 | 341 | 7942 | 3288 | 2685 | 0 | 303 | 0 | 216 | 1157 | 0 | 299 | 1200 | 0 | 465 | 0 | 0 | 0 | 0 | 0 | 0 | 0 | 0 | 0
2040-12-23 | 8 | 43.71 | -20783 | -2040 | -691 | 0 | 0 | 481 | 4085 | 0 | 0 | 1135 | 53 | 341 | 8172 | 3288 | 2250 | 0 | 263 | 143 | 216 | 1152 | 0 | 270 | 1200 | 0 | 465 | 0 | 0 | 0 | 0 | 0 | 0 | 0 | 0 | 0
2040-12-23 | 9 | 42.06 | -21439 | -1893 | -854 | 0 | 0 | 0 | 4592 | 0 | 0 | 1001 | 53 | 341 | 7551 | 3288 | 1940 | 0 | 314 | 1765 | 216 | 1161 | 0 | 299 | 1200 | 0 | 465 | 0 | 0 | 0 | 0 | 0 | 0 | 0 | 0 | 0
2040-12-23 | 10 | 32.34 | -21515 | -1548 | -999 | 0 | 0 | -353 | 4650 | 0 | 0 | 655 | 53 | 341 | 4874 | 3288 | 2382 | 0 | 383 | 4407 | 216 | 1173 | 0 | 329 | 1200 | 0 | 465 | 0 | 0 | 0 | 0 | 0 | 0 | 0 | 0 | 0
2040-12-23 | 11 | 32.34 | -21265 | -1355 | -909 | 0 | -153 | -1838 | 4454 | 0 | 0 | 567 | 53 | 341 | 3841 | 3288 | 2437 | 0 | 562 | 6575 | 216 | 1179 | 0 | 340 | 1200 | 0 | 465 | 0 | 0 | 0 | 0 | 0 | 0 | 0 | 0 | 0
2040-12-23 | 12 | 32.34 | -20922 | -1182 | -999 | 0 | -119 | -1168 | 4190 | 0 | 0 | 567 | 53 | 341 | 1676 | 3288 | 2789 | 0 | 674 | 7397 | 215 | 1187 | 0 | 349 | 1200 | 0 | 465 | 0 | 0 | 0 | 0 | 0 | 0 | 0 | 0 | 0
2040-12-23 | 13 | 32.34 | -20489 | -968 | -1090 | 0 | -225 | -360 | 3857 | 0 | 0 | 567 | 53 | 341 | 301 | 3288 | 3446 | 0 | 679 | 7166 | 214 | 1199 | 0 | 355 | 1200 | 0 | 465 | 0 | 0 | 0 | 0 | 0 | 0 | 0 | 0 | 0
2040-12-23 | 14 | 32.34 | -20216 | -868 | -1127 | 0 | 0 | -917 | 3646 | 0 | 0 | 567 | 53 | 341 | 245 | 3288 | 4541 | 0 | 644 | 6368 | 214 | 1206 | 0 | 351 | 1200 | 0 | 465 | 0 | 0 | 0 | 0 | 0 | 0 | 0 | 0 | 0
2040-12-23 | 15 | 43.71 | -20022 | -774 | -1163 | 0 | 0 | 73 | 3493 | 0 | 0 | 567 | 53 | 341 | 951 | 3288 | 5238 | 0 | 764 | 3766 | 216 | 1205 | 0 | 340 | 1200 | 0 | 465 | 0 | 0 | 0 | 0 | 0 | 0 | 0 | 0 | 0
2040-12-23 | 16 | 43.71 | -20056 | -774 | -1109 | 0 | 0 | 1681 | 3524 | 0 | 0 | 567 | 53 | 341 | 951 | 3288 | 6300 | 0 | 849 | 1010 | 216 | 1209 | 0 | 284 | 1200 | 0 | 465 | 0 | 0 | 0 | 0 | 0 | 0 | 0 | 0 | 0
2040-12-23 | 17 | 44.1 | -21294 | -915 | -1090 | 0 | 740 | 1749 | 4476 | 0 | 0 | 584 | 53 | 341 | 427 | 3288 | 7097 | 0 | 1144 | 31 | 216 | 1200 | 0 | 289 | 1200 | 0 | 465 | 0 | 0 | 0 | 0 | 0 | 0 | 0 | 0 | 0
2040-12-23 | 18 | 43.71 | -22338 | -1015 | -1127 | 0 | 109 | 435 | 5284 | 0 | 0 | 567 | 53 | 341 | 2048 | 3288 | 7220 | 0 | 1713 | 0 | 217 | 1202 | 0 | 337 | 1200 | 0 | 465 | 0 | 0 | 0 | 0 | 0 | 0 | 0 | 0 | 0
2040-12-23 | 19 | 37.34 | -22103 | -1072 | -1163 | 0 | 0 | 0 | 5104 | 0 | 0 | 567 | 53 | 335 | 2281 | 3288 | 7265 | 0 | 1984 | 0 | 217 | 1202 | 0 | 378 | 1200 | 0 | 465 | 0 | 0 | 0 | 0 | 0 | 0 | 0 | 0 | 0
2040-12-23 | 20 | 21.39 | -21559 | -1072 | -1090 | 0 | 0 | 0 | 4682 | 0 | 0 | 567 | 53 | 175 | 2198 | 3288 | 7238 | 0 | 2023 | 0 | 216 | 1205 | 0 | 413 | 1200 | 0 | 465 | 0 | 0 | 0 | 0 | 0 | 0 | 0 | 0 | 0
2040-12-23 | 21 | 0 | -20879 | -1072 | -1018 | 0 | 0 | -84 | 4159 | 0 | 0 | 250 | 48 | 160 | 2469 | 3288 | 7235 | 0 | 2050 | 0 | 217 | 1209 | 0 | 436 | 1200 | 0 | 332 | 0 | 0 | 0 | 0 | 0 | 0 | 0 | 0 | 0
2040-12-23 | 22 | 0 | -19790 | -1072 | -927 | 0 | 0 | -418 | 3318 | 0 | 0 | 250 | 48 | 160 | 2469 | 3288 | 7239 | 0 | 2050 | 0 | 217 | 1211 | 0 | 467 | 1200 | 0 | 289 | 0 | 0 | 0 | 0 | 0 | 0 | 0 | 0 | 0
2040-12-23 | 23 | 0 | -18368 | -1072 | -927 | 0 | 0 | -727 | 2219 | 0 | 0 | 250 | 48 | 160 | 2469 | 3288 | 7246 | 0 | 2021 | 0 | 216 | 1194 | 0 | 503 | 1200 | 0 | 280 | 0 | 0 | 0 | 0 | 0 | 0 | 0 | 0 | 0
2040-12-23 | 24 | 0 | -16856 | -1072 | -836 | 0 | 0 | -1212 | 1052 | 0 | 0 | 250 | 48 | 160 | 2569 | 3288 | 7248 | 0 | 2005 | 0 | 212 | 1175 | 0 | 490 | 1200 | 0 | 280 | 0 | 0 | 0 | 0 | 0 | 0 | 0 | 0 | 0
2040-12-24 | 1 | 23.49 | -15697 | -1124 | -563 | 0 | -1488 | -1859 | 719 | 0 | 0 | 567 | 53 | 212 | 2652 | 3288 | 7198 | 0 | 2056 | 0 | 210 | 1164 | 0 | 1000 | 1200 | 0 | 414 | 0 | 0 | 0 | 0 | 0 | 0 | 0 | 0 | 0
2040-12-24 | 2 | 23.49 | -15041 | -1182 | -509 | 0 | -1567 | -1859 | 528 | 0 | 0 | 567 | 53 | 212 | 2362 | 3288 | 7075 | 0 | 2076 | 0 | 210 | 1155 | 0 | 976 | 1200 | 0 | 456 | 0 | 0 | 0 | 0 | 0 | 0 | 0 | 0 | 0
2040-12-24 | 3 | 23.49 | -14738 | -1297 | -436 | 0 | -729 | -1831 | 528 | 0 | 0 | 567 | 53 | 212 | 1689 | 3288 | 6652 | 0 | 2075 | 0 | 213 | 1154 | 0 | 936 | 1200 | 0 | 465 | 0 | 0 | 0 | 0 | 0 | 0 | 0 | 0 | 0
2040-12-24 | 4 | 23.49 | -14695 | -1355 | -418 | 0 | -182 | -1008 | 528 | 0 | 0 | 567 | 53 | 218 | 1355 | 3288 | 6093 | 0 | 2077 | 0 | 215 | 1152 | 0 | 447 | 1200 | 0 | 465 | 0 | 0 | 0 | 0 | 0 | 0 | 0 | 0 | 0
2040-12-24 | 5 | 23.49 | -15105 | -1480 | -418 | 0 | 0 | -26 | 528 | 0 | 0 | 567 | 53 | 233 | 1302 | 3288 | 5543 | 0 | 2063 | 0 | 214 | 1148 | 0 | 425 | 1200 | 0 | 465 | 0 | 0 | 0 | 0 | 0 | 0 | 0 | 0 | 0
2040-12-24 | 6 | 31.75 | -16140 | -1548 | -436 | 0 | 0 | 228 | 1073 | 0 | 0 | 567 | 53 | 341 | 1764 | 3288 | 5406 | 0 | 2024 | 0 | 208 | 1149 | 0 | 360 | 1200 | 0 | 465 | 0 | 0 | 0 | 0 | 0 | 0 | 0 | 0 | 0
2040-12-24 | 7 | 31.75 | -17759 | -1611 | -545 | 0 | 0 | 425 | 2383 | 0 | 0 | 567 | 53 | 341 | 1932 | 3288 | 5581 | 0 | 2008 | 0 | 216 | 1157 | 0 | 299 | 1200 | 0 | 465 | 0 | 0 | 0 | 0 | 0 | 0 | 0 | 0 | 0
2040-12-24 | 8 | 31.75 | -19079 | -1679 | -672 | 0 | 0 | 569 | 3450 | 0 | 0 | 567 | 53 | 341 | 2077 | 3288 | 5653 | 0 | 1981 | 149 | 216 | 1152 | 0 | 270 | 1200 | 0 | 465 | 0 | 0 | 0 | 0 | 0 | 0 | 0 | 0 | 0
2040-12-24 | 9 | 23.49 | -20049 | -1679 | -800 | 0 | 0 | -252 | 4232 | 0 | 0 | 567 | 53 | 233 | 2244 | 3288 | 5434 | 0 | 1973 | 1414 | 216 | 1161 | 0 | 299 | 1200 | 0 | 465 | 0 | 0 | 0 | 0 | 0 | 0 | 0 | 0 | 0
2040-12-24 | 10 | 23.49 | -20556 | -1611 | -927 | 0 | -150 | -589 | 4645 | 0 | 0 | 567 | 53 | 218 | 1481 | 3288 | 4664 | 0 | 1990 | 3545 | 216 | 1173 | 0 | 329 | 1200 | 0 | 465 | 0 | 0 | 0 | 0 | 0 | 0 | 0 | 0 | 0
2040-12-24 | 11 | 23.49 | -20606 | -1548 | -909 | 0 | -1044 | -1859 | 4682 | 0 | 0 | 567 | 53 | 212 | 1481 | 3288 | 3526 | 0 | 2004 | 6754 | 216 | 1179 | 0 | 340 | 1200 | 0 | 465 | 0 | 0 | 0 | 0 | 0 | 0 | 0 | 0 | 0
2040-12-24 | 12 | 23.49 | -20471 | -1417 | -781 | 0 | -1972 | -1859 | 4576 | 0 | 0 | 567 | 53 | 212 | 1245 | 3288 | 3274 | 0 | 1919 | 7952 | 215 | 1187 | 0 | 349 | 1200 | 0 | 465 | 0 | 0 | 0 | 0 | 0 | 0 | 0 | 0 | 0
2040-12-24 | 13 | 23.49 | -20102 | -1297 | -1018 | 0 | -1772 | -1859 | 4275 | 0 | 0 | 567 | 53 | 218 | 1077 | 3288 | 3058 | 0 | 1912 | 8168 | 214 | 1199 | 0 | 355 | 1200 | 0 | 465 | 0 | 0 | 0 | 0 | 0 | 0 | 0 | 0 | 0
2040-12-24 | 14 | 23.49 | -19812 | -1240 | -999 | 0 | -247 | -1236 | 4042 | 0 | 0 | 567 | 53 | 233 | 932 | 3288 | 2638 | 0 | 1807 | 6538 | 214 | 1206 | 0 | 351 | 1200 | 0 | 465 | 0 | 0 | 0 | 0 | 0 | 0 | 0 | 0 | 0
2040-12-24 | 15 | 36.17 | -19745 | -1182 | -890 | 0 | 418 | 276 | 3989 | 0 | 0 | 567 | 53 | 341 | 1421 | 3288 | 2589 | 0 | 1684 | 3766 | 216 | 1205 | 0 | 340 | 1200 | 0 | 465 | 0 | 0 | 0 | 0 | 0 | 0 | 0 | 0 | 0
2040-12-24 | 16 | 36.17 | -19843 | -1182 | -1181 | 0 | 563 | 1025 | 4069 | 0 | 0 | 802 | 53 | 341 | 3273 | 3288 | 2711 | 0 | 1572 | 1136 | 216 | 1209 | 0 | 284 | 1200 | 0 | 465 | 0 | 0 | 0 | 0 | 0 | 0 | 0 | 0 | 0
2040-12-24 | 17 | 36.17 | -20858 | -1355 | -1508 | 0 | 1327 | 1549 | 4888 | 0 | 0 | 958 | 53 | 341 | 3576 | 3288 | 2732 | 0 | 1609 | 30 | 216 | 1200 | 0 | 289 | 1200 | 0 | 465 | 0 | 0 | 0 | 0 | 0 | 0 | 0 | 0 | 0
2040-12-24 | 18 | 36.17 | -21349 | -1480 | -1817 | 0 | 1750 | 1674 | 5284 | 0 | 0 | 1001 | 53 | 341 | 3709 | 3288 | 2528 | 0 | 1598 | 0 | 217 | 1202 | 0 | 337 | 1200 | 0 | 465 | 0 | 0 | 0 | 0 | 0 | 0 | 0 | 0 | 0
2040-12-24 | 19 | 36.17 | -20553 | -1679 | -1745 | 0 | 1033 | 1250 | 4639 | 0 | 0 | 1001 | 53 | 341 | 4718 | 3288 | 2559 | 0 | 1634 | 0 | 217 | 1202 | 0 | 378 | 1200 | 0 | 465 | 0 | 0 | 0 | 0 | 0 | 0 | 0 | 0 | 0
2040-12-24 | 20 | 36.17 | -19808 | -1752 | -1236 | 0 | 534 | 973 | 4037 | 0 | 0 | 958 | 53 | 341 | 5052 | 3288 | 2575 | 0 | 1486 | 0 | 216 | 1205 | 0 | 413 | 1200 | 0 | 465 | 0 | 0 | 0 | 0 | 0 | 0 | 0 | 0 | 0
2040-12-24 | 21 | 36.17 | -19347 | -1820 | -1127 | 0 | 563 | 1267 | 3667 | 0 | 0 | 1001 | 53 | 341 | 5041 | 3288 | 2148 | 0 | 1399 | 0 | 217 | 1209 | 0 | 436 | 1200 | 0 | 465 | 0 | 0 | 0 | 0 | 0 | 0 | 0 | 0 | 0
2040-12-24 | 22 | 36.17 | -18920 | -1893 | -945 | 0 | 729 | 1250 | 3324 | 0 | 0 | 1001 | 53 | 341 | 4963 | 3288 | 1918 | 0 | 1334 | 0 | 217 | 1211 | 0 | 467 | 1200 | 0 | 465 | 0 | 0 | 0 | 0 | 0 | 0 | 0 | 0 | 0
2040-12-24 | 23 | 36.17 | -18200 | -1966 | -781 | 0 | 487 | 1157 | 2737 | 0 | 0 | 962 | 53 | 341 | 4963 | 3288 | 2068 | 0 | 1315 | 0 | 216 | 1194 | 0 | 503 | 1200 | 0 | 465 | 0 | 0 | 0 | 0 | 0 | 0 | 0 | 0 | 0
2040-12-24 | 24 | 36.17 | -17263 | -2118 | -636 | 0 | 467 | 699 | 1981 | 0 | 0 | 958 | 53 | 341 | 5087 | 3288 | 2264 | 0 | 1337 | 0 | 212 | 1175 | 0 | 490 | 1200 | 0 | 465 | 0 | 0 | 0 | 0 | 0 | 0 | 0 | 0 | 0
2040-12-25 | 1 | 34.4 | -16360 | -2197 | -563 | 0 | -254 | -58 | 2314 | 0 | 0 | 840 | 53 | 341 | 4943 | 3288 | 2401 | 0 | 1213 | 0 | 210 | 1164 | 0 | 1000 | 1200 | 0 | 465 | 0 | 0 | 0 | 0 | 0 | 0 | 0 | 0 | 0
2040-12-25 | 2 | 35.45 | -15794 | -2197 | -509 | 0 | 0 | 0 | 1818 | 0 | 0 | 877 | 53 | 341 | 4862 | 3288 | 2234 | 0 | 1021 | 0 | 210 | 1155 | 0 | 976 | 1200 | 0 | 465 | 0 | 0 | 0 | 0 | 0 | 0 | 0 | 0 | 0
2040-12-25 | 3 | 38.05 | -15472 | -2275 | -436 | 0 | 0 | 0 | 1538 | 0 | 0 | 920 | 53 | 341 | 5219 | 3288 | 2121 | 0 | 736 | 0 | 213 | 1154 | 0 | 936 | 1200 | 0 | 465 | 0 | 0 | 0 | 0 | 0 | 0 | 0 | 0 | 0
2040-12-25 | 4 | 40.34 | -15388 | -2275 | -418 | 0 | 0 | 0 | 1464 | 0 | 0 | 958 | 53 | 341 | 6429 | 3288 | 1720 | 0 | 350 | 0 | 215 | 1152 | 0 | 447 | 1200 | 0 | 465 | 0 | 0 | 0 | 0 | 0 | 0 | 0 | 0 | 0
2040-12-25 | 5 | 41.61 | -15577 | -2275 | -418 | 0 | 0 | 0 | 1627 | 0 | 0 | 1001 | 53 | 341 | 6819 | 3288 | 1357 | 0 | 332 | 0 | 214 | 1148 | 0 | 425 | 1200 | 0 | 465 | 0 | 0 | 0 | 0 | 0 | 0 | 0 | 0 | 0
2040-12-25 | 6 | 43.09 | -16108 | -2359 | -436 | 0 | 0 | 0 | 2092 | 0 | 0 | 1001 | 53 | 341 | 7499 | 3288 | 931 | 0 | 316 | 0 | 208 | 1149 | 0 | 360 | 1200 | 0 | 465 | 0 | 0 | 0 | 0 | 0 | 0 | 0 | 0 | 0
2040-12-25 | 7 | 43.34 | -17017 | -2359 | -545 | 0 | 0 | 0 | 2885 | 0 | 0 | 1026 | 53 | 341 | 8083 | 3288 | 626 | 0 | 282 | 0 | 216 | 1157 | 0 | 299 | 1200 | 0 | 465 | 0 | 0 | 0 | 0 | 0 | 0 | 0 | 0 | 0
2040-12-25 | 8 | 43.63 | -18008 | -2359 | -672 | 0 | 0 | 0 | 3752 | 0 | 0 | 1119 | 53 | 341 | 8395 | 3288 | 417 | 0 | 240 | 133 | 216 | 1152 | 0 | 270 | 1200 | 0 | 465 | 0 | 0 | 0 | 0 | 0 | 0 | 0 | 0 | 0
2040-12-25 | 9 | 42.11 | -18995 | -2359 | -800 | 0 | 0 | 0 | 4613 | 0 | 0 | 1001 | 53 | 341 | 7756 | 3288 | 283 | 0 | 129 | 1350 | 216 | 1161 | 0 | 299 | 1200 | 0 | 465 | 0 | 0 | 0 | 0 | 0 | 0 | 0 | 0 | 0
2040-12-25 | 10 | 38.05 | -19410 | -2040 | -927 | 0 | 0 | 0 | 4972 | 0 | 0 | 920 | 53 | 341 | 5814 | 3288 | 191 | 0 | 92 | 3322 | 216 | 1173 | 0 | 329 | 1200 | 0 | 465 | 0 | 0 | 0 | 0 | 0 | 0 | 0 | 0 | 0
2040-12-25 | 11 | 34.4 | -19453 | -1893 | -909 | 0 | -940 | 0 | 5015 | 0 | 0 | 612 | 53 | 341 | 4998 | 3288 | 88 | 0 | 70 | 5330 | 216 | 1179 | 0 | 340 | 1200 | 0 | 465 | 0 | 0 | 0 | 0 | 0 | 0 | 0 | 0 | 0
2040-12-25 | 12 | 34.4 | -19360 | -1752 | -781 | 0 | -1510 | 0 | 4930 | 0 | 0 | 584 | 53 | 341 | 4294 | 3288 | 14 | 0 | 68 | 6416 | 215 | 1187 | 0 | 349 | 1200 | 0 | 465 | 0 | 0 | 0 | 0 | 0 | 0 | 0 | 0 | 0
2040-12-25 | 13 | 34.4 | -19132 | -1611 | -1018 | 0 | -359 | 0 | 4729 | 0 | 0 | 612 | 53 | 341 | 4294 | 3288 | 4 | 0 | 49 | 5317 | 214 | 1199 | 0 | 355 | 1200 | 0 | 465 | 0 | 0 | 0 | 0 | 0 | 0 | 0 | 0 | 0
2040-12-25 | 14 | 39.11 | -18699 | -1548 | -999 | 0 | 0 | 0 | 4354 | 0 | 0 | 802 | 53 | 341 | 4802 | 3288 | 3 | 0 | 46 | 4123 | 214 | 1206 | 0 | 351 | 1200 | 0 | 465 | 0 | 0 | 0 | 0 | 0 | 0 | 0 | 0 | 0
2040-12-25 | 15 | 43.52 | -18333 | -1480 | -890 | 0 | 0 | 0 | 4032 | 0 | 0 | 958 | 53 | 341 | 6406 | 3288 | 13 | 0 | 53 | 2135 | 216 | 1205 | 0 | 340 | 1200 | 0 | 465 | 0 | 0 | 0 | 0 | 0 | 0 | 0 | 0 | 0
2040-12-25 | 16 | 46.49 | -18303 | -1548 | -1181 | 0 | 843 | 0 | 4011 | 0 | 0 | 1119 | 53 | 341 | 7319 | 3288 | 42 | 0 | 56 | 586 | 216 | 1209 | 0 | 284 | 1200 | 0 | 465 | 0 | 0 | 0 | 0 | 0 | 0 | 0 | 0 | 0
2040-12-25 | 17 | 46.49 | -19148 | -1611 | -1508 | 0 | 707 | 0 | 4745 | 0 | 0 | 1135 | 53 | 341 | 8472 | 3288 | 86 | 0 | 49 | 21 | 216 | 1200 | 0 | 289 | 1200 | 0 | 465 | 0 | 0 | 0 | 0 | 0 | 0 | 0 | 0 | 0
2040-12-25 | 18 | 46.49 | -19765 | -1752 | -1817 | 0 | 584 | 0 | 5284 | 0 | 0 | 1209 | 53 | 341 | 8973 | 3288 | 97 | 0 | 85 | 0 | 217 | 1202 | 0 | 337 | 1200 | 0 | 465 | 0 | 0 | 0 | 0 | 0 | 0 | 0 | 0 | 0
2040-12-25 | 19 | 46.49 | -19623 | -1893 | -1745 | 0 | 500 | 43 | 5162 | 0 | 0 | 1221 | 53 | 341 | 8973 | 3288 | 93 | 0 | 124 | 0 | 217 | 1202 | 0 | 378 | 1200 | 0 | 465 | 0 | 0 | 0 | 0 | 0 | 0 | 0 | 0 | 0
2040-12-25 | 20 | 43.71 | -19458 | -1966 | -1236 | 0 | 0 | 0 | 5015 | 0 | 0 | 1135 | 53 | 341 | 9030 | 3288 | 103 | 0 | 197 | 0 | 216 | 1205 | 0 | 413 | 1200 | 0 | 465 | 0 | 0 | 0 | 0 | 0 | 0 | 0 | 0 | 0
2040-12-25 | 21 | 42.96 | -19224 | -1966 | -1127 | 0 | 0 | 0 | 4814 | 0 | 0 | 1135 | 53 | 341 | 8742 | 3288 | 126 | 0 | 292 | 0 | 217 | 1209 | 0 | 436 | 1200 | 0 | 465 | 0 | 0 | 0 | 0 | 0 | 0 | 0 | 0 | 0
2040-12-25 | 22 | 42.53 | -18628 | -2040 | -945 | 0 | 0 | 0 | 4291 | 0 | 0 | 1135 | 53 | 341 | 8343 | 3288 | 147 | 0 | 455 | 0 | 217 | 1211 | 0 | 467 | 1200 | 0 | 465 | 0 | 0 | 0 | 0 | 0 | 0 | 0 | 0 | 0
2040-12-25 | 23 | 42.06 | -17634 | -2040 | -781 | 0 | 0 | 0 | 3424 | 0 | 0 | 1042 | 53 | 341 | 7939 | 3288 | 96 | 0 | 694 | 0 | 216 | 1194 | 0 | 503 | 1200 | 0 | 465 | 0 | 0 | 0 | 0 | 0 | 0 | 0 | 0 | 0
2040-12-25 | 24 | 41.82 | -16542 | -2040 | -636 | 0 | 0 | 0 | 2473 | 0 | 0 | 1001 | 53 | 341 | 7623 | 3288 | 52 | 0 | 846 | 0 | 212 | 1175 | 0 | 490 | 1200 | 0 | 465 | 0 | 0 | 0 | 0 | 0 | 0 | 0 | 0 | 0
2040-12-26 | 1 | 42.53 | -15786 | -2118 | -563 | 0 | 0 | 0 | 528 | 0 | 0 | 1135 | 53 | 341 | 8094 | 3288 | 30 | 0 | 960 | 0 | 210 | 1164 | 0 | 1000 | 1200 | 0 | 465 | 0 | 0 | 0 | 0 | 0 | 0 | 0 | 0 | 0
2040-12-26 | 2 | 41.61 | -15336 | -2040 | -509 | 0 | 0 | 0 | 528 | 0 | 0 | 1056 | 53 | 341 | 7511 | 3288 | 58 | 0 | 1043 | 0 | 210 | 1155 | 0 | 976 | 1200 | 0 | 465 | 0 | 0 | 0 | 0 | 0 | 0 | 0 | 0 | 0
2040-12-26 | 3 | 40.34 | -15156 | -2040 | -436 | 0 | 0 | 0 | 528 | 0 | 0 | 1001 | 53 | 341 | 7060 | 3288 | 193 | 0 | 1200 | 0 | 213 | 1154 | 0 | 936 | 1200 | 0 | 465 | 0 | 0 | 0 | 0 | 0 | 0 | 0 | 0 | 0
2040-12-26 | 4 | 41.05 | -15187 | -2040 | -418 | 0 | 0 | 0 | 528 | 0 | 0 | 1001 | 53 | 341 | 7372 | 3288 | 362 | 0 | 1221 | 0 | 215 | 1152 | 0 | 447 | 1200 | 0 | 465 | 0 | 0 | 0 | 0 | 0 | 0 | 0 | 0 | 0
2040-12-26 | 5 | 42 | -15612 | -2118 | -418 | 0 | 0 | 0 | 528 | 0 | 0 | 1001 | 53 | 341 | 7841 | 3288 | 456 | 0 | 1188 | 0 | 214 | 1148 | 0 | 425 | 1200 | 0 | 465 | 0 | 0 | 0 | 0 | 0 | 0 | 0 | 0 | 0
2040-12-26 | 6 | 43.23 | -16643 | -2040 | -436 | 0 | 0 | 0 | 528 | 0 | 0 | 1135 | 53 | 341 | 8697 | 3288 | 470 | 0 | 1225 | 0 | 208 | 1149 | 0 | 360 | 1200 | 0 | 465 | 0 | 0 | 0 | 0 | 0 | 0 | 0 | 0 | 0
2040-12-26 | 7 | 43.83 | -18156 | -2040 | -545 | 0 | 0 | 0 | 1543 | 0 | 0 | 1182 | 53 | 341 | 9444 | 3288 | 492 | 0 | 1062 | 0 | 216 | 1157 | 0 | 299 | 1200 | 0 | 465 | 0 | 0 | 0 | 0 | 0 | 0 | 0 | 0 | 0
2040-12-26 | 8 | 44.56 | -19435 | -2118 | -672 | 0 | 0 | 0 | 2494 | 0 | 0 | 1410 | 53 | 341 | 9769 | 3288 | 488 | 0 | 1001 | 79 | 216 | 1152 | 0 | 270 | 1200 | 0 | 465 | 0 | 0 | 0 | 0 | 0 | 0 | 0 | 0 | 0
2040-12-26 | 9 | 43.71 | -20367 | -2040 | -800 | 0 | 0 | 0 | 3186 | 0 | 0 | 1182 | 53 | 341 | 9471 | 3288 | 366 | 0 | 900 | 1078 | 216 | 1161 | 0 | 299 | 1200 | 0 | 465 | 0 | 0 | 0 | 0 | 0 | 0 | 0 | 0 | 0
2040-12-26 | 10 | 43.01 | -20918 | -1893 | -927 | 0 | 0 | 0 | 3598 | 0 | 0 | 1135 | 53 | 341 | 8802 | 3288 | 318 | 0 | 655 | 2165 | 216 | 1173 | 0 | 329 | 1200 | 0 | 465 | 0 | 0 | 0 | 0 | 0 | 0 | 0 | 0 | 0
2040-12-26 | 11 | 41.95 | -21275 | -1820 | -909 | 0 | 0 | 0 | 3863 | 0 | 0 | 1026 | 53 | 341 | 8029 | 3288 | 291 | 0 | 300 | 3414 | 216 | 1179 | 0 | 340 | 1200 | 0 | 465 | 0 | 0 | 0 | 0 | 0 | 0 | 0 | 0 | 0
2040-12-26 | 12 | 41.82 | -21399 | -1679 | -781 | 0 | 0 | 0 | 3952 | 0 | 0 | 1001 | 53 | 341 | 7840 | 3288 | 418 | 0 | 196 | 3354 | 215 | 1187 | 0 | 349 | 1200 | 0 | 465 | 0 | 0 | 0 | 0 | 0 | 0 | 0 | 0 | 0
2040-12-26 | 13 | 42.6 | -21302 | -1611 | -1018 | 0 | 0 | 0 | 3878 | 0 | 0 | 1135 | 53 | 341 | 8516 | 3288 | 507 | 0 | 198 | 2582 | 214 | 1199 | 0 | 355 | 1200 | 0 | 465 | 0 | 0 | 0 | 0 | 0 | 0 | 0 | 0 | 0
2040-12-26 | 14 | 42.91 | -21203 | -1611 | -999 | 0 | 0 | 0 | 3810 | 0 | 0 | 1135 | 53 | 341 | 8649 | 3288 | 583 | 0 | 190 | 2329 | 214 | 1206 | 0 | 351 | 1200 | 0 | 465 | 0 | 0 | 0 | 0 | 0 | 0 | 0 | 0 | 0
2040-12-26 | 15 | 43.63 | -21113 | -1611 | -890 | 0 | 0 | 0 | 3741 | 0 | 0 | 1182 | 53 | 341 | 9316 | 3288 | 703 | 0 | 167 | 1398 | 216 | 1205 | 0 | 340 | 1200 | 0 | 465 | 0 | 0 | 0 | 0 | 0 | 0 | 0 | 0 | 0
2040-12-26 | 16 | 45.31 | -21237 | -1611 | -1181 | 0 | 0 | 0 | 3831 | 0 | 0 | 1457 | 53 | 341 | 10291 | 3288 | 738 | 0 | 168 | 489 | 216 | 1209 | 0 | 284 | 1200 | 0 | 465 | 0 | 0 | 0 | 0 | 0 | 0 | 0 | 0 | 0
2040-12-26 | 17 | 48.14 | -22388 | -1679 | -1508 | 0 | 0 | 0 | 4692 | 0 | 0 | 1457 | 53 | 341 | 11418 | 3288 | 759 | 0 | 168 | 29 | 216 | 1200 | 0 | 289 | 1200 | 0 | 465 | 0 | 0 | 0 | 0 | 0 | 0 | 0 | 0 | 0
2040-12-26 | 18 | 49.77 | -23187 | -1752 | -1817 | 0 | 0 | 0 | 5284 | 0 | 0 | 1457 | 53 | 358 | 11927 | 3288 | 798 | 0 | 170 | 0 | 217 | 1202 | 0 | 337 | 1200 | 0 | 465 | 0 | 0 | 0 | 0 | 0 | 0 | 0 | 0 | 0
2040-12-26 | 19 | 49.04 | -22838 | -1820 | -1745 | 0 | 0 | 0 | 5025 | 0 | 0 | 1457 | 53 | 358 | 11706 | 3288 | 826 | 0 | 228 | 0 | 217 | 1202 | 0 | 378 | 1200 | 0 | 465 | 0 | 0 | 0 | 0 | 0 | 0 | 0 | 0 | 0
2040-12-26 | 20 | 46.45 | -22174 | -1820 | -1236 | 0 | 0 | 0 | 4528 | 0 | 0 | 1457 | 53 | 341 | 10813 | 3288 | 873 | 0 | 377 | 0 | 216 | 1205 | 0 | 413 | 1200 | 0 | 465 | 0 | 0 | 0 | 0 | 0 | 0 | 0 | 0 | 0
2040-12-26 | 21 | 46.3 | -21361 | -1893 | -1127 | 0 | 0 | 0 | 3926 | 0 | 0 | 1457 | 53 | 341 | 10728 | 3288 | 674 | 0 | 387 | 0 | 217 | 1209 | 0 | 436 | 1200 | 0 | 465 | 0 | 0 | 0 | 0 | 0 | 0 | 0 | 0 | 0
2040-12-26 | 22 | 45.14 | -20180 | -1893 | -945 | 0 | 0 | 0 | 3049 | 0 | 0 | 1457 | 53 | 341 | 10216 | 3288 | 559 | 0 | 496 | 0 | 217 | 1211 | 0 | 467 | 1200 | 0 | 465 | 0 | 0 | 0 | 0 | 0 | 0 | 0 | 0 | 0
2040-12-26 | 23 | 44.23 | -18669 | -1820 | -781 | 0 | 0 | 0 | 1923 | 0 | 0 | 1457 | 53 | 341 | 9678 | 3288 | 448 | 0 | 504 | 0 | 216 | 1194 | 0 | 503 | 1200 | 0 | 465 | 0 | 0 | 0 | 0 | 0 | 0 | 0 | 0 | 0
2040-12-26 | 24 | 43.66 | -17254 | -1820 | -636 | 0 | 0 | 0 | 872 | 0 | 0 | 1182 | 53 | 341 | 9394 | 3288 | 480 | 0 | 560 | 0 | 212 | 1175 | 0 | 490 | 1200 | 0 | 465 | 0 | 0 | 0 | 0 | 0 | 0 | 0 | 0 | 0
2040-12-27 | 1 | 42.44 | -16219 | -1820 | -563 | 0 | 0 | 0 | 787 | 0 | 0 | 1135 | 53 | 341 | 7858 | 3288 | 489 | 0 | 612 | 0 | 210 | 1164 | 0 | 1000 | 1200 | 0 | 465 | 0 | 0 | 0 | 0 | 0 | 0 | 0 | 0 | 0
2040-12-27 | 2 | 42.53 | -15613 | -1820 | -509 | 0 | 0 | 0 | 528 | 0 | 0 | 1067 | 53 | 341 | 7511 | 3288 | 510 | 0 | 638 | 0 | 210 | 1155 | 0 | 976 | 1200 | 0 | 465 | 0 | 0 | 0 | 0 | 0 | 0 | 0 | 0 | 0
2040-12-27 | 3 | 41.82 | -15304 | -1820 | -436 | 0 | 0 | 0 | 528 | 0 | 0 | 1001 | 53 | 341 | 7025 | 3288 | 477 | 0 | 880 | 0 | 213 | 1154 | 0 | 936 | 1200 | 0 | 465 | 0 | 0 | 0 | 0 | 0 | 0 | 0 | 0 | 0
2040-12-27 | 4 | 41.9 | -15251 | -1820 | -418 | 0 | 0 | 0 | 528 | 0 | 0 | 1001 | 53 | 341 | 7130 | 3288 | 641 | 0 | 1028 | 0 | 215 | 1152 | 0 | 447 | 1200 | 0 | 465 | 0 | 0 | 0 | 0 | 0 | 0 | 0 | 0 | 0
2040-12-27 | 5 | 42.58 | -15614 | -1820 | -418 | 0 | 0 | 0 | 528 | 0 | 0 | 1001 | 53 | 341 | 7407 | 3288 | 754 | 0 | 1029 | 0 | 214 | 1148 | 0 | 425 | 1200 | 0 | 465 | 0 | 0 | 0 | 0 | 0 | 0 | 0 | 0 | 0
2040-12-27 | 6 | 42.96 | -16564 | -1752 | -436 | 0 | 0 | 0 | 1057 | 0 | 0 | 1001 | 53 | 341 | 7604 | 3288 | 1022 | 0 | 1006 | 0 | 208 | 1149 | 0 | 360 | 1200 | 0 | 465 | 0 | 0 | 0 | 0 | 0 | 0 | 0 | 0 | 0
2040-12-27 | 7 | 42.58 | -18043 | -1752 | -545 | 0 | 0 | 0 | 2219 | 0 | 0 | 1001 | 53 | 341 | 7444 | 3288 | 1634 | 0 | 1024 | 0 | 216 | 1157 | 0 | 299 | 1200 | 0 | 465 | 0 | 0 | 0 | 0 | 0 | 0 | 0 | 0 | 0
2040-12-27 | 8 | 41.87 | -19347 | -1752 | -672 | 0 | 0 | 0 | 3244 | 0 | 0 | 1001 | 53 | 341 | 7268 | 3288 | 2263 | 0 | 980 | 31 | 216 | 1152 | 0 | 270 | 1200 | 0 | 465 | 0 | 0 | 0 | 0 | 0 | 0 | 0 | 0 | 0
2040-12-27 | 9 | 40.08 | -20349 | -1611 | -800 | 0 | 0 | 0 | 4032 | 0 | 0 | 958 | 53 | 341 | 6637 | 3288 | 2838 | 0 | 977 | 296 | 216 | 1161 | 0 | 299 | 1200 | 0 | 465 | 0 | 0 | 0 | 0 | 0 | 0 | 0 | 0 | 0
2040-12-27 | 10 | 39.26 | -21004 | -1548 | -927 | 0 | 0 | 0 | 4550 | 0 | 0 | 958 | 53 | 341 | 6201 | 3288 | 2978 | 0 | 937 | 791 | 216 | 1173 | 0 | 329 | 1200 | 0 | 465 | 0 | 0 | 0 | 0 | 0 | 0 | 0 | 0 | 0
2040-12-27 | 11 | 36.17 | -21344 | -1417 | -909 | 0 | 0 | 0 | 4814 | 0 | 0 | 839 | 53 | 341 | 5137 | 3288 | 3403 | 0 | 1006 | 1390 | 216 | 1179 | 0 | 340 | 1200 | 0 | 465 | 0 | 0 | 0 | 0 | 0 | 0 | 0 | 0 | 0
2040-12-27 | 12 | 26.23 | -21372 | -1297 | -781 | 0 | 0 | -22 | 4840 | 0 | 0 | 632 | 53 | 341 | 4196 | 3288 | 4423 | 0 | 1019 | 1265 | 215 | 1187 | 0 | 349 | 1200 | 0 | 465 | 0 | 0 | 0 | 0 | 0 | 0 | 0 | 0 | 0
2040-12-27 | 13 | 26.23 | -21172 | -1182 | -1018 | 0 | 0 | -988 | 4682 | 0 | 0 | 584 | 53 | 341 | 3870 | 3288 | 5679 | 0 | 975 | 1456 | 214 | 1199 | 0 | 355 | 1200 | 0 | 465 | 0 | 0 | 0 | 0 | 0 | 0 | 0 | 0 | 0
2040-12-27 | 14 | 26.23 | -20903 | -1072 | -999 | 0 | 0 | -982 | 4470 | 0 | 0 | 567 | 53 | 341 | 3104 | 3288 | 6476 | 0 | 1081 | 1141 | 214 | 1206 | 0 | 351 | 1200 | 0 | 465 | 0 | 0 | 0 | 0 | 0 | 0 | 0 | 0 | 0
2040-12-27 | 15 | 26.23 | -20680 | -1015 | -890 | 0 | 0 | -804 | 4296 | 0 | 0 | 567 | 53 | 341 | 2936 | 3288 | 6899 | 0 | 882 | 702 | 216 | 1205 | 0 | 340 | 1200 | 0 | 465 | 0 | 0 | 0 | 0 | 0 | 0 | 0 | 0 | 0
2040-12-27 | 16 | 35.45 | -20665 | -1015 | -1181 | 0 | 0 | 195 | 4280 | 0 | 0 | 599 | 53 | 341 | 3227 | 3288 | 6359 | 0 | 812 | 333 | 216 | 1209 | 0 | 284 | 1200 | 0 | 465 | 0 | 0 | 0 | 0 | 0 | 0 | 0 | 0 | 0
2040-12-27 | 17 | 35.45 | -21449 | -968 | -1508 | 0 | 0 | 799 | 4898 | 0 | 0 | 612 | 53 | 341 | 3189 | 3288 | 6495 | 0 | 855 | 26 | 216 | 1200 | 0 | 289 | 1200 | 0 | 465 | 0 | 0 | 0 | 0 | 0 | 0 | 0 | 0 | 0
2040-12-27 | 18 | 35.45 | -21939 | -1015 | -1817 | 0 | 0 | 914 | 5284 | 0 | 0 | 632 | 53 | 341 | 3189 | 3288 | 6552 | 0 | 1098 | 0 | 217 | 1202 | 0 | 337 | 1200 | 0 | 465 | 0 | 0 | 0 | 0 | 0 | 0 | 0 | 0 | 0
2040-12-27 | 19 | 35.45 | -21424 | -1015 | -1745 | 0 | 0 | 161 | 4877 | 0 | 0 | 612 | 53 | 341 | 3423 | 3288 | 6581 | 0 | 1385 | 0 | 217 | 1202 | 0 | 378 | 1200 | 0 | 465 | 0 | 0 | 0 | 0 | 0 | 0 | 0 | 0 | 0
2040-12-27 | 20 | 21.94 | -20729 | -1072 | -1236 | 0 | 0 | -83 | 4333 | 0 | 0 | 584 | 53 | 181 | 2950 | 3288 | 6329 | 0 | 1903 | 0 | 216 | 1205 | 0 | 413 | 1200 | 0 | 465 | 0 | 0 | 0 | 0 | 0 | 0 | 0 | 0 | 0
2040-12-27 | 21 | 21.94 | -19963 | -1182 | -1127 | 0 | 0 | -456 | 3731 | 0 | 0 | 567 | 53 | 166 | 2800 | 3288 | 6567 | 0 | 2030 | 0 | 217 | 1209 | 0 | 436 | 1200 | 0 | 465 | 0 | 0 | 0 | 0 | 0 | 0 | 0 | 0 | 0
2040-12-27 | 22 | 21.94 | -18968 | -1182 | -945 | 0 | 0 | -83 | 2948 | 0 | 0 | 567 | 53 | 166 | 2320 | 3288 | 6270 | 0 | 2007 | 0 | 217 | 1211 | 0 | 467 | 1200 | 0 | 465 | 0 | 0 | 0 | 0 | 0 | 0 | 0 | 0 | 0
2040-12-27 | 23 | 21.94 | -17677 | -1182 | -781 | 0 | 0 | 0 | 1934 | 0 | 0 | 567 | 53 | 181 | 2248 | 3288 | 5851 | 0 | 1940 | 0 | 216 | 1194 | 0 | 503 | 1200 | 0 | 465 | 0 | 0 | 0 | 0 | 0 | 0 | 0 | 0 | 0
2040-12-27 | 24 | 29.65 | -16365 | -1240 | -636 | 0 | 0 | 461 | 904 | 0 | 0 | 599 | 53 | 341 | 2852 | 3288 | 4268 | 0 | 1933 | 0 | 212 | 1175 | 0 | 490 | 1200 | 0 | 465 | 0 | 0 | 0 | 0 | 0 | 0 | 0 | 0 | 0
2040-12-28 | 1 | 29.8 | -15383 | -1355 | -563 | 0 | 0 | -135 | 830 | 0 | 0 | 632 | 53 | 341 | 3602 | 3288 | 2726 | 0 | 1926 | 0 | 210 | 1164 | 0 | 1000 | 1200 | 0 | 465 | 0 | 0 | 0 | 0 | 0 | 0 | 0 | 0 | 0
2040-12-28 | 2 | 29.8 | -14770 | -1297 | -509 | 0 | 0 | -53 | 528 | 0 | 0 | 632 | 53 | 341 | 3535 | 3288 | 2318 | 0 | 1928 | 0 | 210 | 1155 | 0 | 976 | 1200 | 0 | 465 | 0 | 0 | 0 | 0 | 0 | 0 | 0 | 0 | 0
2040-12-28 | 3 | 29.8 | -14472 | -1355 | -436 | 0 | 0 | -160 | 528 | 0 | 0 | 612 | 53 | 341 | 3535 | 3288 | 2139 | 0 | 1959 | 0 | 213 | 1154 | 0 | 936 | 1200 | 0 | 465 | 0 | 0 | 0 | 0 | 0 | 0 | 0 | 0 | 0
2040-12-28 | 4 | 29.8 | -14408 | -1480 | -418 | 0 | 0 | -396 | 528 | 0 | 0 | 612 | 53 | 341 | 4125 | 3288 | 2284 | 0 | 1993 | 0 | 215 | 1152 | 0 | 447 | 1200 | 0 | 465 | 0 | 0 | 0 | 0 | 0 | 0 | 0 | 0 | 0
2040-12-28 | 5 | 29.8 | -14589 | -1355 | -418 | 0 | 0 | -533 | 528 | 0 | 0 | 612 | 53 | 341 | 4258 | 3288 | 2297 | 0 | 2066 | 0 | 214 | 1148 | 0 | 425 | 1200 | 0 | 465 | 0 | 0 | 0 | 0 | 0 | 0 | 0 | 0 | 0
2040-12-28 | 6 | 29.8 | -15126 | -1480 | -436 | 0 | 0 | -243 | 618 | 0 | 0 | 612 | 53 | 341 | 4258 | 3288 | 2651 | 0 | 2082 | 0 | 208 | 1149 | 0 | 360 | 1200 | 0 | 465 | 0 | 0 | 0 | 0 | 0 | 0 | 0 | 0 | 0
2040-12-28 | 7 | 29.8 | -16020 | -1480 | -545 | 0 | 0 | 0 | 1363 | 0 | 0 | 632 | 53 | 341 | 4298 | 3288 | 2660 | 0 | 2073 | 0 | 216 | 1157 | 0 | 299 | 1200 | 0 | 465 | 0 | 0 | 0 | 0 | 0 | 0 | 0 | 0 | 0
2040-12-28 | 8 | 35.45 | -16955 | -1480 | -672 | 0 | 0 | 0 | 2140 | 0 | 0 | 763 | 53 | 341 | 4742 | 3288 | 2238 | 0 | 2098 | 142 | 216 | 1152 | 0 | 270 | 1200 | 0 | 465 | 0 | 0 | 0 | 0 | 0 | 0 | 0 | 0 | 0
2040-12-28 | 9 | 29.8 | -17997 | -1417 | -800 | 0 | 0 | -424 | 3007 | 0 | 0 | 612 | 53 | 341 | 4226 | 3288 | 2063 | 0 | 2068 | 1641 | 216 | 1161 | 0 | 299 | 1200 | 0 | 465 | 0 | 0 | 0 | 0 | 0 | 0 | 0 | 0 | 0
2040-12-28 | 10 | 29.06 | -18628 | -1355 | -927 | 0 | -322 | -1859 | 3530 | 0 | 0 | 567 | 53 | 341 | 3607 | 3288 | 2318 | 0 | 2044 | 3960 | 216 | 1173 | 0 | 329 | 1200 | 0 | 465 | 0 | 0 | 0 | 0 | 0 | 0 | 0 | 0 | 0
2040-12-28 | 11 | 29.06 | -18927 | -1182 | -909 | 0 | -471 | -1859 | 3778 | 0 | 0 | 567 | 53 | 341 | 1809 | 3288 | 2378 | 0 | 2013 | 5721 | 216 | 1179 | 0 | 340 | 1200 | 0 | 465 | 0 | 0 | 0 | 0 | 0 | 0 | 0 | 0 | 0
2040-12-28 | 12 | 29.06 | -18914 | -1124 | -781 | 0 | -1143 | -1859 | 3767 | 0 | 0 | 567 | 53 | 341 | 1320 | 3288 | 2113 | 0 | 1948 | 7009 | 215 | 1187 | 0 | 349 | 1200 | 0 | 465 | 0 | 0 | 0 | 0 | 0 | 0 | 0 | 0 | 0
2040-12-28 | 13 | 29.06 | -18679 | -1072 | -1018 | 0 | -385 | -1859 | 3572 | 0 | 0 | 567 | 53 | 341 | 1190 | 3288 | 1702 | 0 | 1895 | 6973 | 214 | 1199 | 0 | 355 | 1200 | 0 | 465 | 0 | 0 | 0 | 0 | 0 | 0 | 0 | 0 | 0
2040-12-28 | 14 | 29.8 | -18368 | -1072 | -999 | 0 | 0 | -859 | 3313 | 0 | 0 | 567 | 53 | 341 | 1190 | 3288 | 1479 | 0 | 1697 | 5935 | 214 | 1206 | 0 | 351 | 1200 | 0 | 465 | 0 | 0 | 0 | 0 | 0 | 0 | 0 | 0 | 0
2040-12-28 | 15 | 40.28 | -18238 | -1015 | -890 | 0 | 0 | 691 | 3207 | 0 | 0 | 567 | 53 | 341 | 1489 | 3288 | 1498 | 0 | 1668 | 3914 | 216 | 1205 | 0 | 340 | 1200 | 0 | 465 | 0 | 0 | 0 | 0 | 0 | 0 | 0 | 0 | 0
2040-12-28 | 16 | 40.28 | -18431 | -1072 | -1181 | 0 | 560 | 1574 | 3366 | 0 | 0 | 839 | 53 | 341 | 2988 | 3288 | 1492 | 0 | 1599 | 1211 | 216 | 1209 | 0 | 284 | 1200 | 0 | 465 | 0 | 0 | 0 | 0 | 0 | 0 | 0 | 0 | 0
2040-12-28 | 17 | 40.28 | -19688 | -1182 | -1508 | 0 | 405 | 1642 | 4412 | 0 | 0 | 958 | 53 | 341 | 4731 | 3288 | 1417 | 0 | 1720 | 41 | 216 | 1200 | 0 | 289 | 1200 | 0 | 465 | 0 | 0 | 0 | 0 | 0 | 0 | 0 | 0 | 0
2040-12-28 | 18 | 40.28 | -20734 | -1355 | -1817 | 0 | 437 | 1639 | 5284 | 0 | 0 | 1001 | 53 | 341 | 5086 | 3288 | 1548 | 0 | 1809 | 0 | 217 | 1202 | 0 | 337 | 1200 | 0 | 465 | 0 | 0 | 0 | 0 | 0 | 0 | 0 | 0 | 0
2040-12-28 | 19 | 40.28 | -20597 | -1480 | -1745 | 0 | 444 | 1589 | 5168 | 0 | 0 | 1001 | 53 | 341 | 5151 | 3288 | 1498 | 0 | 1829 | 0 | 217 | 1202 | 0 | 378 | 1200 | 0 | 465 | 0 | 0 | 0 | 0 | 0 | 0 | 0 | 0 | 0
2040-12-28 | 20 | 40.28 | -20180 | -1548 | -1236 | 0 | 58 | 440 | 4824 | 0 | 0 | 962 | 53 | 341 | 6206 | 3288 | 1459 | 0 | 1834 | 0 | 216 | 1205 | 0 | 413 | 1200 | 0 | 465 | 0 | 0 | 0 | 0 | 0 | 0 | 0 | 0 | 0
2040-12-28 | 21 | 40.28 | -19705 | -1752 | -1127 | 0 | 92 | 0 | 4428 | 0 | 0 | 958 | 53 | 341 | 6360 | 3288 | 1681 | 0 | 1857 | 0 | 217 | 1209 | 0 | 436 | 1200 | 0 | 465 | 0 | 0 | 0 | 0 | 0 | 0 | 0 | 0 | 0
2040-12-28 | 22 | 40.06 | -18955 | -1893 | -945 | 0 | 0 | 0 | 3804 | 0 | 0 | 958 | 53 | 341 | 6328 | 3288 | 1559 | 0 | 1903 | 0 | 217 | 1211 | 0 | 467 | 1200 | 0 | 465 | 0 | 0 | 0 | 0 | 0 | 0 | 0 | 0 | 0
2040-12-28 | 23 | 39.11 | -17932 | -1966 | -781 | 0 | 0 | 0 | 2954 | 0 | 0 | 958 | 53 | 341 | 5912 | 3288 | 1686 | 0 | 1911 | 0 | 216 | 1194 | 0 | 503 | 1200 | 0 | 465 | 0 | 0 | 0 | 0 | 0 | 0 | 0 | 0 | 0
2040-12-28 | 24 | 36.31 | -16858 | -1893 | -636 | 0 | 0 | 0 | 2061 | 0 | 0 | 878 | 53 | 341 | 5408 | 3288 | 1827 | 0 | 1989 | 0 | 212 | 1175 | 0 | 490 | 1200 | 0 | 465 | 0 | 0 | 0 | 0 | 0 | 0 | 0 | 0 | 0
2040-12-29 | 1 | 33.57 | -15855 | -1820 | -745 | 0 | 0 | 0 | 745 | 0 | 0 | 877 | 53 | 341 | 4787 | 3288 | 2295 | 0 | 1995 | 0 | 210 | 1164 | 0 | 1000 | 1200 | 0 | 465 | 0 | 0 | 0 | 0 | 0 | 0 | 0 | 0 | 0
2040-12-29 | 2 | 32.26 | -15291 | -1820 | -636 | 0 | 0 | -252 | 528 | 0 | 0 | 802 | 53 | 341 | 4490 | 3288 | 2544 | 0 | 1948 | 0 | 210 | 1155 | 0 | 976 | 1200 | 0 | 465 | 0 | 0 | 0 | 0 | 0 | 0 | 0 | 0 | 0
2040-12-29 | 3 | 32.26 | -14962 | -1820 | -563 | 0 | 0 | -595 | 528 | 0 | 0 | 634 | 53 | 341 | 4288 | 3288 | 2932 | 0 | 1908 | 0 | 213 | 1154 | 0 | 936 | 1200 | 0 | 465 | 0 | 0 | 0 | 0 | 0 | 0 | 0 | 0 | 0
2040-12-29 | 4 | 32.26 | -14874 | -1893 | -527 | 0 | 0 | -674 | 528 | 0 | 0 | 612 | 53 | 341 | 4288 | 3288 | 3527 | 0 | 1853 | 0 | 215 | 1152 | 0 | 447 | 1200 | 0 | 465 | 0 | 0 | 0 | 0 | 0 | 0 | 0 | 0 | 0
2040-12-29 | 5 | 32.26 | -15015 | -1966 | -509 | 0 | 0 | -135 | 528 | 0 | 0 | 632 | 53 | 341 | 4273 | 3288 | 3292 | 0 | 1767 | 0 | 214 | 1148 | 0 | 425 | 1200 | 0 | 465 | 0 | 0 | 0 | 0 | 0 | 0 | 0 | 0 | 0
2040-12-29 | 6 | 37.61 | -15453 | -1966 | -527 | 0 | 0 | 0 | 528 | 0 | 0 | 740 | 53 | 341 | 4643 | 3288 | 3362 | 0 | 1610 | 0 | 208 | 1149 | 0 | 360 | 1200 | 0 | 465 | 0 | 0 | 0 | 0 | 0 | 0 | 0 | 0 | 0
2040-12-29 | 7 | 40.69 | -16210 | -1966 | -600 | 0 | 0 | 0 | 1030 | 0 | 0 | 877 | 53 | 341 | 5499 | 3288 | 3040 | 0 | 1311 | 0 | 216 | 1157 | 0 | 299 | 1200 | 0 | 465 | 0 | 0 | 0 | 0 | 0 | 0 | 0 | 0 | 0
2040-12-29 | 8 | 43.59 | -17027 | -2040 | -691 | 0 | 0 | 236 | 1686 | 0 | 0 | 958 | 53 | 341 | 6551 | 3288 | 2182 | 0 | 1030 | 131 | 216 | 1152 | 0 | 270 | 1200 | 0 | 465 | 0 | 0 | 0 | 0 | 0 | 0 | 0 | 0 | 0
2040-12-29 | 9 | 41.05 | -17996 | -2118 | -854 | 0 | 0 | 0 | 2462 | 0 | 0 | 958 | 53 | 341 | 6755 | 3288 | 1551 | 0 | 853 | 1367 | 216 | 1161 | 0 | 299 | 1200 | 0 | 465 | 0 | 0 | 0 | 0 | 0 | 0 | 0 | 0 | 0
2040-12-29 | 10 | 32.26 | -18668 | -1820 | -999 | 0 | 0 | -151 | 3001 | 0 | 0 | 802 | 53 | 341 | 4910 | 3288 | 1499 | 0 | 802 | 3559 | 216 | 1173 | 0 | 329 | 1200 | 0 | 465 | 0 | 0 | 0 | 0 | 0 | 0 | 0 | 0 | 0
2040-12-29 | 11 | 32.26 | -18940 | -1611 | -909 | 0 | 0 | -1251 | 3218 | 0 | 0 | 599 | 53 | 341 | 4711 | 3288 | 1060 | 0 | 763 | 5279 | 216 | 1179 | 0 | 340 | 1200 | 0 | 465 | 0 | 0 | 0 | 0 | 0 | 0 | 0 | 0 | 0
2040-12-29 | 12 | 31.91 | -19053 | -1480 | -999 | 0 | -7 | -1859 | 3308 | 0 | 0 | 567 | 53 | 341 | 4585 | 3288 | 601 | 0 | 734 | 6507 | 215 | 1187 | 0 | 349 | 1200 | 0 | 465 | 0 | 0 | 0 | 0 | 0 | 0 | 0 | 0 | 0
2040-12-29 | 13 | 32.26 | -19115 | -1417 | -1090 | 0 | 0 | -721 | 3361 | 0 | 0 | 612 | 53 | 341 | 4619 | 3288 | 281 | 0 | 638 | 5719 | 214 | 1199 | 0 | 355 | 1200 | 0 | 465 | 0 | 0 | 0 | 0 | 0 | 0 | 0 | 0 | 0
2040-12-29 | 14 | 39.89 | -18982 | -1355 | -1127 | 0 | 0 | 0 | 3255 | 0 | 0 | 920 | 53 | 341 | 5659 | 3288 | 125 | 0 | 525 | 3862 | 214 | 1206 | 0 | 351 | 1200 | 0 | 465 | 0 | 0 | 0 | 0 | 0 | 0 | 0 | 0 | 0
2040-12-29 | 15 | 43.59 | -18951 | -1355 | -1163 | 0 | 0 | 44 | 3229 | 0 | 0 | 1026 | 53 | 341 | 7963 | 3288 | 72 | 0 | 517 | 1511 | 216 | 1205 | 0 | 340 | 1200 | 0 | 465 | 0 | 0 | 0 | 0 | 0 | 0 | 0 | 0 | 0
2040-12-29 | 16 | 43.59 | -19171 | -1417 | -1109 | 0 | 0 | 651 | 3403 | 0 | 0 | 1135 | 53 | 341 | 8559 | 3288 | 28 | 0 | 395 | 470 | 216 | 1209 | 0 | 284 | 1200 | 0 | 465 | 0 | 0 | 0 | 0 | 0 | 0 | 0 | 0 | 0
2040-12-29 | 17 | 43.59 | -20667 | -1480 | -1090 | 0 | 0 | 1164 | 4602 | 0 | 0 | 1361 | 53 | 341 | 8532 | 3288 | 24 | 0 | 480 | 24 | 216 | 1200 | 0 | 289 | 1200 | 0 | 465 | 0 | 0 | 0 | 0 | 0 | 0 | 0 | 0 | 0
2040-12-29 | 18 | 43.59 | -21514 | -1480 | -1127 | 0 | 0 | 1207 | 5284 | 0 | 0 | 1439 | 53 | 341 | 8532 | 3288 | 40 | 0 | 517 | 0 | 217 | 1202 | 0 | 337 | 1200 | 0 | 465 | 0 | 0 | 0 | 0 | 0 | 0 | 0 | 0 | 0
2040-12-29 | 19 | 43.59 | -21244 | -1611 | -1163 | 0 | 0 | 454 | 5067 | 0 | 0 | 1443 | 53 | 341 | 9243 | 3288 | 73 | 0 | 594 | 0 | 217 | 1202 | 0 | 378 | 1200 | 0 | 465 | 0 | 0 | 0 | 0 | 0 | 0 | 0 | 0 | 0
2040-12-29 | 20 | 43.59 | -20644 | -1611 | -1090 | 0 | 0 | 324 | 4587 | 0 | 0 | 1259 | 53 | 341 | 9243 | 3288 | 92 | 0 | 661 | 0 | 216 | 1205 | 0 | 413 | 1200 | 0 | 465 | 0 | 0 | 0 | 0 | 0 | 0 | 0 | 0 | 0
2040-12-29 | 21 | 43.59 | -19903 | -1679 | -1018 | 0 | 6 | 92 | 3989 | 0 | 0 | 1182 | 53 | 341 | 9243 | 3288 | 156 | 0 | 723 | 0 | 217 | 1209 | 0 | 436 | 1200 | 0 | 465 | 0 | 0 | 0 | 0 | 0 | 0 | 0 | 0 | 0
2040-12-29 | 22 | 43.49 | -18859 | -1679 | -927 | 0 | 0 | 0 | 3155 | 0 | 0 | 1155 | 53 | 341 | 9149 | 3288 | 259 | 0 | 506 | 0 | 217 | 1211 | 0 | 467 | 1200 | 0 | 465 | 0 | 0 | 0 | 0 | 0 | 0 | 0 | 0 | 0
2040-12-29 | 23 | 43.26 | -17576 | -1679 | -927 | 0 | 0 | 0 | 2124 | 0 | 0 | 1135 | 53 | 341 | 8640 | 3288 | 471 | 0 | 552 | 0 | 216 | 1194 | 0 | 503 | 1200 | 0 | 465 | 0 | 0 | 0 | 0 | 0 | 0 | 0 | 0 | 0
2040-12-29 | 24 | 42.58 | -16354 | -1752 | -836 | 0 | 0 | 0 | 1147 | 0 | 0 | 1089 | 53 | 341 | 7975 | 3288 | 923 | 0 | 585 | 0 | 212 | 1175 | 0 | 490 | 1200 | 0 | 465 | 0 | 0 | 0 | 0 | 0 | 0 | 0 | 0 | 0
2040-12-30 | 1 | 39.94 | -15490 | -1752 | -745 | 0 | 0 | 0 | 528 | 0 | 0 | 1001 | 53 | 341 | 6497 | 3288 | 1754 | 0 | 487 | 0 | 210 | 1164 | 0 | 1000 | 1200 | 0 | 465 | 0 | 0 | 0 | 0 | 0 | 0 | 0 | 0 | 0
2040-12-30 | 2 | 34.28 | -14990 | -1820 | -636 | 0 | 0 | 0 | 528 | 0 | 0 | 863 | 53 | 341 | 4776 | 3288 | 3138 | 0 | 454 | 0 | 210 | 1155 | 0 | 976 | 1200 | 0 | 465 | 0 | 0 | 0 | 0 | 0 | 0 | 0 | 0 | 0
2040-12-30 | 3 | 26.38 | -14798 | -1820 | -563 | 0 | 0 | -452 | 528 | 0 | 0 | 612 | 53 | 341 | 3809 | 3288 | 4595 | 0 | 439 | 0 | 213 | 1154 | 0 | 936 | 1200 | 0 | 465 | 0 | 0 | 0 | 0 | 0 | 0 | 0 | 0 | 0
2040-12-30 | 4 | 27.7 | -14862 | -1820 | -527 | 0 | 0 | 0 | 528 | 0 | 0 | 612 | 53 | 341 | 3832 | 3288 | 4613 | 0 | 463 | 0 | 215 | 1152 | 0 | 447 | 1200 | 0 | 465 | 0 | 0 | 0 | 0 | 0 | 0 | 0 | 0 | 0
2040-12-30 | 5 | 26.38 | -15340 | -1820 | -509 | 0 | 0 | -222 | 528 | 0 | 0 | 612 | 53 | 341 | 3809 | 3288 | 5321 | 0 | 487 | 0 | 214 | 1148 | 0 | 425 | 1200 | 0 | 465 | 0 | 0 | 0 | 0 | 0 | 0 | 0 | 0 | 0
2040-12-30 | 6 | 31.31 | -16447 | -1820 | -527 | 0 | 0 | 0 | 528 | 0 | 0 | 612 | 53 | 341 | 3968 | 3288 | 6034 | 0 | 589 | 0 | 208 | 1149 | 0 | 360 | 1200 | 0 | 465 | 0 | 0 | 0 | 0 | 0 | 0 | 0 | 0 | 0
2040-12-30 | 7 | 34.28 | -18083 | -1820 | -600 | 0 | 0 | 0 | 1115 | 0 | 0 | 612 | 53 | 341 | 3974 | 3288 | 7069 | 0 | 715 | 0 | 216 | 1157 | 0 | 299 | 1200 | 0 | 465 | 0 | 0 | 0 | 0 | 0 | 0 | 0 | 0 | 0
2040-12-30 | 8 | 35.65 | -19511 | -1820 | -691 | 0 | 0 | 78 | 2151 | 0 | 0 | 632 | 53 | 341 | 4180 | 3288 | 7225 | 0 | 730 | 40 | 216 | 1152 | 0 | 270 | 1200 | 0 | 465 | 0 | 0 | 0 | 0 | 0 | 0 | 0 | 0 | 0
2040-12-30 | 9 | 34.28 | -20561 | -1752 | -854 | 0 | 0 | 0 | 2911 | 0 | 0 | 636 | 53 | 341 | 4386 | 3288 | 7200 | 0 | 783 | 228 | 216 | 1161 | 0 | 299 | 1200 | 0 | 465 | 0 | 0 | 0 | 0 | 0 | 0 | 0 | 0 | 0
2040-12-30 | 10 | 35.65 | -21400 | -1752 | -999 | 0 | 0 | 59 | 3514 | 0 | 0 | 649 | 53 | 341 | 4457 | 3288 | 7177 | 0 | 817 | 414 | 216 | 1173 | 0 | 329 | 1200 | 0 | 465 | 0 | 0 | 0 | 0 | 0 | 0 | 0 | 0 | 0
2040-12-30 | 11 | 33.82 | -22044 | -1820 | -909 | 0 | 0 | 0 | 3984 | 0 | 0 | 649 | 53 | 341 | 4465 | 3288 | 7201 | 0 | 845 | 547 | 216 | 1179 | 0 | 340 | 1200 | 0 | 465 | 0 | 0 | 0 | 0 | 0 | 0 | 0 | 0 | 0
2040-12-30 | 12 | 33.82 | -22435 | -1752 | -999 | 0 | 0 | 0 | 4264 | 0 | 0 | 655 | 53 | 341 | 4515 | 3288 | 7197 | 0 | 828 | 629 | 215 | 1187 | 0 | 349 | 1200 | 0 | 465 | 0 | 0 | 0 | 0 | 0 | 0 | 0 | 0 | 0
2040-12-30 | 13 | 34.28 | -22566 | -1820 | -1090 | 0 | 0 | 0 | 4359 | 0 | 0 | 682 | 53 | 341 | 4577 | 3288 | 7197 | 0 | 847 | 699 | 214 | 1199 | 0 | 355 | 1200 | 0 | 465 | 0 | 0 | 0 | 0 | 0 | 0 | 0 | 0 | 0
2040-12-30 | 14 | 34.28 | -22547 | -1820 | -1127 | 0 | 0 | 0 | 4343 | 0 | 0 | 703 | 53 | 341 | 4574 | 3288 | 7189 | 0 | 960 | 607 | 214 | 1206 | 0 | 351 | 1200 | 0 | 465 | 0 | 0 | 0 | 0 | 0 | 0 | 0 | 0 | 0
2040-12-30 | 15 | 33.82 | -22363 | -1820 | -1163 | 0 | 0 | 0 | 4211 | 0 | 0 | 770 | 53 | 341 | 4636 | 3288 | 7199 | 0 | 974 | 447 | 216 | 1205 | 0 | 340 | 1200 | 0 | 465 | 0 | 0 | 0 | 0 | 0 | 0 | 0 | 0 | 0
2040-12-30 | 16 | 33.82 | -22335 | -1820 | -1109 | 0 | 0 | 0 | 4195 | 0 | 0 | 798 | 53 | 341 | 4701 | 3288 | 7197 | 0 | 943 | 375 | 216 | 1209 | 0 | 284 | 1200 | 0 | 465 | 0 | 0 | 0 | 0 | 0 | 0 | 0 | 0 | 0
2040-12-30 | 17 | 35.65 | -23204 | -1820 | -1090 | 0 | 0 | 96 | 4824 | 0 | 0 | 839 | 53 | 341 | 5087 | 3288 | 7197 | 0 | 1002 | 18 | 216 | 1200 | 0 | 289 | 1200 | 0 | 465 | 0 | 0 | 0 | 0 | 0 | 0 | 0 | 0 | 0
2040-12-30 | 18 | 35.65 | -23843 | -1820 | -1127 | 0 | 0 | 149 | 5284 | 0 | 0 | 839 | 53 | 341 | 5070 | 3288 | 7197 | 0 | 1149 | 0 | 217 | 1202 | 0 | 337 | 1200 | 0 | 465 | 0 | 0 | 0 | 0 | 0 | 0 | 0 | 0 | 0
2040-12-30 | 19 | 35.65 | -23368 | -1820 | -1163 | 0 | 0 | 116 | 4941 | 0 | 0 | 839 | 53 | 341 | 4988 | 3288 | 7197 | 0 | 1127 | 0 | 217 | 1202 | 0 | 378 | 1200 | 0 | 465 | 0 | 0 | 0 | 0 | 0 | 0 | 0 | 0 | 0
2040-12-30 | 20 | 32.18 | -22551 | -1820 | -1090 | 0 | 0 | 0 | 4349 | 0 | 0 | 802 | 53 | 341 | 4630 | 3288 | 7155 | 0 | 1345 | 0 | 216 | 1205 | 0 | 413 | 1200 | 0 | 465 | 0 | 0 | 0 | 0 | 0 | 0 | 0 | 0 | 0
2040-12-30 | 21 | 30.24 | -21587 | -1893 | -1018 | 0 | 0 | 0 | 3651 | 0 | 0 | 690 | 53 | 341 | 4483 | 3288 | 7141 | 0 | 1324 | 0 | 217 | 1209 | 0 | 436 | 1200 | 0 | 465 | 0 | 0 | 0 | 0 | 0 | 0 | 0 | 0 | 0
2040-12-30 | 22 | 25.6 | -20305 | -1893 | -927 | 0 | 0 | 0 | 2727 | 0 | 0 | 632 | 53 | 335 | 4105 | 3288 | 7119 | 0 | 1307 | 0 | 217 | 1211 | 0 | 467 | 1200 | 0 | 465 | 0 | 0 | 0 | 0 | 0 | 0 | 0 | 0 | 0
2040-12-30 | 23 | 22.83 | -18765 | -1893 | -927 | 0 | 0 | 0 | 1612 | 0 | 0 | 612 | 53 | 187 | 3751 | 3288 | 7136 | 0 | 1369 | 0 | 216 | 1194 | 0 | 503 | 1200 | 0 | 465 | 0 | 0 | 0 | 0 | 0 | 0 | 0 | 0 | 0
2040-12-30 | 24 | 24.21 | -17364 | -1820 | -836 | 0 | 0 | 0 | 597 | 0 | 0 | 584 | 53 | 275 | 3068 | 3288 | 7128 | 0 | 1485 | 0 | 212 | 1175 | 0 | 490 | 1200 | 0 | 465 | 0 | 0 | 0 | 0 | 0 | 0 | 0 | 0 | 0
2040-12-31 | 1 | 34.4 | -16340 | -1820 | -563 | 0 | -1600 | -600 | 592 | 0 | 0 | 567 | 53 | 338 | 3356 | 3288 | 7128 | 0 | 1564 | 0 | 210 | 1164 | 0 | 1000 | 1200 | 0 | 465 | 0 | 0 | 0 | 0 | 0 | 0 | 0 | 0 | 0
2040-12-31 | 2 | 34.4 | -15679 | -1820 | -509 | 0 | -965 | 0 | 528 | 0 | 0 | 567 | 53 | 341 | 1457 | 3288 | 7137 | 0 | 1596 | 0 | 210 | 1155 | 0 | 976 | 1200 | 0 | 465 | 0 | 0 | 0 | 0 | 0 | 0 | 0 | 0 | 0
2040-12-31 | 3 | 34.4 | -15343 | -1820 | -436 | 0 | -726 | 0 | 528 | 0 | 0 | 567 | 53 | 341 | 878 | 3288 | 7087 | 0 | 1616 | 0 | 213 | 1154 | 0 | 936 | 1200 | 0 | 465 | 0 | 0 | 0 | 0 | 0 | 0 | 0 | 0 | 0
2040-12-31 | 4 | 41.11 | -15283 | -1820 | -418 | 0 | 0 | 0 | 528 | 0 | 0 | 567 | 53 | 341 | 1219 | 3288 | 6411 | 0 | 1635 | 0 | 215 | 1152 | 0 | 447 | 1200 | 0 | 465 | 0 | 0 | 0 | 0 | 0 | 0 | 0 | 0 | 0
2040-12-31 | 5 | 46.49 | -15590 | -1752 | -418 | 0 | 1086 | 0 | 528 | 0 | 0 | 567 | 53 | 341 | 1433 | 3288 | 5284 | 0 | 1729 | 0 | 214 | 1148 | 0 | 425 | 1200 | 0 | 465 | 0 | 0 | 0 | 0 | 0 | 0 | 0 | 0 | 0
2040-12-31 | 6 | 46.49 | -16526 | -1752 | -436 | 0 | 1065 | 0 | 734 | 0 | 0 | 567 | 53 | 341 | 1649 | 3288 | 5929 | 0 | 1706 | 0 | 208 | 1149 | 0 | 360 | 1200 | 0 | 465 | 0 | 0 | 0 | 0 | 0 | 0 | 0 | 0 | 0
2040-12-31 | 7 | 46.49 | -17999 | -1752 | -545 | 0 | 650 | 444 | 1871 | 0 | 0 | 584 | 53 | 341 | 2025 | 3288 | 6059 | 0 | 1645 | 0 | 216 | 1157 | 0 | 299 | 1200 | 0 | 465 | 0 | 0 | 0 | 0 | 0 | 0 | 0 | 0 | 0
2040-12-31 | 8 | 41.61 | -19148 | -1752 | -672 | 0 | 30 | 0 | 2753 | 0 | 0 | 612 | 53 | 341 | 3578 | 3288 | 5927 | 0 | 1581 | 107 | 216 | 1152 | 0 | 270 | 1200 | 0 | 465 | 0 | 0 | 0 | 0 | 0 | 0 | 0 | 0 | 0
2040-12-31 | 9 | 23.17 | -19988 | -1752 | -800 | 0 | 0 | -175 | 3398 | 0 | 0 | 567 | 53 | 192 | 2905 | 3288 | 6164 | 0 | 1629 | 1178 | 216 | 1161 | 0 | 299 | 1200 | 0 | 465 | 0 | 0 | 0 | 0 | 0 | 0 | 0 | 0 | 0
2040-12-31 | 10 | 23.17 | -20593 | -1679 | -927 | 0 | 0 | -1519 | 3863 | 0 | 0 | 567 | 53 | 177 | 3038 | 3288 | 6431 | 0 | 1653 | 2267 | 216 | 1173 | 0 | 329 | 1200 | 0 | 465 | 0 | 0 | 0 | 0 | 0 | 0 | 0 | 0 | 0
2040-12-31 | 11 | 23.17 | -21010 | -1679 | -909 | 0 | 0 | -1134 | 4185 | 0 | 0 | 567 | 53 | 177 | 3148 | 3288 | 5950 | 0 | 1444 | 2520 | 216 | 1179 | 0 | 340 | 1200 | 0 | 465 | 0 | 0 | 0 | 0 | 0 | 0 | 0 | 0 | 0
2040-12-31 | 12 | 23.17 | -21212 | -1679 | -781 | 0 | 0 | -1499 | 4338 | 0 | 0 | 567 | 53 | 192 | 3148 | 3288 | 6303 | 0 | 1145 | 2722 | 215 | 1187 | 0 | 349 | 1200 | 0 | 465 | 0 | 0 | 0 | 0 | 0 | 0 | 0 | 0 | 0
2040-12-31 | 13 | 27.7 | -21133 | -1679 | -1018 | 0 | 0 | 0 | 4280 | 0 | 0 | 599 | 53 | 341 | 3340 | 3288 | 5864 | 0 | 978 | 1654 | 214 | 1199 | 0 | 355 | 1200 | 0 | 465 | 0 | 0 | 0 | 0 | 0 | 0 | 0 | 0 | 0
2040-12-31 | 14 | 31.31 | -21065 | -1679 | -999 | 0 | 0 | 329 | 4227 | 0 | 0 | 632 | 53 | 341 | 3796 | 3288 | 5448 | 0 | 909 | 1285 | 214 | 1206 | 0 | 351 | 1200 | 0 | 465 | 0 | 0 | 0 | 0 | 0 | 0 | 0 | 0 | 0
2040-12-31 | 15 | 31.31 | -20893 | -1679 | -890 | 0 | 0 | 541 | 4095 | 0 | 0 | 656 | 53 | 341 | 3995 | 3288 | 5176 | 0 | 973 | 919 | 216 | 1205 | 0 | 340 | 1200 | 0 | 465 | 0 | 0 | 0 | 0 | 0 | 0 | 0 | 0 | 0
2040-12-31 | 16 | 31.31 | -20906 | -1679 | -1181 | 0 | 0 | 640 | 4106 | 0 | 0 | 802 | 53 | 341 | 4105 | 3288 | 5706 | 0 | 943 | 409 | 216 | 1209 | 0 | 284 | 1200 | 0 | 465 | 0 | 0 | 0 | 0 | 0 | 0 | 0 | 0 | 0
2040-12-31 | 17 | 31.31 | -21802 | -1679 | -1508 | 0 | 0 | 333 | 4793 | 0 | 0 | 802 | 53 | 341 | 4448 | 3288 | 6641 | 0 | 900 | 21 | 216 | 1200 | 0 | 289 | 1200 | 0 | 465 | 0 | 0 | 0 | 0 | 0 | 0 | 0 | 0 | 0
2040-12-31 | 18 | 31.31 | -22440 | -1752 | -1817 | 0 | 0 | 935 | 5284 | 0 | 0 | 876 | 53 | 341 | 4426 | 3288 | 6529 | 0 | 857 | 0 | 217 | 1202 | 0 | 337 | 1200 | 0 | 465 | 0 | 0 | 0 | 0 | 0 | 0 | 0 | 0 | 0
2040-12-31 | 19 | 31.31 | -21677 | -1752 | -1745 | 0 | 0 | 424 | 4697 | 0 | 0 | 811 | 53 | 341 | 4426 | 3288 | 6915 | 0 | 756 | 0 | 217 | 1202 | 0 | 378 | 1200 | 0 | 465 | 0 | 0 | 0 | 0 | 0 | 0 | 0 | 0 | 0
2040-12-31 | 20 | 23.49 | -20580 | -1679 | -1236 | 0 | 0 | 0 | 3852 | 0 | 0 | 632 | 53 | 233 | 4104 | 3288 | 7041 | 0 | 793 | 0 | 216 | 1205 | 0 | 413 | 1200 | 0 | 465 | 0 | 0 | 0 | 0 | 0 | 0 | 0 | 0 | 0
2040-12-31 | 21 | 21.39 | -19617 | -1679 | -1127 | 0 | 0 | 0 | 3112 | 0 | 0 | 612 | 53 | 166 | 3955 | 3288 | 7034 | 0 | 676 | 0 | 217 | 1209 | 0 | 436 | 1200 | 0 | 465 | 0 | 0 | 0 | 0 | 0 | 0 | 0 | 0 | 0
2040-12-31 | 22 | 19.28 | -18668 | -1679 | -945 | 0 | 0 | 0 | 2383 | 0 | 0 | 612 | 53 | 160 | 3548 | 3288 | 7007 | 0 | 682 | 0 | 217 | 1211 | 0 | 467 | 1200 | 0 | 465 | 0 | 0 | 0 | 0 | 0 | 0 | 0 | 0 | 0
2040-12-31 | 23 | 21.39 | -17699 | -1679 | -781 | 0 | 0 | 0 | 1638 | 0 | 0 | 584 | 53 | 160 | 3184 | 3288 | 7007 | 0 | 668 | 0 | 216 | 1194 | 0 | 503 | 1200 | 0 | 465 | 0 | 0 | 0 | 0 | 0 | 0 | 0 | 0 | 0
2040-12-31 | 24 | 0.16 | -16819 | -1679 | -636 | 0 | 0 | 0 | 962 | 0 | 0 | 567 | 53 | 160 | 2821 | 3288 | 7000 | 0 | 742 | 0 | 212 | 1175 | 0 | 490 | 1200 | 0 | 464 | 0 | 0 | 0 | 0 | 0 | 0 | 0 | 0 | 0

## 7c. Scenario 2
ISO-NE Public
Values below are in MWs, excepty LMP which is in units of $/MWh | [27 empty] | Curtailment
Date | Hour | LMP ISO-NE | ISO-NE Base Load | Heatpump | EV | EV_Flex | BESS | PS | EE | ADR | Coal | Hydro | LFG | MSW | NG | NUC | Offshore Wind | Oil | Onshore Wind | PV | Tieline HQHG | Tieline HQPHII | Tieline HQNT | Tieline NB | Tieline NECEC | Tieline NY | WDS | Offshore Wind Curtailment | Onshore Wind Curtailment | PV Curtailment | Tieline HQHG Curtailment | Tieline HQPHII Curtailment | Tieline HQNT Curtailment | Tieline NB Curtailment | Tieline NECEC Curtailment | Tieline NY Curtailment
2040-01-01 | 1 | 5 | -15524 | -922 | -1092 | 0 | 0 | 927 | 851 | 0 | 0 | 633 | 79 | 160 | 0 | 3288 | 7132 | 0 | 1458 | 0 | 220 | 1125 | 0 | 0 | 1200 | 0 | 465 | 0 | 0 | 0 | 0 | 0 | 1000 | 850 | 0 | 0
2040-01-01 | 2 | 5 | -14810 | -886 | -992 | 459 | 1505 | 1590 | 528 | 0 | 0 | 653 | 79 | 160 | 0 | 3288 | 3906 | 0 | 1514 | 0 | 220 | 1121 | 0 | 0 | 1200 | 0 | 465 | 0 | 0 | 0 | 0 | 0 | 1000 | 852 | 0 | 0
2040-01-01 | 3 | 5 | -14273 | -847 | -859 | 373 | 1029 | 740 | 528 | 0 | 0 | 639 | 79 | 160 | 0 | 3288 | 4437 | 0 | 1702 | 0 | 220 | 1119 | 0 | 0 | 1200 | 0 | 465 | 0 | 0 | 0 | 0 | 0 | 1000 | 857 | 0 | 0
2040-01-01 | 4 | 5 | -13963 | -811 | -824 | 0 | 0 | 0 | 528 | 0 | 0 | 633 | 79 | 160 | 0 | 3288 | 6265 | 0 | 1799 | 0 | 220 | 960 | 0 | 0 | 1200 | 0 | 465 | 0 | 0 | 0 | 0 | 165 | 1000 | 465 | 0 | 0
2040-01-01 | 5 | 3.7 | -13909 | -742 | -806 | 0 | 0 | -85 | 528 | 0 | 0 | 633 | 79 | 160 | 0 | 3288 | 7350 | 0 | 1839 | 0 | 0 | 0 | 0 | 0 | 1200 | 0 | 465 | 0 | 0 | 0 | 219 | 1125 | 1000 | 445 | 0 | 0
2040-01-01 | 6 | 5 | -14205 | -709 | -842 | 0 | 0 | 0 | 528 | 0 | 0 | 633 | 79 | 160 | 0 | 3288 | 7326 | 0 | 1715 | 0 | 218 | 144 | 0 | 0 | 1200 | 0 | 465 | 0 | 0 | 0 | 0 | 981 | 1000 | 418 | 0 | 0
2040-01-01 | 7 | 5 | -14701 | -643 | -1067 | 0 | 0 | 0 | 528 | 0 | 0 | 633 | 79 | 160 | 0 | 3288 | 7290 | 0 | 1616 | 0 | 22 | 1131 | 0 | 0 | 1200 | 0 | 465 | 0 | 0 | 0 | 194 | 0 | 1000 | 389 | 0 | 0
2040-01-01 | 8 | 5 | -15113 | -580 | -1314 | 0 | 250 | 317 | 528 | 0 | 0 | 633 | 79 | 160 | 0 | 3288 | 7091 | 0 | 1543 | 100 | 214 | 1140 | 0 | 0 | 1200 | 0 | 465 | 0 | 0 | 0 | 0 | 0 | 1000 | 385 | 0 | 0
2040-01-01 | 9 | 5 | -15793 | -580 | -1579 | 0 | 0 | 14 | 1073 | 0 | 0 | 633 | 79 | 160 | 0 | 3288 | 7306 | 0 | 1455 | 1142 | 214 | 924 | 0 | 0 | 1200 | 0 | 465 | 0 | 0 | 0 | 0 | 227 | 1000 | 399 | 0 | 0
2040-01-01 | 10 | 3.7 | -16676 | -524 | -1837 | 0 | 0 | -520 | 1802 | 0 | 0 | 633 | 79 | 160 | 0 | 3288 | 7305 | 0 | 1462 | 3163 | 0 | 0 | 0 | 0 | 1200 | 0 | 465 | 0 | 0 | 0 | 215 | 1154 | 1000 | 417 | 0 | 0
2040-01-01 | 11 | 0 | -17319 | -470 | -1780 | 0 | 0 | -1859 | 2330 | 0 | 0 | 462 | 58 | 160 | 0 | 3288 | 7309 | 0 | 1292 | 6196 | 0 | 0 | 0 | 0 | 0 | 0 | 332 | 0 | 0 | 0 | 217 | 1163 | 1000 | 409 | 1200 | 0
2040-01-01 | 12 | -1.28 | -17679 | -416 | -1540 | 0 | -2931 | -1859 | 2626 | 0 | 0 | 440 | 49 | 160 | 0 | 3288 | 7303 | 0 | 1314 | 8956 | 0 | 0 | 0 | 0 | 0 | 0 | 289 | 0 | 0 | 0 | 217 | 1161 | 1000 | 411 | 1200 | 0
2040-01-01 | 13 | -1.28 | -17785 | -470 | -2002 | 0 | -1684 | -1859 | 2716 | 0 | 0 | 440 | 49 | 160 | 0 | 3288 | 7300 | 0 | 1283 | 8282 | 0 | 0 | 0 | 0 | 0 | 0 | 280 | 0 | 0 | 0 | 216 | 1158 | 1000 | 418 | 1200 | 0
2040-01-01 | 14 | -1.28 | -17723 | -524 | -1977 | 0 | -893 | -1859 | 2663 | 0 | 0 | 440 | 58 | 160 | 0 | 3288 | 7297 | 0 | 1630 | 7116 | 0 | 0 | 0 | 0 | 0 | 0 | 323 | 0 | 0 | 0 | 217 | 1157 | 1000 | 423 | 1200 | 0
2040-01-01 | 15 | 2 | -17742 | -580 | -1758 | 0 | 0 | -1859 | 2679 | 0 | 0 | 633 | 79 | 160 | 0 | 3288 | 7303 | 0 | 2258 | 4380 | 0 | 0 | 0 | 0 | 704 | 0 | 456 | 0 | 0 | 0 | 217 | 1145 | 1000 | 412 | 496 | 0
2040-01-01 | 16 | 5 | -18083 | -643 | -2324 | 185 | 390 | 0 | 2964 | 0 | 0 | 633 | 79 | 160 | 0 | 3288 | 7302 | 0 | 2351 | 1498 | 0 | 536 | 0 | 0 | 1200 | 0 | 465 | 0 | 0 | 0 | 219 | 609 | 1000 | 386 | 0 | 0
2040-01-01 | 17 | 5 | -19513 | -742 | -2976 | 492 | 1673 | 1411 | 4143 | 0 | 0 | 639 | 79 | 160 | 0 | 3288 | 7290 | 0 | 2320 | 72 | 0 | 0 | 0 | 0 | 1200 | 0 | 465 | 0 | 0 | 0 | 218 | 1124 | 1000 | 400 | 0 | 0
2040-01-01 | 18 | 5 | -20896 | -811 | -3581 | 478 | 1440 | 1284 | 5284 | 0 | 0 | 639 | 79 | 160 | 0 | 3288 | 7286 | 0 | 2332 | 0 | 218 | 1136 | 0 | 0 | 1200 | 0 | 465 | 0 | 0 | 0 | 0 | 0 | 1000 | 439 | 0 | 0
2040-01-01 | 19 | 5 | -20704 | -847 | -3431 | 1025 | 2599 | 791 | 5125 | 0 | 0 | 639 | 79 | 160 | 0 | 3288 | 7202 | 0 | 2305 | 0 | 103 | 0 | 0 | 0 | 1200 | 0 | 465 | 0 | 0 | 0 | 115 | 1152 | 1000 | 454 | 0 | 0
2040-01-01 | 20 | 5 | -20149 | -886 | -2421 | 1032 | 754 | 1125 | 4666 | 0 | 0 | 639 | 79 | 160 | 0 | 3288 | 7058 | 0 | 2245 | 0 | 218 | 528 | 0 | 0 | 1200 | 0 | 465 | 0 | 0 | 0 | 0 | 627 | 1000 | 469 | 0 | 0
2040-01-01 | 21 | 5 | -19379 | -922 | -2209 | 579 | 2303 | 1006 | 4032 | 0 | 0 | 639 | 79 | 160 | 0 | 3288 | 6526 | 0 | 2233 | 0 | 0 | 0 | 0 | 0 | 1200 | 0 | 465 | 0 | 0 | 0 | 218 | 1155 | 1000 | 486 | 0 | 0
2040-01-01 | 22 | 5 | -18261 | -1002 | -1859 | 920 | 1217 | 1585 | 3107 | 0 | 0 | 639 | 79 | 160 | 0 | 3288 | 6289 | 0 | 2173 | 0 | 0 | 0 | 0 | 0 | 1200 | 0 | 465 | 0 | 0 | 0 | 219 | 1157 | 1000 | 499 | 0 | 0
2040-01-01 | 23 | 5 | -16900 | -1041 | -1554 | 548 | 2636 | 1341 | 1987 | 0 | 0 | 639 | 79 | 160 | 0 | 3288 | 5037 | 0 | 2086 | 0 | 29 | 0 | 0 | 0 | 1200 | 0 | 465 | 0 | 0 | 0 | 191 | 1142 | 1000 | 502 | 0 | 0
2040-01-01 | 24 | 5 | -15771 | -1125 | -1261 | 773 | 3591 | 723 | 1052 | 0 | 0 | 653 | 79 | 160 | 0 | 3288 | 4244 | 0 | 1930 | 0 | 0 | 0 | 0 | 0 | 1200 | 0 | 465 | 0 | 0 | 0 | 219 | 1136 | 1000 | 465 | 0 | 0
2040-01-02 | 1 | 33.41 | -15042 | -1167 | -1110 | 0 | -968 | -1137 | 528 | 0 | 0 | 653 | 79 | 319 | 3751 | 3288 | 4138 | 0 | 1807 | 0 | 220 | 1125 | 1000 | 850 | 1200 | 0 | 465 | 0 | 0 | 0 | 0 | 0 | 0 | 0 | 0 | 0
2040-01-02 | 2 | 33.41 | -14732 | -1212 | -1003 | 0 | -877 | -1831 | 528 | 0 | 0 | 639 | 79 | 335 | 3751 | 3288 | 4457 | 0 | 1718 | 0 | 220 | 1121 | 1000 | 852 | 1200 | 0 | 465 | 0 | 0 | 0 | 0 | 0 | 0 | 0 | 0 | 0
2040-01-02 | 3 | 33.41 | -14682 | -1257 | -859 | 0 | -1878 | -1168 | 528 | 0 | 0 | 639 | 79 | 341 | 3751 | 3288 | 4707 | 0 | 1649 | 0 | 220 | 1119 | 1000 | 857 | 1200 | 0 | 465 | 0 | 0 | 0 | 0 | 0 | 0 | 0 | 0 | 0
2040-01-02 | 4 | 33.41 | -14847 | -1349 | -824 | 0 | -496 | -1859 | 528 | 0 | 0 | 639 | 79 | 341 | 3751 | 3288 | 4792 | 0 | 1481 | 0 | 220 | 1125 | 1000 | 465 | 1200 | 0 | 465 | 0 | 0 | 0 | 0 | 0 | 0 | 0 | 0 | 0
2040-01-02 | 5 | 33.41 | -15455 | -1397 | -824 | 0 | -887 | -1196 | 528 | 0 | 0 | 653 | 79 | 341 | 3751 | 3288 | 5179 | 0 | 1486 | 0 | 219 | 1125 | 1000 | 445 | 1200 | 0 | 465 | 0 | 0 | 0 | 0 | 0 | 0 | 0 | 0 | 0
2040-01-02 | 6 | 33.41 | -17020 | -1397 | -859 | 0 | 0 | -544 | 528 | 0 | 0 | 936 | 79 | 341 | 4054 | 3288 | 4621 | 0 | 1547 | 0 | 218 | 1125 | 1000 | 418 | 1200 | 0 | 465 | 0 | 0 | 0 | 0 | 0 | 0 | 0 | 0 | 0
2040-01-02 | 7 | 37.34 | -19496 | -1445 | -1074 | 0 | 0 | 0 | 2267 | 0 | 0 | 1112 | 79 | 341 | 4719 | 3288 | 4373 | 0 | 1436 | 0 | 216 | 1131 | 1000 | 389 | 1200 | 0 | 465 | 0 | 0 | 0 | 0 | 0 | 0 | 0 | 0 | 0
2040-01-02 | 8 | 41.01 | -20953 | -1445 | -1325 | 0 | 0 | 0 | 3329 | 0 | 0 | 1126 | 79 | 341 | 6332 | 3288 | 3456 | 0 | 1221 | 148 | 214 | 1140 | 1000 | 385 | 1200 | 0 | 465 | 0 | 0 | 0 | 0 | 0 | 0 | 0 | 0 | 0
2040-01-02 | 9 | 39.99 | -21226 | -1445 | -1576 | 0 | 0 | 0 | 3530 | 0 | 0 | 1126 | 79 | 341 | 5902 | 3288 | 2617 | 0 | 1038 | 1897 | 214 | 1151 | 1000 | 399 | 1200 | 0 | 465 | 0 | 0 | 0 | 0 | 0 | 0 | 0 | 0 | 0
2040-01-02 | 10 | 33.41 | -21233 | -1349 | -1826 | 0 | -731 | -642 | 3535 | 0 | 0 | 766 | 79 | 341 | 4236 | 3288 | 2456 | 0 | 863 | 5767 | 215 | 1154 | 1000 | 417 | 1200 | 0 | 465 | 0 | 0 | 0 | 0 | 0 | 0 | 0 | 0 | 0
2040-01-02 | 11 | 33.41 | -21236 | -1257 | -1791 | 0 | -1041 | -1597 | 3535 | 0 | 0 | 639 | 79 | 341 | 4236 | 3288 | 1829 | 0 | 664 | 7856 | 217 | 1163 | 1000 | 409 | 1200 | 0 | 465 | 0 | 0 | 0 | 0 | 0 | 0 | 0 | 0 | 0
2040-01-02 | 12 | 33.41 | -21158 | -1212 | -1540 | 0 | -705 | -1859 | 3482 | 0 | 0 | 653 | 79 | 341 | 4236 | 3288 | 1227 | 0 | 503 | 8212 | 217 | 1161 | 1000 | 411 | 1200 | 0 | 465 | 0 | 0 | 0 | 0 | 0 | 0 | 0 | 0 | 0
2040-01-02 | 13 | 33.41 | -20921 | -1125 | -2005 | 0 | -148 | -1859 | 3308 | 0 | 0 | 653 | 79 | 341 | 4236 | 3288 | 922 | 0 | 419 | 8355 | 216 | 1158 | 1000 | 418 | 1200 | 0 | 465 | 0 | 0 | 0 | 0 | 0 | 0 | 0 | 0 | 0
2040-01-02 | 14 | 33.41 | -20812 | -1083 | -1970 | 0 | -87 | -599 | 3229 | 0 | 0 | 923 | 79 | 341 | 4132 | 3288 | 568 | 0 | 345 | 7184 | 217 | 1157 | 1000 | 423 | 1200 | 0 | 465 | 0 | 0 | 0 | 0 | 0 | 0 | 0 | 0 | 0
2040-01-02 | 15 | 41.95 | -20780 | -1083 | -1755 | 0 | 0 | 0 | 3202 | 0 | 0 | 1126 | 79 | 341 | 6512 | 3288 | 288 | 0 | 232 | 4111 | 217 | 1145 | 1000 | 412 | 1200 | 0 | 465 | 0 | 0 | 0 | 0 | 0 | 0 | 0 | 0 | 0
2040-01-02 | 16 | 45.33 | -21060 | -1125 | -2328 | 0 | 0 | 1378 | 3408 | 0 | 0 | 1472 | 79 | 341 | 8820 | 3288 | 83 | 0 | 238 | 990 | 219 | 1145 | 1000 | 386 | 1200 | 0 | 465 | 0 | 0 | 0 | 0 | 0 | 0 | 0 | 0 | 0
2040-01-02 | 17 | 45.33 | -22359 | -1167 | -2972 | 7 | 1548 | 1859 | 4359 | 0 | 0 | 1472 | 79 | 341 | 8820 | 3288 | 42 | 0 | 236 | 39 | 218 | 1124 | 1000 | 400 | 1200 | 0 | 465 | 0 | 0 | 0 | 0 | 0 | 0 | 0 | 0 | 0
2040-01-02 | 18 | 45.33 | -23629 | -1212 | -3581 | 36 | 2418 | 1859 | 5284 | 0 | 0 | 1472 | 79 | 341 | 8820 | 3288 | 59 | 0 | 308 | 0 | 218 | 1136 | 1000 | 439 | 1200 | 0 | 465 | 0 | 0 | 0 | 0 | 0 | 0 | 0 | 0 | 0
2040-01-02 | 19 | 45.33 | -23512 | -1257 | -3438 | 159 | 1976 | 1859 | 5199 | 0 | 0 | 1472 | 79 | 341 | 8820 | 3288 | 129 | 0 | 395 | 0 | 218 | 1152 | 1000 | 454 | 1200 | 0 | 465 | 0 | 0 | 0 | 0 | 0 | 0 | 0 | 0 | 0
2040-01-02 | 20 | 45.33 | -22946 | -1302 | -2435 | 96 | 804 | 1859 | 4787 | 0 | 0 | 1472 | 79 | 341 | 8820 | 3288 | 257 | 0 | 373 | 0 | 218 | 1155 | 1000 | 469 | 1200 | 0 | 465 | 0 | 0 | 0 | 0 | 0 | 0 | 0 | 0 | 0
2040-01-02 | 21 | 45.33 | -22027 | -1302 | -2220 | 0 | 104 | 1314 | 4116 | 0 | 0 | 1472 | 79 | 341 | 9221 | 3288 | 701 | 0 | 390 | 0 | 218 | 1155 | 1000 | 486 | 1200 | 0 | 465 | 0 | 0 | 0 | 0 | 0 | 0 | 0 | 0 | 0
2040-01-02 | 22 | 45.14 | -20636 | -1302 | -1862 | 0 | 0 | 446 | 3096 | 0 | 0 | 1472 | 79 | 341 | 9113 | 3288 | 978 | 0 | 446 | 0 | 219 | 1157 | 1000 | 499 | 1200 | 0 | 465 | 0 | 0 | 0 | 0 | 0 | 0 | 0 | 0 | 0
2040-01-02 | 23 | 43.71 | -18865 | -1257 | -1540 | 0 | 0 | 0 | 1807 | 0 | 0 | 1452 | 79 | 341 | 8357 | 3288 | 1256 | 0 | 552 | 0 | 220 | 1142 | 1000 | 502 | 1200 | 0 | 465 | 0 | 0 | 0 | 0 | 0 | 0 | 0 | 0 | 0
2040-01-02 | 24 | 42.91 | -17349 | -1257 | -1253 | 0 | 0 | 0 | 697 | 0 | 0 | 1279 | 79 | 341 | 7408 | 3288 | 1796 | 0 | 486 | 0 | 219 | 1136 | 1000 | 465 | 1200 | 0 | 465 | 0 | 0 | 0 | 0 | 0 | 0 | 0 | 0 | 0
2040-01-03 | 1 | 40.34 | -16344 | -1257 | -1110 | 0 | 0 | 0 | 528 | 0 | 0 | 1126 | 79 | 341 | 5954 | 3288 | 1992 | 0 | 543 | 0 | 220 | 1125 | 1000 | 850 | 1200 | 0 | 465 | 0 | 0 | 0 | 0 | 0 | 0 | 0 | 0 | 0
2040-01-03 | 2 | 39.87 | -15791 | -1212 | -1003 | 0 | 0 | 0 | 528 | 0 | 0 | 1126 | 79 | 341 | 5281 | 3288 | 1892 | 0 | 613 | 0 | 220 | 1121 | 1000 | 852 | 1200 | 0 | 465 | 0 | 0 | 0 | 0 | 0 | 0 | 0 | 0 | 0
2040-01-03 | 3 | 38.05 | -15503 | -1212 | -859 | 0 | 0 | 0 | 528 | 0 | 0 | 1112 | 79 | 341 | 4865 | 3288 | 1815 | 0 | 685 | 0 | 220 | 1119 | 1000 | 857 | 1200 | 0 | 465 | 0 | 0 | 0 | 0 | 0 | 0 | 0 | 0 | 0
2040-01-03 | 4 | 39.11 | -15477 | -1167 | -824 | 0 | 0 | 0 | 528 | 0 | 0 | 1112 | 79 | 341 | 5012 | 3288 | 1937 | 0 | 695 | 0 | 220 | 1125 | 1000 | 465 | 1200 | 0 | 465 | 0 | 0 | 0 | 0 | 0 | 0 | 0 | 0 | 0
2040-01-03 | 5 | 40.98 | -15884 | -1167 | -824 | 0 | 0 | 0 | 528 | 0 | 0 | 1126 | 79 | 341 | 5796 | 3288 | 1544 | 0 | 719 | 0 | 219 | 1125 | 1000 | 445 | 1200 | 0 | 465 | 0 | 0 | 0 | 0 | 0 | 0 | 0 | 0 | 0
2040-01-03 | 6 | 42.58 | -17166 | -1167 | -859 | 0 | 0 | 0 | 1057 | 0 | 0 | 1126 | 79 | 341 | 6521 | 3288 | 1685 | 0 | 669 | 0 | 218 | 1125 | 1000 | 418 | 1200 | 0 | 465 | 0 | 0 | 0 | 0 | 0 | 0 | 0 | 0 | 0
2040-01-03 | 7 | 42.91 | -19327 | -1125 | -1074 | 0 | 0 | 0 | 2695 | 0 | 0 | 1196 | 79 | 341 | 7223 | 3288 | 1721 | 0 | 582 | 0 | 216 | 1131 | 1000 | 389 | 1200 | 0 | 465 | 0 | 0 | 0 | 0 | 0 | 0 | 0 | 0 | 0
2040-01-03 | 8 | 43.09 | -20721 | -1125 | -1325 | 0 | 0 | 0 | 3752 | 0 | 0 | 1320 | 79 | 341 | 7618 | 3288 | 1772 | 0 | 534 | 63 | 214 | 1140 | 1000 | 385 | 1200 | 0 | 465 | 0 | 0 | 0 | 0 | 0 | 0 | 0 | 0 | 0
2040-01-03 | 9 | 42 | -21000 | -1083 | -1576 | 0 | 0 | 0 | 3963 | 0 | 0 | 1162 | 79 | 341 | 6870 | 3288 | 2311 | 0 | 475 | 741 | 214 | 1151 | 1000 | 399 | 1200 | 0 | 465 | 0 | 0 | 0 | 0 | 0 | 0 | 0 | 0 | 0
2040-01-03 | 10 | 36.96 | -21028 | -1083 | -1826 | 0 | -93 | 0 | 3984 | 0 | 0 | 1112 | 79 | 341 | 4825 | 3288 | 3313 | 0 | 369 | 2269 | 215 | 1154 | 1000 | 417 | 1200 | 0 | 465 | 0 | 0 | 0 | 0 | 0 | 0 | 0 | 0 | 0
2040-01-03 | 11 | 36.96 | -20887 | -1002 | -1791 | 0 | -4928 | 0 | 3878 | 0 | 0 | 633 | 79 | 341 | 3740 | 3288 | 5760 | 0 | 309 | 6126 | 217 | 1163 | 1000 | 409 | 1200 | 0 | 465 | 0 | 0 | 0 | 0 | 0 | 0 | 0 | 0 | 0
2040-01-03 | 12 | 36.96 | -20692 | -886 | -1540 | 0 | -5082 | 0 | 3731 | 0 | 0 | 633 | 79 | 341 | 1373 | 3288 | 6228 | 0 | 239 | 7834 | 217 | 1161 | 1000 | 411 | 1200 | 0 | 465 | 0 | 0 | 0 | 0 | 0 | 0 | 0 | 0 | 0
2040-01-03 | 13 | 36.96 | -20491 | -811 | -2005 | 0 | -2416 | 0 | 3577 | 0 | 0 | 633 | 79 | 341 | 901 | 3288 | 5884 | 0 | 269 | 6294 | 216 | 1158 | 1000 | 418 | 1200 | 0 | 465 | 0 | 0 | 0 | 0 | 0 | 0 | 0 | 0 | 0
2040-01-03 | 14 | 36.96 | -20337 | -775 | -1970 | 0 | -2129 | 0 | 3461 | 0 | 0 | 633 | 79 | 341 | 901 | 3288 | 5582 | 0 | 281 | 6181 | 217 | 1157 | 1000 | 423 | 1200 | 0 | 465 | 0 | 0 | 0 | 0 | 0 | 0 | 0 | 0 | 0
2040-01-03 | 15 | 49.47 | -20241 | -775 | -1755 | 0 | 113 | 0 | 3387 | 0 | 0 | 653 | 79 | 358 | 1617 | 3288 | 4853 | 0 | 300 | 3684 | 217 | 1145 | 1000 | 412 | 1200 | 0 | 465 | 0 | 0 | 0 | 0 | 0 | 0 | 0 | 0 | 0
2040-01-03 | 16 | 49.47 | -20410 | -811 | -2328 | 0 | 3559 | 0 | 3514 | 0 | 0 | 1121 | 79 | 358 | 1792 | 3288 | 3886 | 0 | 327 | 1210 | 219 | 1145 | 1000 | 386 | 1200 | 0 | 465 | 0 | 0 | 0 | 0 | 0 | 0 | 0 | 0 | 0
2040-01-03 | 17 | 49.47 | -21526 | -847 | -2972 | 0 | 5505 | 0 | 4365 | 0 | 0 | 1366 | 79 | 358 | 2336 | 3288 | 3157 | 0 | 410 | 75 | 218 | 1124 | 1000 | 400 | 1200 | 0 | 465 | 0 | 0 | 0 | 0 | 0 | 0 | 0 | 0 | 0
2040-01-03 | 18 | 49.47 | -22741 | -922 | -3581 | 0 | 2416 | 0 | 5284 | 0 | 0 | 1472 | 79 | 358 | 6156 | 3288 | 3215 | 0 | 518 | 0 | 218 | 1136 | 1000 | 439 | 1200 | 0 | 465 | 0 | 0 | 0 | 0 | 0 | 0 | 0 | 0 | 0
2040-01-03 | 19 | 49.47 | -22617 | -960 | -3438 | 0 | 1005 | 0 | 5189 | 0 | 0 | 1452 | 79 | 350 | 7267 | 3288 | 3172 | 0 | 724 | 0 | 218 | 1152 | 1000 | 454 | 1200 | 0 | 465 | 0 | 0 | 0 | 0 | 0 | 0 | 0 | 0 | 0
2040-01-03 | 20 | 44.56 | -22036 | -1002 | -2435 | 0 | 0 | 0 | 4750 | 0 | 0 | 1196 | 79 | 341 | 7096 | 3288 | 3358 | 0 | 858 | 0 | 218 | 1155 | 1000 | 469 | 1200 | 0 | 465 | 0 | 0 | 0 | 0 | 0 | 0 | 0 | 0 | 0
2040-01-03 | 21 | 43.71 | -21176 | -1002 | -2220 | 0 | 0 | 0 | 4095 | 0 | 0 | 1196 | 79 | 341 | 6874 | 3288 | 3448 | 0 | 553 | 0 | 218 | 1155 | 1000 | 486 | 1200 | 0 | 465 | 0 | 0 | 0 | 0 | 0 | 0 | 0 | 0 | 0
2040-01-03 | 22 | 42.06 | -19873 | -1041 | -1862 | 0 | 0 | 0 | 3107 | 0 | 0 | 1126 | 79 | 341 | 6477 | 3288 | 3287 | 0 | 532 | 0 | 219 | 1157 | 1000 | 499 | 1200 | 0 | 465 | 0 | 0 | 0 | 0 | 0 | 0 | 0 | 0 | 0
2040-01-03 | 23 | 42.02 | -18197 | -1041 | -1540 | 0 | 0 | 0 | 1839 | 0 | 0 | 1126 | 79 | 341 | 6436 | 3288 | 2529 | 0 | 611 | 0 | 220 | 1142 | 1000 | 502 | 1200 | 0 | 465 | 0 | 0 | 0 | 0 | 0 | 0 | 0 | 0 | 0
2040-01-03 | 24 | 41.44 | -16731 | -1041 | -1253 | 0 | 0 | 0 | 724 | 0 | 0 | 1126 | 79 | 341 | 6107 | 3288 | 2368 | 0 | 508 | 0 | 219 | 1136 | 1000 | 465 | 1200 | 0 | 465 | 0 | 0 | 0 | 0 | 0 | 0 | 0 | 0 | 0
2040-01-04 | 1 | 37.4 | -15781 | -1041 | -1110 | 0 | 0 | 0 | 534 | 0 | 0 | 1126 | 79 | 341 | 4987 | 3288 | 1847 | 0 | 871 | 0 | 220 | 1125 | 1000 | 850 | 1200 | 0 | 465 | 0 | 0 | 0 | 0 | 0 | 0 | 0 | 0 | 0
2040-01-04 | 2 | 38.14 | -15244 | -1083 | -1003 | 0 | 0 | 0 | 528 | 0 | 0 | 1112 | 79 | 341 | 4940 | 3288 | 1163 | 0 | 1020 | 0 | 220 | 1121 | 1000 | 852 | 1200 | 0 | 465 | 0 | 0 | 0 | 0 | 0 | 0 | 0 | 0 | 0
2040-01-04 | 3 | 38.05 | -15010 | -1041 | -859 | 0 | 0 | 0 | 528 | 0 | 0 | 1112 | 79 | 341 | 4886 | 3288 | 891 | 0 | 925 | 0 | 220 | 1119 | 1000 | 857 | 1200 | 0 | 465 | 0 | 0 | 0 | 0 | 0 | 0 | 0 | 0 | 0
2040-01-04 | 4 | 41.01 | -15042 | -1083 | -824 | 0 | 0 | 0 | 528 | 0 | 0 | 1126 | 79 | 341 | 5821 | 3288 | 569 | 0 | 722 | 0 | 220 | 1125 | 1000 | 465 | 1200 | 0 | 465 | 0 | 0 | 0 | 0 | 0 | 0 | 0 | 0 | 0
2040-01-04 | 5 | 42.06 | -15528 | -1083 | -824 | 0 | 0 | 0 | 528 | 0 | 0 | 1126 | 79 | 341 | 6424 | 3288 | 393 | 0 | 802 | 0 | 219 | 1125 | 1000 | 445 | 1200 | 0 | 465 | 0 | 0 | 0 | 0 | 0 | 0 | 0 | 0 | 0
2040-01-04 | 6 | 42.96 | -16906 | -1125 | -859 | 0 | 0 | 0 | 1421 | 0 | 0 | 1159 | 79 | 341 | 6852 | 3288 | 405 | 0 | 919 | 0 | 218 | 1125 | 1000 | 418 | 1200 | 0 | 465 | 0 | 0 | 0 | 0 | 0 | 0 | 0 | 0 | 0
2040-01-04 | 7 | 43.46 | -19208 | -1125 | -1074 | 0 | 0 | 0 | 3244 | 0 | 0 | 1196 | 79 | 341 | 7097 | 3288 | 674 | 0 | 1087 | 0 | 216 | 1131 | 1000 | 389 | 1200 | 0 | 465 | 0 | 0 | 0 | 0 | 0 | 0 | 0 | 0 | 0
2040-01-04 | 8 | 42.58 | -20522 | -1167 | -1325 | 0 | 0 | 0 | 4291 | 0 | 0 | 1126 | 79 | 341 | 6832 | 3288 | 1333 | 0 | 1143 | 177 | 214 | 1140 | 1000 | 385 | 1200 | 0 | 465 | 0 | 0 | 0 | 0 | 0 | 0 | 0 | 0 | 0
2040-01-04 | 9 | 33.57 | -20669 | -1125 | -1576 | 0 | 0 | 0 | 4407 | 0 | 0 | 1038 | 79 | 341 | 3949 | 3288 | 2666 | 0 | 1200 | 1974 | 214 | 1151 | 1000 | 399 | 1200 | 0 | 465 | 0 | 0 | 0 | 0 | 0 | 0 | 0 | 0 | 0
2040-01-04 | 10 | 26.76 | -20587 | -1002 | -1826 | 0 | -36 | -739 | 4338 | 0 | 0 | 639 | 79 | 341 | 1634 | 3288 | 3454 | 0 | 1166 | 4800 | 215 | 1154 | 1000 | 417 | 1200 | 0 | 465 | 0 | 0 | 0 | 0 | 0 | 0 | 0 | 0 | 0
2040-01-04 | 11 | 26.76 | -20538 | -922 | -1791 | 0 | 0 | -441 | 4301 | 0 | 0 | 633 | 79 | 341 | 19 | 3288 | 4050 | 0 | 1107 | 5419 | 217 | 1163 | 1000 | 409 | 1200 | 0 | 465 | 0 | 0 | 0 | 0 | 0 | 0 | 0 | 0 | 0
2040-01-04 | 12 | 25.52 | -20383 | -847 | -1540 | 0 | -1333 | -1859 | 4180 | 0 | 0 | 633 | 79 | 341 | 19 | 3288 | 5189 | 0 | 983 | 6797 | 217 | 1161 | 1000 | 411 | 1200 | 0 | 465 | 0 | 0 | 0 | 0 | 0 | 0 | 0 | 0 | 0
2040-01-04 | 13 | 25.52 | -20091 | -775 | -2005 | 0 | -559 | -1859 | 3947 | 0 | 0 | 633 | 79 | 341 | 15 | 3288 | 5609 | 0 | 897 | 6024 | 216 | 1158 | 1000 | 418 | 1200 | 0 | 465 | 0 | 0 | 0 | 0 | 0 | 0 | 0 | 0 | 0
2040-01-04 | 14 | 25.52 | -19914 | -709 | -1970 | 0 | -211 | -1859 | 3804 | 0 | 0 | 633 | 79 | 341 | 15 | 3288 | 6141 | 0 | 878 | 5022 | 217 | 1157 | 1000 | 423 | 1200 | 0 | 465 | 0 | 0 | 0 | 0 | 0 | 0 | 0 | 0 | 0
2040-01-04 | 15 | 26.76 | -19739 | -676 | -1755 | 0 | 0 | -461 | 3667 | 0 | 0 | 633 | 79 | 341 | 15 | 3288 | 6438 | 0 | 893 | 2837 | 217 | 1145 | 1000 | 412 | 1200 | 0 | 465 | 0 | 0 | 0 | 0 | 0 | 0 | 0 | 0 | 0
2040-01-04 | 16 | 36.17 | -19839 | -676 | -2328 | 0 | 319 | 657 | 3746 | 0 | 0 | 653 | 79 | 341 | 800 | 3288 | 6808 | 0 | 886 | 850 | 219 | 1145 | 1000 | 386 | 1200 | 0 | 465 | 0 | 0 | 0 | 0 | 0 | 0 | 0 | 0 | 0
2040-01-04 | 17 | 36.17 | -20879 | -709 | -2972 | 0 | 0 | 803 | 4571 | 0 | 0 | 849 | 79 | 341 | 2402 | 3288 | 6860 | 0 | 908 | 54 | 218 | 1124 | 1000 | 400 | 1200 | 0 | 465 | 0 | 0 | 0 | 0 | 0 | 0 | 0 | 0 | 0
2040-01-04 | 18 | 36.17 | -21779 | -775 | -3581 | 0 | 75 | 953 | 5284 | 0 | 0 | 1038 | 79 | 341 | 2983 | 3288 | 6760 | 0 | 876 | 0 | 218 | 1136 | 1000 | 439 | 1200 | 0 | 465 | 0 | 0 | 0 | 0 | 0 | 0 | 0 | 0 | 0
2040-01-04 | 19 | 36.17 | -21475 | -847 | -3438 | 0 | 7 | 796 | 5041 | 0 | 0 | 1038 | 79 | 341 | 3116 | 3288 | 6622 | 0 | 943 | 0 | 218 | 1152 | 1000 | 454 | 1200 | 0 | 465 | 0 | 0 | 0 | 0 | 0 | 0 | 0 | 0 | 0
2040-01-04 | 20 | 26.76 | -20833 | -847 | -2435 | 0 | 0 | -138 | 4534 | 0 | 0 | 849 | 79 | 341 | 3266 | 3288 | 6497 | 0 | 892 | 0 | 218 | 1155 | 1000 | 469 | 1200 | 0 | 465 | 0 | 0 | 0 | 0 | 0 | 0 | 0 | 0 | 0
2040-01-04 | 21 | 29.8 | -20068 | -847 | -2220 | 0 | 0 | 0 | 3931 | 0 | 0 | 897 | 79 | 341 | 3336 | 3288 | 5804 | 0 | 934 | 0 | 218 | 1155 | 1000 | 486 | 1200 | 0 | 465 | 0 | 0 | 0 | 0 | 0 | 0 | 0 | 0 | 0
2040-01-04 | 22 | 36.17 | -19055 | -886 | -1862 | 0 | 0 | 566 | 3128 | 0 | 0 | 1075 | 79 | 341 | 3541 | 3288 | 4432 | 0 | 813 | 0 | 219 | 1157 | 1000 | 499 | 1200 | 0 | 465 | 0 | 0 | 0 | 0 | 0 | 0 | 0 | 0 | 0
2040-01-04 | 23 | 36.17 | -17733 | -922 | -1540 | 0 | 689 | 791 | 2077 | 0 | 0 | 1112 | 79 | 341 | 3541 | 3288 | 3052 | 0 | 695 | 0 | 220 | 1142 | 1000 | 502 | 1200 | 0 | 465 | 0 | 0 | 0 | 0 | 0 | 0 | 0 | 0 | 0
2040-01-04 | 24 | 36.17 | -16372 | -922 | -1253 | 0 | 750 | 878 | 999 | 0 | 0 | 1126 | 79 | 341 | 4030 | 3288 | 1968 | 0 | 604 | 0 | 219 | 1136 | 1000 | 465 | 1200 | 0 | 465 | 0 | 0 | 0 | 0 | 0 | 0 | 0 | 0 | 0
2040-01-05 | 1 | 39.87 | -15380 | -922 | -1110 | 0 | 0 | 0 | 645 | 0 | 0 | 1126 | 79 | 341 | 5336 | 3288 | 1248 | 0 | 490 | 0 | 220 | 1125 | 1000 | 850 | 1200 | 0 | 465 | 0 | 0 | 0 | 0 | 0 | 0 | 0 | 0 | 0
2040-01-05 | 2 | 39.11 | -14757 | -960 | -1003 | 0 | 0 | 0 | 528 | 0 | 0 | 1126 | 79 | 341 | 5113 | 3288 | 946 | 0 | 442 | 0 | 220 | 1121 | 1000 | 852 | 1200 | 0 | 465 | 0 | 0 | 0 | 0 | 0 | 0 | 0 | 0 | 0
2040-01-05 | 3 | 38.05 | -14408 | -960 | -859 | 0 | 0 | 0 | 528 | 0 | 0 | 1126 | 79 | 341 | 4942 | 3288 | 650 | 0 | 413 | 0 | 220 | 1119 | 1000 | 857 | 1200 | 0 | 465 | 0 | 0 | 0 | 0 | 0 | 0 | 0 | 0 | 0
2040-01-05 | 4 | 39.94 | -14294 | -960 | -824 | 0 | 0 | 0 | 528 | 0 | 0 | 1126 | 79 | 341 | 5596 | 3288 | 311 | 0 | 334 | 0 | 220 | 1125 | 1000 | 465 | 1200 | 0 | 465 | 0 | 0 | 0 | 0 | 0 | 0 | 0 | 0 | 0
2040-01-05 | 5 | 40.34 | -14418 | -960 | -824 | 0 | 0 | 0 | 528 | 0 | 0 | 1126 | 79 | 341 | 5865 | 3288 | 229 | 0 | 292 | 0 | 219 | 1125 | 1000 | 445 | 1200 | 0 | 465 | 0 | 0 | 0 | 0 | 0 | 0 | 0 | 0 | 0
2040-01-05 | 6 | 41.44 | -14931 | -960 | -859 | 0 | 0 | 0 | 528 | 0 | 0 | 1126 | 79 | 341 | 6247 | 3288 | 480 | 0 | 237 | 0 | 218 | 1125 | 1000 | 418 | 1200 | 0 | 465 | 0 | 0 | 0 | 0 | 0 | 0 | 0 | 0 | 0
2040-01-05 | 7 | 40.06 | -15827 | -960 | -1074 | 0 | 0 | 0 | 1009 | 0 | 0 | 1126 | 79 | 341 | 5850 | 3288 | 1593 | 0 | 175 | 0 | 216 | 1131 | 1000 | 389 | 1200 | 0 | 465 | 0 | 0 | 0 | 0 | 0 | 0 | 0 | 0 | 0
2040-01-05 | 8 | 36.96 | -16871 | -960 | -1325 | 0 | 0 | 0 | 1865 | 0 | 0 | 1112 | 79 | 341 | 4755 | 3288 | 3010 | 0 | 223 | 79 | 214 | 1140 | 1000 | 385 | 1200 | 0 | 465 | 0 | 0 | 0 | 0 | 0 | 0 | 0 | 0 | 0
2040-01-05 | 9 | 31.79 | -17976 | -960 | -1576 | 0 | 0 | -686 | 2774 | 0 | 0 | 850 | 79 | 341 | 3941 | 3288 | 4637 | 0 | 313 | 547 | 214 | 1151 | 1000 | 399 | 1200 | 0 | 465 | 0 | 0 | 0 | 0 | 0 | 0 | 0 | 0 | 0
2040-01-05 | 10 | 31.79 | -18928 | -922 | -1826 | 0 | 0 | -952 | 3556 | 0 | 0 | 762 | 79 | 341 | 3772 | 3288 | 5106 | 0 | 169 | 1104 | 215 | 1154 | 1000 | 417 | 1200 | 0 | 465 | 0 | 0 | 0 | 0 | 0 | 0 | 0 | 0 | 0
2040-01-05 | 11 | 31.37 | -19460 | -886 | -1791 | 0 | -188 | -1859 | 3989 | 0 | 0 | 639 | 79 | 341 | 3134 | 3288 | 6454 | 0 | 128 | 1677 | 217 | 1163 | 1000 | 409 | 1200 | 0 | 465 | 0 | 0 | 0 | 0 | 0 | 0 | 0 | 0 | 0
2040-01-05 | 12 | 31.79 | -19644 | -886 | -1540 | 0 | 0 | -717 | 4143 | 0 | 0 | 639 | 79 | 341 | 1219 | 3288 | 7048 | 0 | 106 | 1470 | 217 | 1161 | 1000 | 411 | 1200 | 0 | 465 | 0 | 0 | 0 | 0 | 0 | 0 | 0 | 0 | 0
2040-01-05 | 13 | 31.79 | -19632 | -886 | -2005 | 0 | 0 | -490 | 4132 | 0 | 0 | 639 | 79 | 341 | 929 | 3288 | 6913 | 0 | 98 | 2138 | 216 | 1158 | 1000 | 418 | 1200 | 0 | 465 | 0 | 0 | 0 | 0 | 0 | 0 | 0 | 0 | 0
2040-01-05 | 14 | 36.31 | -19508 | -886 | -1970 | 0 | 0 | 0 | 4026 | 0 | 0 | 639 | 79 | 341 | 1066 | 3288 | 7080 | 0 | 87 | 1295 | 217 | 1157 | 1000 | 423 | 1200 | 0 | 465 | 0 | 0 | 0 | 0 | 0 | 0 | 0 | 0 | 0
2040-01-05 | 15 | 42.96 | -19439 | -886 | -1755 | 0 | 0 | 42 | 3974 | 0 | 0 | 639 | 79 | 341 | 1362 | 3288 | 7139 | 0 | 99 | 676 | 217 | 1145 | 1000 | 412 | 1200 | 0 | 465 | 0 | 0 | 0 | 0 | 0 | 0 | 0 | 0 | 0
2040-01-05 | 16 | 42.96 | -19594 | -886 | -2328 | 0 | 0 | 652 | 4100 | 0 | 0 | 653 | 79 | 341 | 1757 | 3288 | 7085 | 0 | 102 | 336 | 219 | 1145 | 1000 | 386 | 1200 | 0 | 465 | 0 | 0 | 0 | 0 | 0 | 0 | 0 | 0 | 0
2040-01-05 | 17 | 42.96 | -20450 | -886 | -2972 | 0 | 0 | 1645 | 4803 | 0 | 0 | 1038 | 79 | 341 | 2409 | 3288 | 6138 | 0 | 123 | 37 | 218 | 1124 | 1000 | 400 | 1200 | 0 | 465 | 0 | 0 | 0 | 0 | 0 | 0 | 0 | 0 | 0
2040-01-05 | 18 | 42.96 | -21038 | -922 | -3581 | 0 | 161 | 1143 | 5284 | 0 | 0 | 1112 | 79 | 341 | 3694 | 3288 | 5813 | 0 | 168 | 0 | 218 | 1136 | 1000 | 439 | 1200 | 0 | 465 | 0 | 0 | 0 | 0 | 0 | 0 | 0 | 0 | 0
2040-01-05 | 19 | 41.61 | -20674 | -886 | -3438 | 0 | 0 | 0 | 4988 | 0 | 0 | 1038 | 79 | 341 | 4011 | 3288 | 6536 | 0 | 228 | 0 | 218 | 1152 | 1000 | 454 | 1200 | 0 | 465 | 0 | 0 | 0 | 0 | 0 | 0 | 0 | 0 | 0
2040-01-05 | 20 | 24.81 | -19991 | -922 | -2435 | 0 | 0 | 0 | 4423 | 0 | 0 | 766 | 79 | 325 | 2849 | 3288 | 6885 | 0 | 225 | 0 | 218 | 1155 | 1000 | 469 | 1200 | 0 | 465 | 0 | 0 | 0 | 0 | 0 | 0 | 0 | 0 | 0
2040-01-05 | 21 | 11 | -19309 | -922 | -2220 | 0 | 0 | 0 | 3868 | 0 | 0 | 685 | 79 | 166 | 3047 | 3288 | 6718 | 0 | 278 | 0 | 218 | 1155 | 797 | 486 | 1200 | 0 | 465 | 0 | 0 | 0 | 0 | 0 | 203 | 0 | 0 | 0
2040-01-05 | 22 | 11 | -18423 | -1002 | -1862 | 0 | 0 | 0 | 3139 | 0 | 0 | 653 | 79 | 160 | 3047 | 3288 | 6736 | 0 | 332 | 0 | 219 | 1157 | 314 | 499 | 1200 | 0 | 465 | 0 | 0 | 0 | 0 | 0 | 686 | 0 | 0 | 0
2040-01-05 | 23 | 11 | -17343 | -1002 | -1540 | 0 | 0 | 0 | 2256 | 0 | 0 | 762 | 79 | 160 | 3047 | 3288 | 5490 | 0 | 401 | 0 | 220 | 1142 | 873 | 502 | 1200 | 0 | 465 | 0 | 0 | 0 | 0 | 0 | 127 | 0 | 0 | 0
2040-01-05 | 24 | 11 | -16236 | -1002 | -1253 | 0 | 0 | 0 | 1347 | 0 | 0 | 766 | 79 | 160 | 3151 | 3288 | 4872 | 0 | 469 | 0 | 219 | 1136 | 875 | 465 | 1200 | 0 | 465 | 0 | 0 | 0 | 0 | 0 | 125 | 0 | 0 | 0
2040-01-06 | 1 | 15.83 | -15306 | -1002 | -1468 | 0 | 0 | -419 | 528 | 0 | 0 | 772 | 79 | 160 | 3101 | 3288 | 4882 | 0 | 525 | 0 | 220 | 1125 | 1000 | 850 | 1200 | 0 | 465 | 0 | 0 | 0 | 0 | 0 | 0 | 0 | 0 | 0
2040-01-06 | 2 | 15.83 | -14723 | -1002 | -1253 | 0 | 0 | -515 | 528 | 0 | 0 | 653 | 79 | 160 | 2643 | 3288 | 4642 | 0 | 642 | 0 | 220 | 1121 | 1000 | 852 | 1200 | 0 | 465 | 0 | 0 | 0 | 0 | 0 | 0 | 0 | 0 | 0
2040-01-06 | 3 | 15.83 | -14434 | -1083 | -1110 | 0 | 0 | -1059 | 528 | 0 | 0 | 653 | 79 | 160 | 2643 | 3288 | 4715 | 0 | 759 | 0 | 220 | 1119 | 1000 | 857 | 1200 | 0 | 465 | 0 | 0 | 0 | 0 | 0 | 0 | 0 | 0 | 0
2040-01-06 | 4 | 15.83 | -14344 | -1041 | -1038 | 0 | 0 | -712 | 528 | 0 | 0 | 639 | 79 | 160 | 2483 | 3288 | 4666 | 0 | 817 | 0 | 220 | 1125 | 1000 | 465 | 1200 | 0 | 465 | 0 | 0 | 0 | 0 | 0 | 0 | 0 | 0 | 0
2040-01-06 | 5 | 15.83 | -14475 | -1041 | -1003 | 0 | 0 | -1121 | 528 | 0 | 0 | 639 | 79 | 160 | 2483 | 3288 | 5189 | 0 | 820 | 0 | 219 | 1125 | 1000 | 445 | 1200 | 0 | 465 | 0 | 0 | 0 | 0 | 0 | 0 | 0 | 0 | 0
2040-01-06 | 6 | 15.83 | -14845 | -1083 | -1038 | 0 | 0 | -676 | 528 | 0 | 0 | 639 | 79 | 160 | 1790 | 3288 | 5766 | 0 | 966 | 0 | 218 | 1125 | 1000 | 418 | 1200 | 0 | 465 | 0 | 0 | 0 | 0 | 0 | 0 | 0 | 0 | 0
2040-01-06 | 7 | 21.39 | -15568 | -1083 | -1182 | 0 | 0 | 657 | 528 | 0 | 0 | 653 | 79 | 160 | 1895 | 3288 | 5161 | 0 | 1011 | 0 | 216 | 1131 | 1000 | 389 | 1200 | 0 | 465 | 0 | 0 | 0 | 0 | 0 | 0 | 0 | 0 | 0
2040-01-06 | 8 | 21.39 | -16376 | -1041 | -1361 | 0 | 0 | 838 | 872 | 0 | 0 | 766 | 79 | 160 | 2314 | 3288 | 4894 | 0 | 1071 | 91 | 214 | 1140 | 1000 | 385 | 1200 | 0 | 465 | 0 | 0 | 0 | 0 | 0 | 0 | 0 | 0 | 0
2040-01-06 | 9 | 21.39 | -17434 | -1041 | -1683 | 0 | 0 | 871 | 1701 | 0 | 0 | 667 | 79 | 160 | 2001 | 3288 | 5076 | 0 | 1104 | 781 | 214 | 1151 | 1000 | 399 | 1200 | 0 | 465 | 0 | 0 | 0 | 0 | 0 | 0 | 0 | 0 | 0
2040-01-06 | 10 | 21.39 | -18252 | -960 | -1970 | 0 | 0 | 696 | 2341 | 0 | 0 | 653 | 79 | 160 | 1721 | 3288 | 4627 | 0 | 1139 | 2027 | 215 | 1154 | 1000 | 417 | 1200 | 0 | 465 | 0 | 0 | 0 | 0 | 0 | 0 | 0 | 0 | 0
2040-01-06 | 11 | 15.83 | -18704 | -922 | -1791 | 0 | 0 | -375 | 2695 | 0 | 0 | 639 | 79 | 160 | 1655 | 3288 | 4405 | 0 | 1221 | 3196 | 217 | 1163 | 1000 | 409 | 1200 | 0 | 465 | 0 | 0 | 0 | 0 | 0 | 0 | 0 | 0 | 0
2040-01-06 | 12 | 15.83 | -18889 | -886 | -1970 | 0 | 0 | -1198 | 2843 | 0 | 0 | 633 | 79 | 160 | 618 | 3288 | 4771 | 0 | 1387 | 4709 | 217 | 1161 | 1000 | 411 | 1200 | 0 | 465 | 0 | 0 | 0 | 0 | 0 | 0 | 0 | 0 | 0
2040-01-06 | 13 | 12.81 | -18986 | -775 | -2149 | 0 | -1240 | -1859 | 2917 | 0 | 0 | 633 | 79 | 160 | 618 | 3288 | 6259 | 0 | 1607 | 4992 | 216 | 1158 | 1000 | 418 | 1200 | 0 | 465 | 0 | 0 | 0 | 0 | 0 | 0 | 0 | 0 | 0
2040-01-06 | 14 | 12.81 | -18881 | -742 | -2220 | 0 | -625 | -1859 | 2838 | 0 | 0 | 633 | 79 | 160 | 450 | 3288 | 6705 | 0 | 1711 | 4003 | 217 | 1157 | 1000 | 423 | 1200 | 0 | 465 | 0 | 0 | 0 | 0 | 0 | 0 | 0 | 0 | 0
2040-01-06 | 15 | 12.81 | -18897 | -811 | -2292 | 0 | -495 | -1859 | 2848 | 0 | 0 | 633 | 79 | 160 | 450 | 3288 | 7082 | 0 | 1850 | 3525 | 217 | 1145 | 1000 | 412 | 1200 | 0 | 465 | 0 | 0 | 0 | 0 | 0 | 0 | 0 | 0 | 0
2040-01-06 | 16 | 21.39 | -19216 | -847 | -2184 | 0 | 97 | 0 | 3096 | 0 | 0 | 639 | 79 | 160 | 160 | 3288 | 7178 | 0 | 1982 | 1153 | 219 | 1145 | 1000 | 386 | 1200 | 0 | 465 | 0 | 0 | 0 | 0 | 0 | 0 | 0 | 0 | 0
2040-01-06 | 17 | 21.39 | -20566 | -922 | -2149 | 0 | 158 | 1102 | 4159 | 0 | 0 | 639 | 79 | 160 | 160 | 3288 | 7278 | 0 | 2123 | 83 | 218 | 1124 | 1000 | 400 | 1200 | 0 | 465 | 0 | 0 | 0 | 0 | 0 | 0 | 0 | 0 | 0
2040-01-06 | 18 | 21.39 | -22005 | -1002 | -2220 | 0 | 0 | 1284 | 5284 | 0 | 0 | 645 | 79 | 160 | 544 | 3288 | 7301 | 0 | 2185 | 0 | 218 | 1136 | 1000 | 439 | 1200 | 0 | 465 | 0 | 0 | 0 | 0 | 0 | 0 | 0 | 0 | 0
2040-01-06 | 19 | 21.39 | -21953 | -1083 | -2292 | 0 | 258 | 1032 | 5242 | 0 | 0 | 653 | 79 | 160 | 614 | 3288 | 7310 | 0 | 2204 | 0 | 218 | 1152 | 1000 | 454 | 1200 | 0 | 465 | 0 | 0 | 0 | 0 | 0 | 0 | 0 | 0 | 0
2040-01-06 | 20 | 21.39 | -21450 | -1167 | -2149 | 0 | 458 | 752 | 4851 | 0 | 0 | 639 | 79 | 160 | 454 | 3288 | 7304 | 0 | 2273 | 0 | 218 | 1155 | 1000 | 469 | 1200 | 0 | 465 | 0 | 0 | 0 | 0 | 0 | 0 | 0 | 0 | 0
2040-01-06 | 21 | 21.39 | -20849 | -1257 | -2005 | 0 | 0 | 1014 | 4380 | 0 | 0 | 639 | 79 | 160 | 454 | 3288 | 7299 | 0 | 2273 | 0 | 218 | 1155 | 1000 | 486 | 1200 | 0 | 465 | 0 | 0 | 0 | 0 | 0 | 0 | 0 | 0 | 0
2040-01-06 | 22 | 21.39 | -19734 | -1349 | -1826 | 0 | 560 | 166 | 3503 | 0 | 0 | 639 | 79 | 160 | 454 | 3288 | 7256 | 0 | 2264 | 0 | 219 | 1157 | 1000 | 499 | 1200 | 0 | 465 | 0 | 0 | 0 | 0 | 0 | 0 | 0 | 0 | 0
2040-01-06 | 23 | 21.39 | -18384 | -1445 | -1826 | 0 | 331 | 208 | 2446 | 0 | 0 | 639 | 79 | 160 | 454 | 3288 | 7257 | 0 | 2263 | 0 | 220 | 1142 | 1000 | 502 | 1200 | 0 | 465 | 0 | 0 | 0 | 0 | 0 | 0 | 0 | 0 | 0
2040-01-06 | 24 | 19.28 | -17214 | -1493 | -1647 | 0 | 113 | 0 | 1527 | 0 | 0 | 639 | 79 | 160 | 534 | 3288 | 7242 | 0 | 2288 | 0 | 219 | 1136 | 1000 | 465 | 1200 | 0 | 465 | 0 | 0 | 0 | 0 | 0 | 0 | 0 | 0 | 0
2040-01-07 | 1 | 31 | -16499 | -1544 | -1468 | 0 | -1908 | -1028 | 528 | 0 | 0 | 639 | 79 | 319 | 3183 | 3288 | 7240 | 0 | 2310 | 0 | 220 | 1125 | 1000 | 850 | 1200 | 0 | 465 | 0 | 0 | 0 | 0 | 0 | 0 | 0 | 0 | 0
2040-01-07 | 2 | 31 | -16165 | -1595 | -1253 | 0 | -2412 | -1196 | 528 | 0 | 0 | 639 | 79 | 335 | 3343 | 3288 | 7245 | 0 | 2305 | 0 | 220 | 1121 | 1000 | 852 | 1200 | 0 | 465 | 0 | 0 | 0 | 0 | 0 | 0 | 0 | 0 | 0
2040-01-07 | 3 | 31 | -16124 | -1646 | -1110 | 0 | -2501 | -1236 | 528 | 0 | 0 | 639 | 79 | 341 | 3343 | 3288 | 7246 | 0 | 2291 | 0 | 220 | 1119 | 1000 | 857 | 1200 | 0 | 465 | 0 | 0 | 0 | 0 | 0 | 0 | 0 | 0 | 0
2040-01-07 | 4 | 31 | -16336 | -1696 | -1038 | 0 | -2060 | -1087 | 528 | 0 | 0 | 639 | 79 | 341 | 3343 | 3288 | 7246 | 0 | 2279 | 0 | 220 | 1125 | 1000 | 465 | 1200 | 0 | 465 | 0 | 0 | 0 | 0 | 0 | 0 | 0 | 0 | 0
2040-01-07 | 5 | 31 | -17017 | -1804 | -1003 | 0 | -1234 | -1132 | 528 | 0 | 0 | 639 | 79 | 341 | 3343 | 3288 | 7255 | 0 | 2261 | 0 | 219 | 1125 | 1000 | 445 | 1200 | 0 | 465 | 0 | 0 | 0 | 0 | 0 | 0 | 0 | 0 | 0
2040-01-07 | 6 | 31 | -18571 | -1804 | -1038 | 0 | -1426 | 0 | 1194 | 0 | 0 | 653 | 79 | 341 | 3343 | 3288 | 7268 | 0 | 2248 | 0 | 218 | 1125 | 1000 | 418 | 1200 | 0 | 465 | 0 | 0 | 0 | 0 | 0 | 0 | 0 | 0 | 0
2040-01-07 | 7 | 31 | -21083 | -1858 | -1182 | 0 | -182 | -332 | 2970 | 0 | 0 | 709 | 79 | 341 | 3343 | 3288 | 7298 | 0 | 2208 | 0 | 216 | 1131 | 1000 | 389 | 1200 | 0 | 465 | 0 | 0 | 0 | 0 | 0 | 0 | 0 | 0 | 0
2040-01-07 | 8 | 31 | -22461 | -1915 | -1361 | 0 | -136 | -329 | 3947 | 0 | 0 | 849 | 79 | 341 | 3693 | 3288 | 7260 | 0 | 2153 | 188 | 214 | 1140 | 1000 | 385 | 1200 | 0 | 465 | 0 | 0 | 0 | 0 | 0 | 0 | 0 | 0 | 0
2040-01-07 | 9 | 31 | -22659 | -1915 | -1683 | 0 | -624 | -1308 | 4090 | 0 | 0 | 639 | 79 | 341 | 3525 | 3288 | 7132 | 0 | 2085 | 2582 | 214 | 1151 | 1000 | 399 | 1200 | 0 | 465 | 0 | 0 | 0 | 0 | 0 | 0 | 0 | 0 | 0
2040-01-07 | 10 | 31 | -22589 | -1804 | -1970 | 0 | -2824 | -1859 | 4042 | 0 | 0 | 633 | 79 | 341 | 3525 | 3288 | 6600 | 0 | 1961 | 6125 | 215 | 1154 | 1000 | 417 | 1200 | 0 | 465 | 0 | 0 | 0 | 0 | 0 | 0 | 0 | 0 | 0
2040-01-07 | 11 | 31 | -22553 | -1646 | -1791 | 0 | -4568 | -1613 | 4016 | 0 | 0 | 633 | 79 | 341 | 3525 | 3288 | 5413 | 0 | 1823 | 8599 | 217 | 1163 | 1000 | 409 | 1200 | 0 | 465 | 0 | 0 | 0 | 0 | 0 | 0 | 0 | 0 | 0
2040-01-07 | 12 | 31 | -22375 | -1595 | -1970 | 0 | -4524 | -1859 | 3889 | 0 | 0 | 633 | 79 | 341 | 3425 | 3288 | 4390 | 0 | 1683 | 10140 | 217 | 1161 | 1000 | 411 | 1200 | 0 | 465 | 0 | 0 | 0 | 0 | 0 | 0 | 0 | 0 | 0
2040-01-07 | 13 | 31 | -22149 | -1493 | -2149 | 0 | -1885 | -1853 | 3731 | 0 | 0 | 633 | 79 | 341 | 3425 | 3288 | 3618 | 0 | 1464 | 8493 | 216 | 1158 | 1000 | 418 | 1200 | 0 | 465 | 0 | 0 | 0 | 0 | 0 | 0 | 0 | 0 | 0
2040-01-07 | 14 | 31 | -21964 | -1445 | -2220 | 0 | -1621 | -196 | 3598 | 0 | 0 | 639 | 79 | 341 | 3425 | 3288 | 2768 | 0 | 1241 | 7604 | 217 | 1157 | 1000 | 423 | 1200 | 0 | 465 | 0 | 0 | 0 | 0 | 0 | 0 | 0 | 0 | 0
2040-01-07 | 15 | 39.99 | -21803 | -1397 | -2292 | 0 | 0 | 0 | 3482 | 0 | 0 | 1112 | 79 | 341 | 5068 | 3288 | 1993 | 0 | 961 | 4728 | 217 | 1145 | 1000 | 412 | 1200 | 0 | 465 | 0 | 0 | 0 | 0 | 0 | 0 | 0 | 0 | 0
2040-01-07 | 16 | 42.53 | -22018 | -1349 | -2184 | 0 | 645 | 1205 | 3635 | 0 | 0 | 1472 | 79 | 341 | 6837 | 3288 | 1422 | 0 | 781 | 1431 | 219 | 1145 | 1000 | 386 | 1200 | 0 | 465 | 0 | 0 | 0 | 0 | 0 | 0 | 0 | 0 | 0
2040-01-07 | 17 | 42.53 | -23154 | -1349 | -2149 | 0 | 3152 | 1009 | 4439 | 0 | 0 | 1472 | 79 | 341 | 6837 | 3288 | 892 | 0 | 666 | 71 | 218 | 1124 | 1000 | 400 | 1200 | 0 | 465 | 0 | 0 | 0 | 0 | 0 | 0 | 0 | 0 | 0
2040-01-07 | 18 | 42.53 | -24345 | -1445 | -2220 | 0 | 3871 | 1042 | 5284 | 0 | 0 | 1472 | 79 | 341 | 6837 | 3288 | 643 | 0 | 696 | 0 | 218 | 1136 | 1000 | 439 | 1200 | 0 | 465 | 0 | 0 | 0 | 0 | 0 | 0 | 0 | 0 | 0
2040-01-07 | 19 | 42.53 | -24171 | -1445 | -2292 | 0 | 3796 | 1282 | 5162 | 0 | 0 | 1472 | 79 | 341 | 6811 | 3288 | 374 | 0 | 813 | 0 | 218 | 1152 | 1000 | 454 | 1200 | 0 | 465 | 0 | 0 | 0 | 0 | 0 | 0 | 0 | 0 | 0
2040-01-07 | 20 | 42.53 | -23556 | -1493 | -2149 | 0 | 3477 | 1254 | 4724 | 0 | 0 | 1472 | 79 | 341 | 7085 | 3288 | 369 | 0 | 602 | 0 | 218 | 1155 | 1000 | 469 | 1200 | 0 | 465 | 0 | 0 | 0 | 0 | 0 | 0 | 0 | 0 | 0
2040-01-07 | 21 | 42.53 | -22603 | -1493 | -2005 | 0 | 2909 | 1530 | 4048 | 0 | 0 | 1472 | 79 | 341 | 7085 | 3288 | 228 | 0 | 598 | 0 | 218 | 1155 | 1000 | 486 | 1200 | 0 | 465 | 0 | 0 | 0 | 0 | 0 | 0 | 0 | 0 | 0
2040-01-07 | 22 | 42.53 | -21169 | -1445 | -1826 | 0 | 2329 | 1548 | 3033 | 0 | 0 | 1472 | 79 | 341 | 7085 | 3288 | 139 | 0 | 585 | 0 | 219 | 1157 | 1000 | 499 | 1200 | 0 | 465 | 0 | 0 | 0 | 0 | 0 | 0 | 0 | 0 | 0
2040-01-07 | 23 | 42.53 | -19444 | -1445 | -1826 | 0 | 1888 | 1502 | 1812 | 0 | 0 | 1472 | 79 | 341 | 7085 | 3288 | 185 | 0 | 534 | 0 | 220 | 1142 | 1000 | 502 | 1200 | 0 | 465 | 0 | 0 | 0 | 0 | 0 | 0 | 0 | 0 | 0
2040-01-07 | 24 | 42.53 | -17924 | -1397 | -1647 | 0 | 1985 | 749 | 734 | 0 | 0 | 1472 | 79 | 341 | 7085 | 3288 | 330 | 0 | 419 | 0 | 219 | 1136 | 1000 | 465 | 1200 | 0 | 465 | 0 | 0 | 0 | 0 | 0 | 0 | 0 | 0 | 0
2040-01-08 | 1 | 43.49 | -16909 | -1397 | -1110 | 0 | 0 | 0 | 708 | 0 | 0 | 1452 | 79 | 341 | 7871 | 3288 | 356 | 0 | 462 | 0 | 220 | 1125 | 1000 | 850 | 1200 | 0 | 465 | 0 | 0 | 0 | 0 | 0 | 0 | 0 | 0 | 0
2040-01-08 | 2 | 42.99 | -16320 | -1397 | -1003 | 0 | 0 | 0 | 528 | 0 | 0 | 1308 | 79 | 341 | 7096 | 3288 | 619 | 0 | 604 | 0 | 220 | 1121 | 1000 | 852 | 1200 | 0 | 465 | 0 | 0 | 0 | 0 | 0 | 0 | 0 | 0 | 0
2040-01-08 | 3 | 41.82 | -16048 | -1397 | -859 | 0 | 0 | 0 | 528 | 0 | 0 | 1126 | 79 | 341 | 6294 | 3288 | 1054 | 0 | 734 | 0 | 220 | 1119 | 1000 | 857 | 1200 | 0 | 465 | 0 | 0 | 0 | 0 | 0 | 0 | 0 | 0 | 0
2040-01-08 | 4 | 40.06 | -16050 | -1397 | -824 | 0 | 0 | 0 | 528 | 0 | 0 | 1126 | 79 | 341 | 5747 | 3288 | 1774 | 0 | 913 | 0 | 220 | 1125 | 1000 | 465 | 1200 | 0 | 465 | 0 | 0 | 0 | 0 | 0 | 0 | 0 | 0 | 0
2040-01-08 | 5 | 39.22 | -16544 | -1349 | -824 | 0 | 0 | 0 | 528 | 0 | 0 | 1112 | 79 | 341 | 5126 | 3288 | 2752 | 0 | 1037 | 0 | 219 | 1125 | 1000 | 445 | 1200 | 0 | 465 | 0 | 0 | 0 | 0 | 0 | 0 | 0 | 0 | 0
2040-01-08 | 6 | 38.14 | -17870 | -1349 | -859 | 0 | 0 | 0 | 1427 | 0 | 0 | 1112 | 79 | 341 | 4787 | 3288 | 3471 | 0 | 1148 | 0 | 218 | 1125 | 1000 | 418 | 1200 | 0 | 465 | 0 | 0 | 0 | 0 | 0 | 0 | 0 | 0 | 0
2040-01-08 | 7 | 36.17 | -20067 | -1397 | -1074 | 0 | 0 | 0 | 3075 | 0 | 0 | 1075 | 79 | 341 | 4480 | 3288 | 4437 | 0 | 1363 | 0 | 216 | 1131 | 1000 | 389 | 1200 | 0 | 465 | 0 | 0 | 0 | 0 | 0 | 0 | 0 | 0 | 0
2040-01-08 | 8 | 31.03 | -21393 | -1349 | -1325 | 0 | 0 | -255 | 4069 | 0 | 0 | 1003 | 79 | 341 | 3922 | 3288 | 5688 | 0 | 1481 | 48 | 214 | 1140 | 1000 | 385 | 1200 | 0 | 465 | 0 | 0 | 0 | 0 | 0 | 0 | 0 | 0 | 0
2040-01-08 | 9 | 31.03 | -21770 | -1302 | -1576 | 0 | 0 | -468 | 4349 | 0 | 0 | 816 | 79 | 341 | 3424 | 3288 | 6583 | 0 | 1462 | 346 | 214 | 1151 | 1000 | 399 | 1200 | 0 | 465 | 0 | 0 | 0 | 0 | 0 | 0 | 0 | 0 | 0
2040-01-08 | 10 | 31.03 | -21933 | -1257 | -1826 | 0 | 0 | -561 | 4476 | 0 | 0 | 653 | 79 | 341 | 3076 | 3288 | 6913 | 0 | 1401 | 899 | 215 | 1154 | 1000 | 417 | 1200 | 0 | 465 | 0 | 0 | 0 | 0 | 0 | 0 | 0 | 0 | 0
2040-01-08 | 11 | 31.03 | -22023 | -1212 | -1791 | 0 | 0 | -1181 | 4539 | 0 | 0 | 639 | 79 | 341 | 2596 | 3288 | 6891 | 0 | 1445 | 1934 | 217 | 1163 | 1000 | 409 | 1200 | 0 | 465 | 0 | 0 | 0 | 0 | 0 | 0 | 0 | 0 | 0
2040-01-08 | 12 | 31.03 | -21985 | -1125 | -1540 | 0 | 0 | -1010 | 4513 | 0 | 0 | 639 | 79 | 341 | 2406 | 3288 | 6634 | 0 | 1265 | 2042 | 217 | 1161 | 1000 | 411 | 1200 | 0 | 465 | 0 | 0 | 0 | 0 | 0 | 0 | 0 | 0 | 0
2040-01-08 | 13 | 31.03 | -21818 | -1083 | -2005 | 0 | 0 | -572 | 4386 | 0 | 0 | 653 | 79 | 341 | 2406 | 3288 | 6599 | 0 | 1189 | 2082 | 216 | 1158 | 1000 | 418 | 1200 | 0 | 465 | 0 | 0 | 0 | 0 | 0 | 0 | 0 | 0 | 0
2040-01-08 | 14 | 31.03 | -21622 | -1002 | -1970 | 0 | 0 | -319 | 4238 | 0 | 0 | 653 | 79 | 341 | 2406 | 3288 | 6653 | 0 | 1010 | 1784 | 217 | 1157 | 1000 | 423 | 1200 | 0 | 465 | 0 | 0 | 0 | 0 | 0 | 0 | 0 | 0 | 0
2040-01-08 | 15 | 37.34 | -21351 | -1041 | -1755 | 0 | 0 | 0 | 4037 | 0 | 0 | 653 | 79 | 341 | 2550 | 3288 | 6696 | 0 | 947 | 1118 | 217 | 1145 | 1000 | 412 | 1200 | 0 | 465 | 0 | 0 | 0 | 0 | 0 | 0 | 0 | 0 | 0
2040-01-08 | 16 | 41.94 | -21363 | -1002 | -2328 | 0 | 0 | 16 | 4048 | 0 | 0 | 1037 | 79 | 341 | 3797 | 3288 | 6020 | 0 | 961 | 692 | 219 | 1145 | 1000 | 386 | 1200 | 0 | 465 | 0 | 0 | 0 | 0 | 0 | 0 | 0 | 0 | 0
2040-01-08 | 17 | 41.94 | -22174 | -1002 | -2972 | 0 | 0 | 804 | 4655 | 0 | 0 | 1126 | 79 | 341 | 6002 | 3288 | 4470 | 0 | 911 | 65 | 218 | 1124 | 1000 | 400 | 1200 | 0 | 465 | 0 | 0 | 0 | 0 | 0 | 0 | 0 | 0 | 0
2040-01-08 | 18 | 41.94 | -23015 | -1002 | -3581 | 0 | 0 | 1185 | 5284 | 0 | 0 | 1447 | 79 | 341 | 6810 | 3288 | 3827 | 0 | 879 | 0 | 218 | 1136 | 1000 | 439 | 1200 | 0 | 465 | 0 | 0 | 0 | 0 | 0 | 0 | 0 | 0 | 0
2040-01-08 | 19 | 41.94 | -22717 | -1002 | -3438 | 0 | 0 | 1081 | 5062 | 0 | 0 | 1366 | 79 | 341 | 6810 | 3288 | 3719 | 0 | 922 | 0 | 218 | 1152 | 1000 | 454 | 1200 | 0 | 465 | 0 | 0 | 0 | 0 | 0 | 0 | 0 | 0 | 0
2040-01-08 | 20 | 41.94 | -22033 | -1002 | -2435 | 0 | 0 | 145 | 4550 | 0 | 0 | 1196 | 79 | 341 | 6793 | 3288 | 3679 | 0 | 892 | 0 | 218 | 1155 | 1000 | 469 | 1200 | 0 | 465 | 0 | 0 | 0 | 0 | 0 | 0 | 0 | 0 | 0
2040-01-08 | 21 | 40.18 | -21068 | -1002 | -2220 | 0 | 0 | 0 | 3826 | 0 | 0 | 1126 | 79 | 341 | 6032 | 3288 | 4153 | 0 | 922 | 0 | 218 | 1155 | 1000 | 486 | 1200 | 0 | 465 | 0 | 0 | 0 | 0 | 0 | 0 | 0 | 0 | 0
2040-01-08 | 22 | 39.22 | -19679 | -1002 | -1862 | 0 | 0 | 0 | 2785 | 0 | 0 | 1126 | 79 | 341 | 5359 | 3288 | 4074 | 0 | 952 | 0 | 219 | 1157 | 1000 | 499 | 1200 | 0 | 465 | 0 | 0 | 0 | 0 | 0 | 0 | 0 | 0 | 0
2040-01-08 | 23 | 36.96 | -17931 | -1002 | -1540 | 0 | 0 | 0 | 1474 | 0 | 0 | 1112 | 79 | 341 | 4788 | 3288 | 3780 | 0 | 1082 | 0 | 220 | 1142 | 1000 | 502 | 1200 | 0 | 465 | 0 | 0 | 0 | 0 | 0 | 0 | 0 | 0 | 0
2040-01-08 | 24 | 30.24 | -16472 | -1041 | -1253 | 0 | 0 | 0 | 528 | 0 | 0 | 1038 | 79 | 341 | 4080 | 3288 | 3728 | 0 | 1200 | 0 | 219 | 1136 | 1000 | 465 | 1200 | 0 | 465 | 0 | 0 | 0 | 0 | 0 | 0 | 0 | 0 | 0
2040-01-09 | 1 | 17.29 | -15487 | -1002 | -1110 | 0 | -129 | -118 | 528 | 0 | 0 | 897 | 79 | 181 | 3373 | 3288 | 3450 | 0 | 1189 | 0 | 220 | 1125 | 1000 | 850 | 1200 | 0 | 465 | 0 | 0 | 0 | 0 | 0 | 0 | 0 | 0 | 0
2040-01-09 | 2 | 17.29 | -14953 | -1002 | -1003 | 0 | 0 | -793 | 528 | 0 | 0 | 653 | 79 | 166 | 2655 | 3288 | 4308 | 0 | 1216 | 0 | 220 | 1121 | 1000 | 852 | 1200 | 0 | 465 | 0 | 0 | 0 | 0 | 0 | 0 | 0 | 0 | 0
2040-01-09 | 3 | 17.29 | -14688 | -1002 | -859 | 0 | 0 | -1010 | 528 | 0 | 0 | 639 | 79 | 160 | 904 | 3288 | 5784 | 0 | 1316 | 0 | 220 | 1119 | 1000 | 857 | 1200 | 0 | 465 | 0 | 0 | 0 | 0 | 0 | 0 | 0 | 0 | 0
2040-01-09 | 4 | 17.29 | -14678 | -1002 | -824 | 0 | 0 | -1559 | 528 | 0 | 0 | 633 | 79 | 160 | 904 | 3288 | 6645 | 0 | 1350 | 0 | 220 | 1125 | 1000 | 465 | 1200 | 0 | 465 | 0 | 0 | 0 | 0 | 0 | 0 | 0 | 0 | 0
2040-01-09 | 5 | 17.29 | -15164 | -1002 | -824 | 0 | 0 | -1147 | 528 | 0 | 0 | 633 | 79 | 160 | 370 | 3288 | 7108 | 0 | 1517 | 0 | 219 | 1125 | 1000 | 445 | 1200 | 0 | 465 | 0 | 0 | 0 | 0 | 0 | 0 | 0 | 0 | 0
2040-01-09 | 6 | 23.36 | -16514 | -960 | -859 | 0 | 0 | 331 | 555 | 0 | 0 | 639 | 79 | 198 | 180 | 3288 | 7181 | 0 | 1457 | 0 | 218 | 1125 | 1000 | 418 | 1200 | 0 | 465 | 0 | 0 | 0 | 0 | 0 | 0 | 0 | 0 | 0
2040-01-09 | 7 | 23.36 | -18737 | -922 | -1074 | 0 | 0 | 1006 | 2240 | 0 | 0 | 639 | 79 | 195 | 180 | 3288 | 7280 | 0 | 1423 | 0 | 216 | 1131 | 1000 | 389 | 1200 | 0 | 465 | 0 | 0 | 0 | 0 | 0 | 0 | 0 | 0 | 0
2040-01-09 | 8 | 23.36 | -20036 | -922 | -1325 | 0 | 0 | 1549 | 3223 | 0 | 0 | 639 | 79 | 181 | 0 | 3288 | 7314 | 0 | 1507 | 98 | 214 | 1140 | 1000 | 385 | 1200 | 0 | 465 | 0 | 0 | 0 | 0 | 0 | 0 | 0 | 0 | 0
2040-01-09 | 9 | 23.36 | -20291 | -886 | -1576 | 0 | 0 | 325 | 3419 | 0 | 0 | 639 | 79 | 182 | 384 | 3288 | 7315 | 0 | 1588 | 1104 | 214 | 1151 | 1000 | 399 | 1200 | 0 | 465 | 0 | 0 | 0 | 0 | 0 | 0 | 0 | 0 | 0
2040-01-09 | 10 | 16.48 | -20437 | -886 | -1826 | 0 | 0 | -1302 | 3530 | 0 | 0 | 633 | 79 | 160 | 384 | 3288 | 7313 | 0 | 1638 | 2976 | 215 | 1154 | 1000 | 417 | 1200 | 0 | 465 | 0 | 0 | 0 | 0 | 0 | 0 | 0 | 0 | 0
2040-01-09 | 11 | 13.57 | -20553 | -811 | -1791 | 0 | -289 | -1859 | 3620 | 0 | 0 | 633 | 79 | 160 | 384 | 3288 | 7337 | 0 | 1705 | 3643 | 217 | 1163 | 1000 | 409 | 1200 | 0 | 465 | 0 | 0 | 0 | 0 | 0 | 0 | 0 | 0 | 0
2040-01-09 | 12 | 13.57 | -20613 | -811 | -1540 | 0 | -570 | -1859 | 3662 | 0 | 0 | 633 | 79 | 160 | 384 | 3288 | 7345 | 0 | 1756 | 3633 | 217 | 1161 | 1000 | 411 | 1200 | 0 | 465 | 0 | 0 | 0 | 0 | 0 | 0 | 0 | 0 | 0
2040-01-09 | 13 | 13.57 | -20575 | -811 | -2005 | 0 | -54 | -1859 | 3635 | 0 | 0 | 633 | 79 | 160 | 384 | 3288 | 7336 | 0 | 1825 | 3508 | 216 | 1158 | 1000 | 418 | 1200 | 0 | 465 | 0 | 0 | 0 | 0 | 0 | 0 | 0 | 0 | 0
2040-01-09 | 14 | 16.48 | -20590 | -811 | -1970 | 0 | 0 | -1069 | 3646 | 0 | 0 | 633 | 79 | 160 | 384 | 3288 | 7341 | 0 | 1933 | 2513 | 217 | 1157 | 1000 | 423 | 1200 | 0 | 465 | 0 | 0 | 0 | 0 | 0 | 0 | 0 | 0 | 0
2040-01-09 | 15 | 16.48 | -20463 | -811 | -1755 | 0 | 0 | -1532 | 3546 | 0 | 0 | 633 | 79 | 160 | 384 | 3288 | 7346 | 0 | 1983 | 2705 | 217 | 1145 | 1000 | 412 | 1200 | 0 | 465 | 0 | 0 | 0 | 0 | 0 | 0 | 0 | 0 | 0
2040-01-09 | 16 | 19.28 | -20561 | -811 | -2328 | 0 | 0 | 0 | 3625 | 0 | 0 | 639 | 79 | 160 | 1267 | 3288 | 7357 | 0 | 2057 | 813 | 219 | 1145 | 1000 | 386 | 1200 | 0 | 465 | 0 | 0 | 0 | 0 | 0 | 0 | 0 | 0 | 0
2040-01-09 | 17 | 22.27 | -21526 | -847 | -2972 | 0 | 0 | 1335 | 4354 | 0 | 0 | 667 | 79 | 161 | 1563 | 3288 | 7334 | 0 | 2071 | 85 | 218 | 1124 | 1000 | 400 | 1200 | 0 | 465 | 0 | 0 | 0 | 0 | 0 | 0 | 0 | 0 | 0
2040-01-09 | 18 | 22.27 | -22752 | -886 | -3581 | 0 | 358 | 1859 | 5284 | 0 | 0 | 954 | 79 | 163 | 1563 | 3288 | 7317 | 0 | 1894 | 0 | 218 | 1136 | 1000 | 439 | 1200 | 0 | 465 | 0 | 0 | 0 | 0 | 0 | 0 | 0 | 0 | 0
2040-01-09 | 19 | 22.27 | -22563 | -922 | -3438 | 0 | 234 | 1859 | 5141 | 0 | 0 | 936 | 79 | 162 | 1563 | 3288 | 7335 | 0 | 1835 | 0 | 218 | 1152 | 1000 | 454 | 1200 | 0 | 465 | 0 | 0 | 0 | 0 | 0 | 0 | 0 | 0 | 0
2040-01-09 | 20 | 22.27 | -21991 | -960 | -2435 | 0 | 0 | 1306 | 4708 | 0 | 0 | 684 | 79 | 161 | 1563 | 3288 | 7299 | 0 | 1792 | 0 | 218 | 1155 | 1000 | 469 | 1200 | 0 | 465 | 0 | 0 | 0 | 0 | 0 | 0 | 0 | 0 | 0
2040-01-09 | 21 | 22.27 | -21153 | -1002 | -2220 | 0 | 6 | 868 | 4074 | 0 | 0 | 653 | 79 | 161 | 1563 | 3288 | 7292 | 0 | 1866 | 0 | 218 | 1155 | 1000 | 486 | 1200 | 0 | 465 | 0 | 0 | 0 | 0 | 0 | 0 | 0 | 0 | 0
2040-01-09 | 22 | 22.27 | -19824 | -1041 | -1862 | 0 | 299 | 0 | 3065 | 0 | 0 | 653 | 79 | 161 | 1563 | 3288 | 7265 | 0 | 1814 | 0 | 219 | 1157 | 1000 | 499 | 1200 | 0 | 465 | 0 | 0 | 0 | 0 | 0 | 0 | 0 | 0 | 0
2040-01-09 | 23 | 19.28 | -18208 | -1041 | -1540 | 0 | 0 | 0 | 1839 | 0 | 0 | 639 | 79 | 160 | 1286 | 3288 | 7250 | 0 | 1720 | 0 | 220 | 1142 | 1000 | 502 | 1200 | 0 | 465 | 0 | 0 | 0 | 0 | 0 | 0 | 0 | 0 | 0
2040-01-09 | 24 | 11 | -16805 | -1083 | -1253 | 0 | 0 | 0 | 777 | 0 | 0 | 639 | 79 | 160 | 783 | 3288 | 7249 | 0 | 1820 | 0 | 219 | 1136 | 903 | 465 | 1200 | 0 | 423 | 0 | 0 | 0 | 0 | 0 | 97 | 0 | 0 | 0
2040-01-10 | 1 | 11 | -15901 | -1083 | -1110 | 0 | -656 | -407 | 528 | 0 | 0 | 633 | 79 | 160 | 540 | 3288 | 7249 | 0 | 1821 | 0 | 220 | 1125 | 1000 | 850 | 1200 | 0 | 465 | 0 | 0 | 0 | 0 | 0 | 0 | 0 | 0 | 0
2040-01-10 | 2 | 11 | -15402 | -1125 | -1003 | 0 | -561 | -983 | 528 | 0 | 0 | 633 | 79 | 160 | 540 | 3288 | 7238 | 0 | 1750 | 0 | 220 | 1121 | 1000 | 852 | 1200 | 0 | 465 | 0 | 0 | 0 | 0 | 0 | 0 | 0 | 0 | 0
2040-01-10 | 3 | 11 | -15177 | -1125 | -859 | 0 | -323 | -1603 | 528 | 0 | 0 | 633 | 79 | 160 | 540 | 3288 | 7231 | 0 | 1768 | 0 | 220 | 1119 | 1000 | 857 | 1200 | 0 | 465 | 0 | 0 | 0 | 0 | 0 | 0 | 0 | 0 | 0
2040-01-10 | 4 | 11 | -15188 | -1125 | -824 | 0 | -24 | -1131 | 528 | 0 | 0 | 633 | 79 | 160 | 100 | 3288 | 7235 | 0 | 1795 | 0 | 220 | 1125 | 1000 | 465 | 1200 | 0 | 465 | 0 | 0 | 0 | 0 | 0 | 0 | 0 | 0 | 0
2040-01-10 | 5 | 11 | -15689 | -1125 | -824 | 0 | -75 | -521 | 528 | 0 | 0 | 633 | 79 | 160 | 100 | 3288 | 7246 | 0 | 1746 | 0 | 219 | 1125 | 1000 | 445 | 1200 | 0 | 465 | 0 | 0 | 0 | 0 | 0 | 0 | 0 | 0 | 0
2040-01-10 | 6 | 11 | -17105 | -1125 | -859 | 0 | -196 | -101 | 528 | 0 | 0 | 639 | 79 | 160 | 1168 | 3288 | 7252 | 0 | 1847 | 0 | 218 | 1125 | 1000 | 418 | 1200 | 0 | 465 | 0 | 0 | 0 | 0 | 0 | 0 | 0 | 0 | 0
2040-01-10 | 7 | 14.87 | -19511 | -1125 | -1074 | 0 | 0 | 377 | 2230 | 0 | 0 | 639 | 79 | 160 | 1406 | 3288 | 7252 | 0 | 1878 | 0 | 216 | 1131 | 1000 | 389 | 1200 | 0 | 465 | 0 | 0 | 0 | 0 | 0 | 0 | 0 | 0 | 0
2040-01-10 | 8 | 14.87 | -20805 | -1167 | -1325 | 0 | 0 | 518 | 3170 | 0 | 0 | 653 | 79 | 160 | 1734 | 3288 | 7241 | 0 | 1910 | 141 | 214 | 1140 | 1000 | 385 | 1200 | 0 | 465 | 0 | 0 | 0 | 0 | 0 | 0 | 0 | 0 | 0
2040-01-10 | 9 | 11 | -21028 | -1167 | -1576 | 0 | -202 | 0 | 3334 | 0 | 0 | 639 | 79 | 160 | 1734 | 3288 | 7238 | 0 | 1924 | 1148 | 214 | 1151 | 1000 | 399 | 1200 | 0 | 465 | 0 | 0 | 0 | 0 | 0 | 0 | 0 | 0 | 0
2040-01-10 | 10 | 11 | -21251 | -1167 | -1826 | 0 | 0 | -900 | 3498 | 0 | 0 | 639 | 79 | 160 | 1734 | 3288 | 7219 | 0 | 1961 | 2117 | 215 | 1154 | 1000 | 417 | 1200 | 0 | 465 | 0 | 0 | 0 | 0 | 0 | 0 | 0 | 0 | 0
2040-01-10 | 11 | 11 | -21490 | -1167 | -1791 | 0 | -160 | -1248 | 3672 | 0 | 0 | 639 | 79 | 160 | 1734 | 3288 | 7218 | 0 | 1917 | 2693 | 217 | 1163 | 1000 | 409 | 1200 | 0 | 465 | 0 | 0 | 0 | 0 | 0 | 0 | 0 | 0 | 0
2040-01-10 | 12 | 11 | -21554 | -1167 | -1540 | 0 | -379 | -1859 | 3715 | 0 | 0 | 633 | 79 | 160 | 1466 | 3288 | 7243 | 0 | 1916 | 3546 | 217 | 1161 | 1000 | 411 | 1200 | 0 | 465 | 0 | 0 | 0 | 0 | 0 | 0 | 0 | 0 | 0
2040-01-10 | 13 | 11 | -21438 | -1167 | -2005 | 0 | -633 | -1859 | 3630 | 0 | 0 | 633 | 79 | 160 | 1466 | 3288 | 7215 | 0 | 2014 | 4521 | 216 | 1158 | 639 | 418 | 1200 | 0 | 465 | 0 | 0 | 0 | 0 | 0 | 361 | 0 | 0 | 0
2040-01-10 | 14 | 11 | -21419 | -1167 | -1970 | 0 | 0 | -1859 | 3620 | 0 | 0 | 633 | 79 | 160 | 886 | 3288 | 7229 | 0 | 2027 | 4518 | 217 | 1157 | 513 | 423 | 1200 | 0 | 465 | 0 | 0 | 0 | 0 | 0 | 487 | 0 | 0 | 0
2040-01-10 | 15 | 11 | -21297 | -1167 | -1755 | 0 | 0 | -306 | 3530 | 0 | 0 | 633 | 79 | 160 | 648 | 3288 | 7181 | 0 | 2076 | 3492 | 217 | 1145 | 0 | 412 | 1200 | 0 | 465 | 0 | 0 | 0 | 0 | 0 | 1000 | 0 | 0 | 0
2040-01-10 | 16 | 14.87 | -21425 | -1167 | -2328 | 0 | 0 | 805 | 3625 | 0 | 0 | 653 | 79 | 160 | 1088 | 3288 | 7221 | 0 | 1997 | 1590 | 219 | 1145 | 1000 | 386 | 1200 | 0 | 465 | 0 | 0 | 0 | 0 | 0 | 0 | 0 | 0 | 0
2040-01-10 | 17 | 19.28 | -22404 | -1257 | -2972 | 0 | 573 | 1859 | 4333 | 0 | 0 | 1037 | 79 | 160 | 1591 | 3288 | 7228 | 0 | 1973 | 106 | 218 | 1124 | 1000 | 400 | 1200 | 0 | 465 | 0 | 0 | 0 | 0 | 0 | 0 | 0 | 0 | 0
2040-01-10 | 18 | 19.28 | -23708 | -1302 | -3581 | 0 | 1180 | 1859 | 5284 | 0 | 0 | 1112 | 79 | 160 | 1904 | 3288 | 7262 | 0 | 2005 | 0 | 218 | 1136 | 1000 | 439 | 1200 | 0 | 465 | 0 | 0 | 0 | 0 | 0 | 0 | 0 | 0 | 0
2040-01-10 | 19 | 19.28 | -23653 | -1349 | -3438 | 0 | 1008 | 1859 | 5242 | 0 | 0 | 1108 | 79 | 160 | 1904 | 3288 | 7266 | 0 | 2038 | 0 | 218 | 1152 | 1000 | 454 | 1200 | 0 | 465 | 0 | 0 | 0 | 0 | 0 | 0 | 0 | 0 | 0
2040-01-10 | 20 | 14.87 | -23169 | -1397 | -2435 | 0 | 0 | 1276 | 4893 | 0 | 0 | 1014 | 79 | 160 | 2484 | 3288 | 7257 | 0 | 2044 | 0 | 218 | 1155 | 1000 | 469 | 1200 | 0 | 465 | 0 | 0 | 0 | 0 | 0 | 0 | 0 | 0 | 0
2040-01-10 | 21 | 14.87 | -22402 | -1445 | -2220 | 0 | 0 | 715 | 4333 | 0 | 0 | 876 | 79 | 160 | 2722 | 3288 | 7240 | 0 | 2131 | 0 | 218 | 1155 | 1000 | 486 | 1200 | 0 | 465 | 0 | 0 | 0 | 0 | 0 | 0 | 0 | 0 | 0
2040-01-10 | 22 | 14.87 | -21169 | -1445 | -1862 | 0 | 0 | 188 | 3435 | 0 | 0 | 744 | 79 | 160 | 2722 | 3288 | 7255 | 0 | 2066 | 0 | 219 | 1157 | 1000 | 499 | 1200 | 0 | 465 | 0 | 0 | 0 | 0 | 0 | 0 | 0 | 0 | 0
2040-01-10 | 23 | 11 | -19563 | -1493 | -1540 | 0 | 0 | 0 | 2267 | 0 | 0 | 653 | 79 | 160 | 2364 | 3288 | 7261 | 0 | 2121 | 0 | 220 | 1142 | 874 | 502 | 1200 | 0 | 465 | 0 | 0 | 0 | 0 | 0 | 126 | 0 | 0 | 0
2040-01-10 | 24 | 11 | -18161 | -1493 | -1253 | 0 | 0 | 0 | 1247 | 0 | 0 | 639 | 79 | 160 | 2160 | 3288 | 7240 | 0 | 2171 | 0 | 219 | 1136 | 438 | 465 | 1200 | 0 | 465 | 0 | 0 | 0 | 0 | 0 | 562 | 0 | 0 | 0
2040-01-11 | 1 | 17.91 | -17294 | -1493 | -1110 | 0 | 0 | -1209 | 528 | 0 | 0 | 639 | 79 | 160 | 2160 | 3288 | 7207 | 0 | 2185 | 0 | 220 | 1125 | 1000 | 850 | 1200 | 0 | 465 | 0 | 0 | 0 | 0 | 0 | 0 | 0 | 0 | 0
2040-01-11 | 2 | 17.91 | -16839 | -1544 | -1003 | 0 | 0 | -1280 | 528 | 0 | 0 | 639 | 79 | 160 | 1702 | 3288 | 7204 | 0 | 2208 | 0 | 220 | 1121 | 1000 | 852 | 1200 | 0 | 465 | 0 | 0 | 0 | 0 | 0 | 0 | 0 | 0 | 0
2040-01-11 | 3 | 17.91 | -16631 | -1544 | -859 | 0 | 0 | -1589 | 528 | 0 | 0 | 639 | 79 | 160 | 1698 | 3288 | 7127 | 0 | 2243 | 0 | 220 | 1119 | 1000 | 857 | 1200 | 0 | 465 | 0 | 0 | 0 | 0 | 0 | 0 | 0 | 0 | 0
2040-01-11 | 4 | 17.91 | -16725 | -1595 | -824 | 0 | 0 | -302 | 528 | 0 | 0 | 639 | 79 | 160 | 968 | 3288 | 7044 | 0 | 2264 | 0 | 220 | 1125 | 1000 | 465 | 1200 | 0 | 465 | 0 | 0 | 0 | 0 | 0 | 0 | 0 | 0 | 0
2040-01-11 | 5 | 24.2 | -17271 | -1595 | -824 | 0 | 0 | 191 | 528 | 0 | 0 | 639 | 79 | 215 | 970 | 3288 | 7047 | 0 | 2278 | 0 | 219 | 1125 | 1000 | 445 | 1200 | 0 | 465 | 0 | 0 | 0 | 0 | 0 | 0 | 0 | 0 | 0
2040-01-11 | 6 | 24.2 | -18701 | -1696 | -859 | 0 | 0 | 442 | 1421 | 0 | 0 | 653 | 79 | 215 | 1480 | 3288 | 6981 | 0 | 2272 | 0 | 218 | 1125 | 1000 | 418 | 1200 | 0 | 465 | 0 | 0 | 0 | 0 | 0 | 0 | 0 | 0 | 0
2040-01-11 | 7 | 24.2 | -21090 | -1696 | -1074 | 0 | 0 | 1364 | 3128 | 0 | 0 | 667 | 79 | 215 | 1480 | 3288 | 6989 | 0 | 2250 | 0 | 216 | 1131 | 1000 | 389 | 1200 | 0 | 465 | 0 | 0 | 0 | 0 | 0 | 0 | 0 | 0 | 0
2040-01-11 | 8 | 24.2 | -22444 | -1750 | -1325 | 0 | 0 | 1245 | 4100 | 0 | 0 | 852 | 79 | 214 | 2177 | 3288 | 6707 | 0 | 2244 | 209 | 214 | 1140 | 1000 | 385 | 1200 | 0 | 465 | 0 | 0 | 0 | 0 | 0 | 0 | 0 | 0 | 0
2040-01-11 | 9 | 14.26 | -22587 | -1750 | -1576 | 0 | 0 | -376 | 4201 | 0 | 0 | 639 | 79 | 160 | 2177 | 3288 | 6544 | 0 | 2241 | 2532 | 214 | 1151 | 1000 | 399 | 1200 | 0 | 465 | 0 | 0 | 0 | 0 | 0 | 0 | 0 | 0 | 0
2040-01-11 | 10 | 11 | -22502 | -1750 | -1826 | 0 | -368 | -1859 | 4143 | 0 | 0 | 633 | 79 | 160 | 1648 | 3288 | 5989 | 0 | 2223 | 5692 | 215 | 1154 | 1000 | 417 | 1200 | 0 | 465 | 0 | 0 | 0 | 0 | 0 | 0 | 0 | 0 | 0
2040-01-11 | 11 | 11 | -22446 | -1646 | -1791 | 0 | -2958 | -1859 | 4100 | 0 | 0 | 633 | 79 | 160 | 1480 | 3288 | 5304 | 0 | 2189 | 9011 | 217 | 1163 | 1000 | 409 | 1200 | 0 | 465 | 0 | 0 | 0 | 0 | 0 | 0 | 0 | 0 | 0
2040-01-11 | 12 | 11 | -22335 | -1544 | -1540 | 0 | -3330 | -1859 | 4021 | 0 | 0 | 633 | 79 | 160 | 1281 | 3288 | 4277 | 0 | 2121 | 10295 | 217 | 1161 | 1000 | 411 | 1200 | 0 | 465 | 0 | 0 | 0 | 0 | 0 | 0 | 0 | 0 | 0
2040-01-11 | 13 | 11 | -22101 | -1493 | -2005 | 0 | -3035 | -1859 | 3852 | 0 | 0 | 633 | 79 | 160 | 1281 | 3288 | 4326 | 0 | 2059 | 10883 | 216 | 1158 | 476 | 418 | 1200 | 0 | 465 | 0 | 0 | 0 | 0 | 0 | 524 | 0 | 0 | 0
2040-01-11 | 14 | 11 | -21946 | -1493 | -1970 | 0 | -674 | -1859 | 3741 | 0 | 0 | 633 | 79 | 160 | 1113 | 3288 | 4961 | 0 | 2031 | 8473 | 217 | 1157 | 0 | 423 | 1200 | 0 | 465 | 0 | 0 | 0 | 0 | 0 | 1000 | 0 | 0 | 0
2040-01-11 | 15 | 14.26 | -21867 | -1493 | -1755 | 0 | 0 | -784 | 3688 | 0 | 0 | 639 | 79 | 160 | 1308 | 3288 | 5339 | 0 | 2070 | 4888 | 217 | 1145 | 1000 | 412 | 1200 | 0 | 465 | 0 | 0 | 0 | 0 | 0 | 0 | 0 | 0 | 0
2040-01-11 | 16 | 19.28 | -22093 | -1493 | -2328 | 0 | 825 | 537 | 3847 | 0 | 0 | 1037 | 79 | 160 | 2566 | 3288 | 5326 | 0 | 2077 | 1757 | 219 | 1145 | 1000 | 386 | 1200 | 0 | 465 | 0 | 0 | 0 | 0 | 0 | 0 | 0 | 0 | 0
2040-01-11 | 17 | 19.28 | -22996 | -1595 | -2972 | 0 | 1265 | 1541 | 4491 | 0 | 0 | 1126 | 79 | 160 | 2829 | 3288 | 6156 | 0 | 2122 | 100 | 218 | 1124 | 1000 | 400 | 1200 | 0 | 465 | 0 | 0 | 0 | 0 | 0 | 0 | 0 | 0 | 0
2040-01-11 | 18 | 19.28 | -24099 | -1696 | -3581 | 0 | 2041 | 1561 | 5284 | 0 | 0 | 1126 | 79 | 160 | 2829 | 3288 | 6404 | 0 | 2147 | 0 | 218 | 1136 | 1000 | 439 | 1200 | 0 | 465 | 0 | 0 | 0 | 0 | 0 | 0 | 0 | 0 | 0
2040-01-11 | 19 | 19.28 | -23931 | -1804 | -3438 | 0 | 1959 | 1533 | 5162 | 0 | 0 | 1126 | 79 | 160 | 2829 | 3288 | 6397 | 0 | 2150 | 0 | 218 | 1152 | 1000 | 454 | 1200 | 0 | 465 | 0 | 0 | 0 | 0 | 0 | 0 | 0 | 0 | 0
2040-01-11 | 20 | 19.28 | -23501 | -1858 | -2435 | 0 | 1139 | 558 | 4856 | 0 | 0 | 1108 | 79 | 160 | 2997 | 3288 | 6881 | 0 | 2221 | 0 | 218 | 1155 | 1000 | 469 | 1200 | 0 | 465 | 0 | 0 | 0 | 0 | 0 | 0 | 0 | 0 | 0
2040-01-11 | 21 | 19.28 | -22856 | -1915 | -2220 | 0 | 325 | 936 | 4396 | 0 | 0 | 1038 | 79 | 160 | 2997 | 3288 | 7045 | 0 | 2204 | 0 | 218 | 1155 | 1000 | 486 | 1200 | 0 | 465 | 0 | 0 | 0 | 0 | 0 | 0 | 0 | 0 | 0
2040-01-11 | 22 | 19.28 | -21966 | -1972 | -1862 | 0 | 583 | 668 | 3757 | 0 | 0 | 1061 | 79 | 160 | 2997 | 3288 | 6488 | 0 | 2179 | 0 | 219 | 1157 | 1000 | 499 | 1200 | 0 | 465 | 0 | 0 | 0 | 0 | 0 | 0 | 0 | 0 | 0
2040-01-11 | 23 | 19.28 | -20665 | -2029 | -1540 | 0 | 341 | 292 | 2827 | 0 | 0 | 936 | 79 | 160 | 2997 | 3288 | 6588 | 0 | 2196 | 0 | 220 | 1142 | 1000 | 502 | 1200 | 0 | 465 | 0 | 0 | 0 | 0 | 0 | 0 | 0 | 0 | 0
2040-01-11 | 24 | 19.28 | -19440 | -2085 | -1253 | 0 | 437 | 111 | 1950 | 0 | 0 | 849 | 79 | 160 | 2747 | 3288 | 6518 | 0 | 2156 | 0 | 219 | 1136 | 1000 | 465 | 1200 | 0 | 465 | 0 | 0 | 0 | 0 | 0 | 0 | 0 | 0 | 0
2040-01-12 | 1 | 30.42 | -18479 | -2085 | -1110 | 0 | 0 | -668 | 1749 | 0 | 0 | 724 | 79 | 319 | 3074 | 3288 | 6159 | 0 | 2091 | 0 | 220 | 1125 | 1000 | 850 | 1200 | 0 | 465 | 0 | 0 | 0 | 0 | 0 | 0 | 0 | 0 | 0
2040-01-12 | 2 | 30.42 | -17977 | -2145 | -1003 | 0 | 0 | -497 | 1379 | 0 | 0 | 849 | 79 | 335 | 3074 | 3288 | 5702 | 0 | 2059 | 0 | 220 | 1121 | 1000 | 852 | 1200 | 0 | 465 | 0 | 0 | 0 | 0 | 0 | 0 | 0 | 0 | 0
2040-01-12 | 3 | 30.42 | -17753 | -2145 | -859 | 0 | 0 | -688 | 1210 | 0 | 0 | 762 | 79 | 341 | 3074 | 3288 | 5788 | 0 | 2044 | 0 | 220 | 1119 | 1000 | 857 | 1200 | 0 | 465 | 0 | 0 | 0 | 0 | 0 | 0 | 0 | 0 | 0
2040-01-12 | 4 | 30.42 | -17675 | -2145 | -824 | 0 | 0 | -182 | 1152 | 0 | 0 | 801 | 79 | 341 | 3074 | 3288 | 5622 | 0 | 1995 | 0 | 220 | 1125 | 1000 | 465 | 1200 | 0 | 465 | 0 | 0 | 0 | 0 | 0 | 0 | 0 | 0 | 0
2040-01-12 | 5 | 30.42 | -17847 | -2145 | -824 | 0 | 0 | -160 | 1284 | 0 | 0 | 806 | 79 | 341 | 3074 | 3288 | 5669 | 0 | 1981 | 0 | 219 | 1125 | 1000 | 445 | 1200 | 0 | 465 | 0 | 0 | 0 | 0 | 0 | 0 | 0 | 0 | 0
2040-01-12 | 6 | 30.42 | -18388 | -2145 | -859 | 0 | 0 | -124 | 1686 | 0 | 0 | 850 | 79 | 341 | 3349 | 3288 | 5508 | 0 | 1990 | 0 | 218 | 1125 | 1000 | 418 | 1200 | 0 | 465 | 0 | 0 | 0 | 0 | 0 | 0 | 0 | 0 | 0
2040-01-12 | 7 | 30.42 | -19349 | -2145 | -1074 | 0 | 0 | -26 | 2399 | 0 | 0 | 910 | 79 | 341 | 3519 | 3288 | 5697 | 0 | 1961 | 0 | 216 | 1131 | 1000 | 389 | 1200 | 0 | 465 | 0 | 0 | 0 | 0 | 0 | 0 | 0 | 0 | 0
2040-01-12 | 8 | 30.42 | -20368 | -2145 | -1325 | 0 | 0 | -94 | 3155 | 0 | 0 | 1037 | 79 | 341 | 3898 | 3288 | 5615 | 0 | 1941 | 177 | 214 | 1140 | 1000 | 385 | 1200 | 0 | 465 | 0 | 0 | 0 | 0 | 0 | 0 | 0 | 0 | 0
2040-01-12 | 9 | 30.42 | -21458 | -2085 | -1576 | 0 | 0 | -911 | 3963 | 0 | 0 | 833 | 79 | 341 | 3898 | 3288 | 5102 | 0 | 1924 | 2175 | 214 | 1151 | 1000 | 399 | 1200 | 0 | 465 | 0 | 0 | 0 | 0 | 0 | 0 | 0 | 0 | 0
2040-01-12 | 10 | 29.77 | -22080 | -1972 | -1826 | 0 | -182 | -1859 | 4423 | 0 | 0 | 639 | 79 | 341 | 2671 | 3288 | 4683 | 0 | 1860 | 5485 | 215 | 1154 | 1000 | 417 | 1200 | 0 | 465 | 0 | 0 | 0 | 0 | 0 | 0 | 0 | 0 | 0
2040-01-12 | 11 | 29.77 | -22171 | -1804 | -1791 | 0 | -1826 | -1859 | 4491 | 0 | 0 | 633 | 79 | 341 | 1323 | 3288 | 4674 | 0 | 1760 | 8407 | 217 | 1163 | 1000 | 409 | 1200 | 0 | 465 | 0 | 0 | 0 | 0 | 0 | 0 | 0 | 0 | 0
2040-01-12 | 12 | 29.77 | -22060 | -1696 | -1540 | 0 | -3139 | -1859 | 4412 | 0 | 0 | 633 | 79 | 341 | 1323 | 3288 | 4044 | 0 | 1721 | 9999 | 217 | 1161 | 1000 | 411 | 1200 | 0 | 465 | 0 | 0 | 0 | 0 | 0 | 0 | 0 | 0 | 0
2040-01-12 | 13 | 29.77 | -21653 | -1595 | -2005 | 0 | -2605 | -1859 | 4106 | 0 | 0 | 633 | 79 | 341 | 1323 | 3288 | 3324 | 0 | 1798 | 10370 | 216 | 1158 | 1000 | 418 | 1200 | 0 | 465 | 0 | 0 | 0 | 0 | 0 | 0 | 0 | 0 | 0
2040-01-12 | 14 | 29.77 | -21180 | -1397 | -1970 | 0 | -739 | -1859 | 3757 | 0 | 0 | 633 | 79 | 341 | 1178 | 3288 | 2671 | 0 | 1840 | 8897 | 217 | 1157 | 1000 | 423 | 1200 | 0 | 465 | 0 | 0 | 0 | 0 | 0 | 0 | 0 | 0 | 0
2040-01-12 | 15 | 39.22 | -20962 | -1397 | -1755 | 0 | 0 | 0 | 3593 | 0 | 0 | 653 | 79 | 341 | 1867 | 3288 | 2265 | 0 | 1854 | 5735 | 217 | 1145 | 1000 | 412 | 1200 | 0 | 465 | 0 | 0 | 0 | 0 | 0 | 0 | 0 | 0 | 0
2040-01-12 | 16 | 41.11 | -21136 | -1397 | -2328 | 0 | 78 | 1561 | 3725 | 0 | 0 | 1126 | 79 | 341 | 3835 | 3288 | 2321 | 0 | 1844 | 2248 | 219 | 1145 | 1000 | 386 | 1200 | 0 | 465 | 0 | 0 | 0 | 0 | 0 | 0 | 0 | 0 | 0
2040-01-12 | 17 | 41.11 | -22129 | -1445 | -2972 | 0 | 1447 | 1558 | 4460 | 0 | 0 | 1440 | 79 | 341 | 5032 | 3288 | 2471 | 0 | 1899 | 125 | 218 | 1124 | 1000 | 400 | 1200 | 0 | 465 | 0 | 0 | 0 | 0 | 0 | 0 | 0 | 0 | 0
2040-01-12 | 18 | 41.11 | -23237 | -1544 | -3581 | 0 | 2307 | 1297 | 5284 | 0 | 0 | 1472 | 79 | 341 | 5134 | 3288 | 2781 | 0 | 1921 | 0 | 218 | 1136 | 1000 | 439 | 1200 | 0 | 465 | 0 | 0 | 0 | 0 | 0 | 0 | 0 | 0 | 0
2040-01-12 | 19 | 41.11 | -23034 | -1595 | -3438 | 0 | 2250 | 1282 | 5131 | 0 | 0 | 1472 | 79 | 341 | 5134 | 3288 | 2670 | 0 | 1931 | 0 | 218 | 1152 | 1000 | 454 | 1200 | 0 | 465 | 0 | 0 | 0 | 0 | 0 | 0 | 0 | 0 | 0
2040-01-12 | 20 | 41.11 | -22463 | -1646 | -2435 | 0 | 0 | 1215 | 4708 | 0 | 0 | 1196 | 79 | 341 | 5794 | 3288 | 3483 | 0 | 1932 | 0 | 218 | 1155 | 1000 | 469 | 1200 | 0 | 465 | 0 | 0 | 0 | 0 | 0 | 0 | 0 | 0 | 0
2040-01-12 | 21 | 41.11 | -21826 | -1696 | -2220 | 0 | 0 | 1023 | 4238 | 0 | 0 | 1197 | 79 | 341 | 6189 | 3288 | 2996 | 0 | 1868 | 0 | 218 | 1155 | 1000 | 486 | 1200 | 0 | 465 | 0 | 0 | 0 | 0 | 0 | 0 | 0 | 0 | 0
2040-01-12 | 22 | 41.11 | -20976 | -1750 | -1862 | 0 | 325 | 484 | 3604 | 0 | 0 | 1196 | 79 | 341 | 6189 | 3288 | 2782 | 0 | 1761 | 0 | 219 | 1157 | 1000 | 499 | 1200 | 0 | 465 | 0 | 0 | 0 | 0 | 0 | 0 | 0 | 0 | 0
2040-01-12 | 23 | 41.11 | -19873 | -1750 | -1540 | 0 | 320 | 535 | 2785 | 0 | 0 | 1196 | 79 | 341 | 6189 | 3288 | 2295 | 0 | 1607 | 0 | 220 | 1142 | 1000 | 502 | 1200 | 0 | 465 | 0 | 0 | 0 | 0 | 0 | 0 | 0 | 0 | 0
2040-01-12 | 24 | 41.11 | -18714 | -1858 | -1253 | 0 | 575 | 403 | 1923 | 0 | 0 | 1196 | 79 | 341 | 6189 | 3288 | 1821 | 0 | 1526 | 0 | 219 | 1136 | 1000 | 465 | 1200 | 0 | 465 | 0 | 0 | 0 | 0 | 0 | 0 | 0 | 0 | 0
2040-01-13 | 1 | 42.06 | -17824 | -1858 | -1468 | 0 | 0 | 0 | 1136 | 0 | 0 | 1320 | 79 | 341 | 7156 | 3288 | 1540 | 0 | 1430 | 0 | 220 | 1125 | 1000 | 850 | 1200 | 0 | 465 | 0 | 0 | 0 | 0 | 0 | 0 | 0 | 0 | 0
2040-01-13 | 2 | 42.11 | -17254 | -1915 | -1253 | 0 | 0 | 0 | 719 | 0 | 0 | 1320 | 79 | 341 | 7127 | 3288 | 1265 | 0 | 1426 | 0 | 220 | 1121 | 1000 | 852 | 1200 | 0 | 465 | 0 | 0 | 0 | 0 | 0 | 0 | 0 | 0 | 0
2040-01-13 | 3 | 42.06 | -16983 | -1915 | -1110 | 0 | 0 | 0 | 528 | 0 | 0 | 1320 | 79 | 341 | 7081 | 3288 | 1149 | 0 | 1361 | 0 | 220 | 1119 | 1000 | 857 | 1200 | 0 | 465 | 0 | 0 | 0 | 0 | 0 | 0 | 0 | 0 | 0
2040-01-13 | 4 | 42.96 | -16892 | -1972 | -1038 | 0 | 0 | 0 | 528 | 0 | 0 | 1320 | 79 | 341 | 7614 | 3288 | 973 | 0 | 1284 | 0 | 220 | 1125 | 1000 | 465 | 1200 | 0 | 465 | 0 | 0 | 0 | 0 | 0 | 0 | 0 | 0 | 0
2040-01-13 | 5 | 43.49 | -17024 | -2029 | -1003 | 0 | 0 | 0 | 550 | 0 | 0 | 1366 | 79 | 341 | 7918 | 3288 | 741 | 0 | 1319 | 0 | 219 | 1125 | 1000 | 445 | 1200 | 0 | 465 | 0 | 0 | 0 | 0 | 0 | 0 | 0 | 0 | 0
2040-01-13 | 6 | 43.49 | -17424 | -2029 | -1038 | 0 | 0 | 0 | 840 | 0 | 0 | 1452 | 79 | 341 | 8124 | 3288 | 614 | 0 | 1327 | 0 | 218 | 1125 | 1000 | 418 | 1200 | 0 | 465 | 0 | 0 | 0 | 0 | 0 | 0 | 0 | 0 | 0
2040-01-13 | 7 | 43.89 | -18222 | -2029 | -1182 | 0 | 0 | 0 | 1427 | 0 | 0 | 1472 | 79 | 341 | 8565 | 3288 | 551 | 0 | 1309 | 0 | 216 | 1131 | 1000 | 389 | 1200 | 0 | 465 | 0 | 0 | 0 | 0 | 0 | 0 | 0 | 0 | 0
2040-01-13 | 8 | 45.13 | -19175 | -2085 | -1361 | 0 | 0 | 0 | 2129 | 0 | 0 | 1472 | 79 | 341 | 9033 | 3288 | 515 | 0 | 1213 | 147 | 214 | 1140 | 1000 | 385 | 1200 | 0 | 465 | 0 | 0 | 0 | 0 | 0 | 0 | 0 | 0 | 0
2040-01-13 | 9 | 43.37 | -20298 | -2085 | -1683 | 0 | 0 | 0 | 2954 | 0 | 0 | 1366 | 79 | 341 | 7890 | 3288 | 638 | 0 | 1058 | 2024 | 214 | 1151 | 1000 | 399 | 1200 | 0 | 465 | 0 | 0 | 0 | 0 | 0 | 0 | 0 | 0 | 0
2040-01-13 | 10 | 40.06 | -21010 | -2029 | -1970 | 0 | -431 | 0 | 3477 | 0 | 0 | 1126 | 79 | 341 | 5879 | 3288 | 895 | 0 | 746 | 5158 | 215 | 1154 | 1000 | 417 | 1200 | 0 | 465 | 0 | 0 | 0 | 0 | 0 | 0 | 0 | 0 | 0
2040-01-13 | 11 | 40.06 | -21294 | -1858 | -1791 | 0 | -2304 | 0 | 3688 | 0 | 0 | 653 | 79 | 341 | 4811 | 3288 | 973 | 0 | 558 | 8401 | 217 | 1163 | 1000 | 409 | 1200 | 0 | 465 | 0 | 0 | 0 | 0 | 0 | 0 | 0 | 0 | 0
2040-01-13 | 12 | 40.06 | -21388 | -1750 | -1970 | 0 | -2377 | 0 | 3757 | 0 | 0 | 639 | 79 | 341 | 3533 | 3288 | 902 | 0 | 452 | 10040 | 217 | 1161 | 1000 | 411 | 1200 | 0 | 465 | 0 | 0 | 0 | 0 | 0 | 0 | 0 | 0 | 0
2040-01-13 | 13 | 40.06 | -21319 | -1544 | -2149 | 0 | -1391 | 0 | 3704 | 0 | 0 | 639 | 79 | 341 | 2366 | 3288 | 946 | 0 | 383 | 10200 | 216 | 1158 | 1000 | 418 | 1200 | 0 | 465 | 0 | 0 | 0 | 0 | 0 | 0 | 0 | 0 | 0
2040-01-13 | 14 | 40.06 | -20906 | -1445 | -2220 | 0 | -84 | 0 | 3403 | 0 | 0 | 653 | 79 | 341 | 2340 | 3288 | 1031 | 0 | 346 | 8713 | 217 | 1157 | 1000 | 423 | 1200 | 0 | 465 | 0 | 0 | 0 | 0 | 0 | 0 | 0 | 0 | 0
2040-01-13 | 15 | 53.07 | -20668 | -1397 | -2292 | 0 | 882 | 0 | 3229 | 100 | 0 | 1112 | 79 | 388 | 4046 | 3288 | 1308 | 0 | 314 | 5171 | 217 | 1145 | 1000 | 412 | 1200 | 0 | 465 | 0 | 0 | 0 | 0 | 0 | 0 | 0 | 0 | 0
2040-01-13 | 16 | 53.07 | -20893 | -1397 | -2184 | 0 | 2397 | 0 | 3392 | 100 | 0 | 1162 | 79 | 388 | 4347 | 3288 | 2463 | 0 | 337 | 2106 | 219 | 1145 | 1000 | 386 | 1200 | 0 | 465 | 0 | 0 | 0 | 0 | 0 | 0 | 0 | 0 | 0
2040-01-13 | 17 | 53.07 | -21850 | -1445 | -2149 | 0 | 2069 | 0 | 4095 | 100 | 0 | 1313 | 79 | 388 | 5285 | 3288 | 3822 | 0 | 440 | 159 | 218 | 1124 | 1000 | 400 | 1200 | 0 | 465 | 0 | 0 | 0 | 0 | 0 | 0 | 0 | 0 | 0
2040-01-13 | 18 | 52.08 | -23467 | -1544 | -2220 | 0 | 315 | 0 | 5284 | 90 | 0 | 1211 | 79 | 368 | 6981 | 3288 | 4634 | 0 | 523 | 0 | 218 | 1136 | 1000 | 439 | 1200 | 0 | 465 | 0 | 0 | 0 | 0 | 0 | 0 | 0 | 0 | 0
2040-01-13 | 19 | 43.63 | -23364 | -1646 | -2292 | 0 | 0 | 0 | 5210 | 0 | 0 | 1196 | 79 | 341 | 6881 | 3288 | 5106 | 0 | 711 | 0 | 218 | 1152 | 1000 | 454 | 1200 | 0 | 465 | 0 | 0 | 0 | 0 | 0 | 0 | 0 | 0 | 0
2040-01-13 | 20 | 39.94 | -22789 | -1646 | -2149 | 0 | 0 | 0 | 4787 | 0 | 0 | 1126 | 79 | 341 | 5661 | 3288 | 6147 | 0 | 647 | 0 | 218 | 1155 | 1000 | 469 | 1200 | 0 | 465 | 0 | 0 | 0 | 0 | 0 | 0 | 0 | 0 | 0
2040-01-13 | 21 | 38.05 | -22038 | -1696 | -2005 | 0 | 0 | 0 | 4232 | 0 | 0 | 1112 | 79 | 341 | 5069 | 3288 | 6538 | 0 | 556 | 0 | 218 | 1155 | 1000 | 486 | 1200 | 0 | 465 | 0 | 0 | 0 | 0 | 0 | 0 | 0 | 0 | 0
2040-01-13 | 22 | 34.28 | -20750 | -1750 | -1826 | 0 | 0 | 0 | 3287 | 0 | 0 | 1075 | 79 | 335 | 4398 | 3288 | 6773 | 0 | 553 | 0 | 219 | 1157 | 1000 | 499 | 1200 | 0 | 465 | 0 | 0 | 0 | 0 | 0 | 0 | 0 | 0 | 0
2040-01-13 | 23 | 24.22 | -19252 | -1750 | -1826 | 0 | 0 | 0 | 2188 | 0 | 0 | 1037 | 79 | 310 | 3786 | 3288 | 7042 | 0 | 570 | 0 | 220 | 1142 | 1000 | 502 | 1200 | 0 | 465 | 0 | 0 | 0 | 0 | 0 | 0 | 0 | 0 | 0
2040-01-13 | 24 | 11 | -18034 | -1804 | -1647 | 0 | 0 | 0 | 1289 | 0 | 0 | 897 | 79 | 160 | 3559 | 3288 | 7144 | 0 | 594 | 0 | 219 | 1136 | 991 | 465 | 1200 | 0 | 465 | 0 | 0 | 0 | 0 | 0 | 9 | 0 | 0 | 0
2040-01-14 | 1 | 30.1 | -17255 | -1858 | -1468 | 0 | 0 | -1162 | 528 | 0 | 0 | 854 | 79 | 319 | 4005 | 3288 | 7178 | 0 | 631 | 0 | 220 | 1125 | 1000 | 850 | 1200 | 0 | 465 | 0 | 0 | 0 | 0 | 0 | 0 | 0 | 0 | 0
2040-01-14 | 2 | 30.1 | -16906 | -1858 | -1253 | 0 | 0 | -1409 | 528 | 0 | 0 | 746 | 79 | 335 | 3778 | 3288 | 7199 | 0 | 615 | 0 | 220 | 1121 | 1000 | 852 | 1200 | 0 | 465 | 0 | 0 | 0 | 0 | 0 | 0 | 0 | 0 | 0
2040-01-14 | 3 | 30.1 | -16779 | -1858 | -1110 | 0 | 0 | -965 | 528 | 0 | 0 | 667 | 79 | 341 | 3185 | 3288 | 7221 | 0 | 541 | 0 | 220 | 1119 | 1000 | 857 | 1200 | 0 | 465 | 0 | 0 | 0 | 0 | 0 | 0 | 0 | 0 | 0
2040-01-14 | 4 | 30.1 | -16880 | -1858 | -1038 | 0 | 0 | -492 | 528 | 0 | 0 | 697 | 79 | 341 | 3185 | 3288 | 7235 | 0 | 441 | 0 | 220 | 1125 | 1000 | 465 | 1200 | 0 | 465 | 0 | 0 | 0 | 0 | 0 | 0 | 0 | 0 | 0
2040-01-14 | 5 | 30.1 | -17437 | -1804 | -1003 | 0 | 0 | -187 | 528 | 0 | 0 | 849 | 79 | 341 | 3170 | 3288 | 7247 | 0 | 475 | 0 | 219 | 1125 | 1000 | 445 | 1200 | 0 | 465 | 0 | 0 | 0 | 0 | 0 | 0 | 0 | 0 | 0
2040-01-14 | 6 | 36.17 | -18918 | -1804 | -1038 | 0 | 0 | 0 | 1532 | 0 | 0 | 918 | 79 | 341 | 3463 | 3288 | 7252 | 0 | 462 | 0 | 218 | 1125 | 1000 | 418 | 1200 | 0 | 465 | 0 | 0 | 0 | 0 | 0 | 0 | 0 | 0 | 0
2040-01-14 | 7 | 39.94 | -21382 | -1858 | -1182 | 0 | 0 | 0 | 3292 | 0 | 0 | 1038 | 79 | 341 | 4182 | 3288 | 7258 | 0 | 543 | 0 | 216 | 1131 | 1000 | 389 | 1200 | 0 | 465 | 0 | 0 | 0 | 0 | 0 | 0 | 0 | 0 | 0
2040-01-14 | 8 | 40.06 | -22792 | -1858 | -1361 | 0 | 0 | 0 | 4296 | 0 | 0 | 1075 | 79 | 341 | 4548 | 3288 | 7244 | 0 | 568 | 168 | 214 | 1140 | 1000 | 385 | 1200 | 0 | 465 | 0 | 0 | 0 | 0 | 0 | 0 | 0 | 0 | 0
2040-01-14 | 9 | 30.1 | -23067 | -1858 | -1683 | 0 | 0 | -255 | 4497 | 0 | 0 | 936 | 79 | 341 | 3723 | 3288 | 7219 | 0 | 522 | 1830 | 214 | 1151 | 1000 | 399 | 1200 | 0 | 465 | 0 | 0 | 0 | 0 | 0 | 0 | 0 | 0 | 0
2040-01-14 | 10 | 30.1 | -23104 | -1750 | -1970 | 0 | 0 | -1559 | 4523 | 0 | 0 | 653 | 79 | 341 | 3494 | 3288 | 7195 | 0 | 338 | 4022 | 215 | 1154 | 1000 | 417 | 1200 | 0 | 465 | 0 | 0 | 0 | 0 | 0 | 0 | 0 | 0 | 0
2040-01-14 | 11 | 29.4 | -22996 | -1646 | -1791 | 0 | -906 | -1859 | 4444 | 0 | 0 | 633 | 79 | 341 | 1517 | 3288 | 7152 | 0 | 154 | 7135 | 217 | 1163 | 1000 | 409 | 1200 | 0 | 465 | 0 | 0 | 0 | 0 | 0 | 0 | 0 | 0 | 0
2040-01-14 | 12 | 29.4 | -22726 | -1544 | -1970 | 0 | -2142 | -1859 | 4254 | 0 | 0 | 633 | 79 | 341 | 1227 | 3288 | 7103 | 0 | 115 | 8748 | 217 | 1161 | 1000 | 411 | 1200 | 0 | 465 | 0 | 0 | 0 | 0 | 0 | 0 | 0 | 0 | 0
2040-01-14 | 13 | 29.4 | -22357 | -1397 | -2149 | 0 | -3180 | -1859 | 3989 | 0 | 0 | 633 | 79 | 341 | 1227 | 3288 | 7049 | 0 | 113 | 9766 | 216 | 1158 | 1000 | 418 | 1200 | 0 | 465 | 0 | 0 | 0 | 0 | 0 | 0 | 0 | 0 | 0
2040-01-14 | 14 | 29.4 | -22083 | -1302 | -2220 | 0 | -1243 | -1859 | 3794 | 0 | 0 | 633 | 79 | 341 | 1227 | 3288 | 6901 | 0 | 117 | 7867 | 217 | 1157 | 1000 | 423 | 1200 | 0 | 465 | 0 | 0 | 0 | 0 | 0 | 0 | 0 | 0 | 0
2040-01-14 | 15 | 30.1 | -21772 | -1257 | -2292 | 0 | 0 | -481 | 3572 | 0 | 0 | 639 | 79 | 341 | 1125 | 3288 | 6772 | 0 | 116 | 5431 | 217 | 1145 | 1000 | 412 | 1200 | 0 | 465 | 0 | 0 | 0 | 0 | 0 | 0 | 0 | 0 | 0
2040-01-14 | 16 | 40.68 | -21839 | -1212 | -2184 | 0 | 426 | 1260 | 3620 | 0 | 0 | 912 | 79 | 341 | 1800 | 3288 | 6655 | 0 | 105 | 2336 | 219 | 1145 | 1000 | 386 | 1200 | 0 | 465 | 0 | 0 | 0 | 0 | 0 | 0 | 0 | 0 | 0
2040-01-14 | 17 | 40.68 | -22735 | -1212 | -2149 | 0 | 524 | 1239 | 4259 | 0 | 0 | 1126 | 79 | 341 | 4099 | 3288 | 6475 | 0 | 144 | 116 | 218 | 1124 | 1000 | 400 | 1200 | 0 | 465 | 0 | 0 | 0 | 0 | 0 | 0 | 0 | 0 | 0
2040-01-14 | 18 | 40.68 | -24173 | -1349 | -2220 | 0 | 1034 | 1558 | 5284 | 0 | 0 | 1213 | 79 | 341 | 4846 | 3288 | 5360 | 0 | 282 | 0 | 218 | 1136 | 1000 | 439 | 1200 | 0 | 465 | 0 | 0 | 0 | 0 | 0 | 0 | 0 | 0 | 0
2040-01-14 | 19 | 40.68 | -24153 | -1445 | -2292 | 0 | 1330 | 1409 | 5268 | 0 | 0 | 1366 | 79 | 341 | 5159 | 3288 | 4687 | 0 | 475 | 0 | 218 | 1152 | 1000 | 454 | 1200 | 0 | 465 | 0 | 0 | 0 | 0 | 0 | 0 | 0 | 0 | 0
2040-01-14 | 20 | 40.68 | -23691 | -1445 | -2149 | 0 | 1301 | 978 | 4941 | 0 | 0 | 1366 | 79 | 341 | 5656 | 3288 | 4164 | 0 | 664 | 0 | 218 | 1155 | 1000 | 469 | 1200 | 0 | 465 | 0 | 0 | 0 | 0 | 0 | 0 | 0 | 0 | 0
2040-01-14 | 21 | 40.68 | -22815 | -1544 | -2005 | 0 | 453 | 1558 | 4317 | 0 | 0 | 1366 | 79 | 341 | 5894 | 3288 | 3740 | 0 | 804 | 0 | 218 | 1155 | 1000 | 486 | 1200 | 0 | 465 | 0 | 0 | 0 | 0 | 0 | 0 | 0 | 0 | 0
2040-01-14 | 22 | 40.68 | -21431 | -1544 | -1826 | 0 | 515 | 1250 | 3329 | 0 | 0 | 1366 | 79 | 341 | 5894 | 3288 | 3038 | 0 | 1161 | 0 | 219 | 1157 | 1000 | 499 | 1200 | 0 | 465 | 0 | 0 | 0 | 0 | 0 | 0 | 0 | 0 | 0
2040-01-14 | 23 | 40.68 | -19781 | -1595 | -1826 | 0 | 342 | 801 | 2151 | 0 | 0 | 1196 | 79 | 341 | 5894 | 3288 | 3393 | 0 | 1188 | 0 | 220 | 1142 | 1000 | 502 | 1200 | 0 | 465 | 0 | 0 | 0 | 0 | 0 | 0 | 0 | 0 | 0
2040-01-14 | 24 | 40.68 | -18389 | -1646 | -1647 | 0 | 500 | 267 | 1157 | 0 | 0 | 1126 | 79 | 341 | 5894 | 3288 | 3292 | 0 | 1252 | 0 | 219 | 1136 | 1000 | 465 | 1200 | 0 | 465 | 0 | 0 | 0 | 0 | 0 | 0 | 0 | 0 | 0
2040-01-15 | 1 | 37.34 | -17549 | -1646 | -1110 | 0 | -19 | 0 | 793 | 0 | 0 | 1126 | 79 | 341 | 4996 | 3288 | 3498 | 0 | 1344 | 0 | 220 | 1125 | 1000 | 850 | 1200 | 0 | 465 | 0 | 0 | 0 | 0 | 0 | 0 | 0 | 0 | 0
2040-01-15 | 2 | 37.34 | -17127 | -1750 | -1003 | 0 | -85 | 0 | 528 | 0 | 0 | 1112 | 79 | 341 | 4842 | 3288 | 3476 | 0 | 1440 | 0 | 220 | 1121 | 1000 | 852 | 1200 | 0 | 465 | 0 | 0 | 0 | 0 | 0 | 0 | 0 | 0 | 0
2040-01-15 | 3 | 37.34 | -16985 | -1750 | -859 | 0 | -63 | 0 | 528 | 0 | 0 | 1112 | 79 | 341 | 4707 | 3288 | 3212 | 0 | 1530 | 0 | 220 | 1119 | 1000 | 857 | 1200 | 0 | 465 | 0 | 0 | 0 | 0 | 0 | 0 | 0 | 0 | 0
2040-01-15 | 4 | 39.22 | -17089 | -1804 | -824 | 0 | 0 | 0 | 528 | 0 | 0 | 1112 | 79 | 341 | 5186 | 3288 | 3212 | 0 | 1496 | 0 | 220 | 1125 | 1000 | 465 | 1200 | 0 | 465 | 0 | 0 | 0 | 0 | 0 | 0 | 0 | 0 | 0
2040-01-15 | 5 | 39.27 | -17649 | -1804 | -824 | 0 | 0 | 0 | 867 | 0 | 0 | 1126 | 79 | 341 | 5364 | 3288 | 3230 | 0 | 1529 | 0 | 219 | 1125 | 1000 | 445 | 1200 | 0 | 465 | 0 | 0 | 0 | 0 | 0 | 0 | 0 | 0 | 0
2040-01-15 | 6 | 41.61 | -19114 | -1804 | -859 | 0 | 0 | 0 | 1929 | 0 | 0 | 1126 | 79 | 341 | 6268 | 3288 | 2913 | 0 | 1408 | 0 | 218 | 1125 | 1000 | 418 | 1200 | 0 | 465 | 0 | 0 | 0 | 0 | 0 | 0 | 0 | 0 | 0
2040-01-15 | 7 | 43.33 | -21562 | -1804 | -1074 | 0 | 0 | 0 | 3709 | 0 | 0 | 1197 | 79 | 341 | 7359 | 3288 | 2770 | 0 | 1297 | 0 | 216 | 1131 | 1000 | 389 | 1200 | 0 | 465 | 0 | 0 | 0 | 0 | 0 | 0 | 0 | 0 | 0
2040-01-15 | 8 | 44.49 | -22767 | -1804 | -1325 | 0 | 0 | 0 | 4587 | 0 | 0 | 1366 | 79 | 341 | 7909 | 3288 | 2542 | 0 | 1175 | 206 | 214 | 1140 | 1000 | 385 | 1200 | 0 | 465 | 0 | 0 | 0 | 0 | 0 | 0 | 0 | 0 | 0
2040-01-15 | 9 | 42.06 | -22729 | -1646 | -1576 | 0 | 0 | 0 | 4560 | 0 | 0 | 1126 | 79 | 341 | 6685 | 3288 | 2245 | 0 | 935 | 2263 | 214 | 1151 | 1000 | 399 | 1200 | 0 | 465 | 0 | 0 | 0 | 0 | 0 | 0 | 0 | 0 | 0
2040-01-15 | 10 | 37.34 | -22510 | -1493 | -1826 | 0 | -58 | 0 | 4402 | 0 | 0 | 1093 | 79 | 341 | 4578 | 3288 | 1915 | 0 | 722 | 5019 | 215 | 1154 | 1000 | 417 | 1200 | 0 | 465 | 0 | 0 | 0 | 0 | 0 | 0 | 0 | 0 | 0
2040-01-15 | 11 | 37.34 | -22292 | -1397 | -1791 | 0 | -1477 | 0 | 4243 | 0 | 0 | 810 | 79 | 341 | 4375 | 3288 | 1270 | 0 | 575 | 7522 | 217 | 1163 | 1000 | 409 | 1200 | 0 | 465 | 0 | 0 | 0 | 0 | 0 | 0 | 0 | 0 | 0
2040-01-15 | 12 | 37.34 | -22038 | -1257 | -1540 | 0 | -3212 | 0 | 4058 | 0 | 0 | 639 | 79 | 341 | 4375 | 3288 | 822 | 0 | 506 | 9484 | 217 | 1161 | 1000 | 411 | 1200 | 0 | 465 | 0 | 0 | 0 | 0 | 0 | 0 | 0 | 0 | 0
2040-01-15 | 13 | 37.34 | -21710 | -1167 | -2005 | 0 | -2273 | 0 | 3820 | 0 | 0 | 653 | 79 | 341 | 4343 | 3288 | 680 | 0 | 442 | 9052 | 216 | 1158 | 1000 | 418 | 1200 | 0 | 465 | 0 | 0 | 0 | 0 | 0 | 0 | 0 | 0 | 0
2040-01-15 | 14 | 37.34 | -21464 | -1125 | -1970 | 0 | -1570 | 0 | 3641 | 0 | 0 | 709 | 79 | 341 | 4297 | 3288 | 648 | 0 | 420 | 8243 | 217 | 1157 | 1000 | 423 | 1200 | 0 | 465 | 0 | 0 | 0 | 0 | 0 | 0 | 0 | 0 | 0
2040-01-15 | 15 | 39.94 | -21273 | -1041 | -1755 | 0 | 0 | 0 | 3503 | 0 | 0 | 1126 | 79 | 341 | 5443 | 3288 | 651 | 0 | 347 | 4853 | 217 | 1145 | 1000 | 412 | 1200 | 0 | 465 | 0 | 0 | 0 | 0 | 0 | 0 | 0 | 0 | 0
2040-01-15 | 16 | 48.14 | -21422 | -1041 | -2328 | 0 | 0 | 0 | 3609 | 0 | 0 | 1472 | 79 | 341 | 8653 | 3288 | 798 | 0 | 337 | 1799 | 219 | 1145 | 1000 | 386 | 1200 | 0 | 465 | 0 | 0 | 0 | 0 | 0 | 0 | 0 | 0 | 0
2040-01-15 | 17 | 49.9 | -22306 | -1083 | -2972 | 0 | 2115 | 0 | 4254 | 0 | 0 | 1472 | 79 | 388 | 8882 | 3288 | 1003 | 0 | 318 | 157 | 218 | 1124 | 1000 | 400 | 1200 | 0 | 465 | 0 | 0 | 0 | 0 | 0 | 0 | 0 | 0 | 0
2040-01-15 | 18 | 49.9 | -23725 | -1167 | -3581 | 0 | 2548 | 0 | 5284 | 0 | 0 | 1472 | 79 | 388 | 9774 | 3288 | 900 | 0 | 282 | 0 | 218 | 1136 | 1000 | 439 | 1200 | 0 | 465 | 0 | 0 | 0 | 0 | 0 | 0 | 0 | 0 | 0
2040-01-15 | 19 | 49.9 | -23688 | -1257 | -3438 | 0 | 1729 | 0 | 5258 | 0 | 0 | 1472 | 79 | 388 | 10614 | 3288 | 737 | 0 | 329 | 0 | 218 | 1152 | 1000 | 454 | 1200 | 0 | 465 | 0 | 0 | 0 | 0 | 0 | 0 | 0 | 0 | 0
2040-01-15 | 20 | 49.9 | -23143 | -1302 | -2435 | 0 | 647 | 0 | 4861 | 0 | 0 | 1472 | 79 | 388 | 10614 | 3288 | 616 | 0 | 407 | 0 | 218 | 1155 | 1000 | 469 | 1200 | 0 | 465 | 0 | 0 | 0 | 0 | 0 | 0 | 0 | 0 | 0
2040-01-15 | 21 | 49.9 | -22264 | -1349 | -2220 | 0 | 454 | 0 | 4222 | 0 | 0 | 1472 | 79 | 364 | 10389 | 3288 | 646 | 0 | 396 | 0 | 218 | 1155 | 1000 | 486 | 1200 | 0 | 465 | 0 | 0 | 0 | 0 | 0 | 0 | 0 | 0 | 0
2040-01-15 | 22 | 48.41 | -20953 | -1397 | -1862 | 0 | 38 | 0 | 3266 | 0 | 0 | 1472 | 79 | 350 | 10312 | 3288 | 608 | 0 | 258 | 0 | 219 | 1157 | 1000 | 499 | 1200 | 0 | 465 | 0 | 0 | 0 | 0 | 0 | 0 | 0 | 0 | 0
2040-01-15 | 23 | 46.35 | -19264 | -1349 | -1540 | 0 | 0 | 0 | 2040 | 0 | 0 | 1472 | 79 | 341 | 9625 | 3288 | 485 | 0 | 295 | 0 | 220 | 1142 | 1000 | 502 | 1200 | 0 | 465 | 0 | 0 | 0 | 0 | 0 | 0 | 0 | 0 | 0
2040-01-15 | 24 | 45.14 | -17888 | -1349 | -1253 | 0 | 0 | 0 | 1041 | 0 | 0 | 1472 | 79 | 341 | 9080 | 3288 | 423 | 0 | 282 | 0 | 219 | 1136 | 1000 | 465 | 1200 | 0 | 465 | 0 | 0 | 0 | 0 | 0 | 0 | 0 | 0 | 0
2040-01-16 | 1 | 43.49 | -17050 | -1397 | -1110 | 0 | 0 | 0 | 592 | 0 | 0 | 1472 | 79 | 341 | 8208 | 3288 | 415 | 0 | 303 | 0 | 220 | 1125 | 1000 | 850 | 1200 | 0 | 465 | 0 | 0 | 0 | 0 | 0 | 0 | 0 | 0 | 0
2040-01-16 | 2 | 42.91 | -16594 | -1445 | -1003 | 0 | 0 | 0 | 528 | 0 | 0 | 1452 | 79 | 341 | 7597 | 3288 | 536 | 0 | 362 | 0 | 220 | 1121 | 1000 | 852 | 1200 | 0 | 465 | 0 | 0 | 0 | 0 | 0 | 0 | 0 | 0 | 0
2040-01-16 | 3 | 43.09 | -16422 | -1544 | -859 | 0 | 0 | 0 | 528 | 0 | 0 | 1320 | 79 | 341 | 7148 | 3288 | 698 | 0 | 563 | 0 | 220 | 1119 | 1000 | 857 | 1200 | 0 | 465 | 0 | 0 | 0 | 0 | 0 | 0 | 0 | 0 | 0
2040-01-16 | 4 | 43.34 | -16505 | -1493 | -824 | 0 | 0 | 0 | 528 | 0 | 0 | 1197 | 79 | 341 | 7286 | 3288 | 871 | 0 | 757 | 0 | 220 | 1125 | 1000 | 465 | 1200 | 0 | 465 | 0 | 0 | 0 | 0 | 0 | 0 | 0 | 0 | 0
2040-01-16 | 5 | 42.69 | -17042 | -1493 | -824 | 0 | 0 | 0 | 587 | 0 | 0 | 1196 | 79 | 341 | 7014 | 3288 | 1413 | 0 | 988 | 0 | 219 | 1125 | 1000 | 445 | 1200 | 0 | 465 | 0 | 0 | 0 | 0 | 0 | 0 | 0 | 0 | 0
2040-01-16 | 6 | 42.58 | -18449 | -1544 | -859 | 0 | 0 | 0 | 1627 | 0 | 0 | 1162 | 79 | 341 | 6885 | 3288 | 2027 | 0 | 1017 | 0 | 218 | 1125 | 1000 | 418 | 1200 | 0 | 465 | 0 | 0 | 0 | 0 | 0 | 0 | 0 | 0 | 0
2040-01-16 | 7 | 41.95 | -20830 | -1493 | -1074 | 0 | 0 | 0 | 3376 | 0 | 0 | 1126 | 79 | 341 | 6525 | 3288 | 2966 | 0 | 1295 | 0 | 216 | 1131 | 1000 | 389 | 1200 | 0 | 465 | 0 | 0 | 0 | 0 | 0 | 0 | 0 | 0 | 0
2040-01-16 | 8 | 39.87 | -22059 | -1493 | -1325 | 0 | 0 | 0 | 4285 | 0 | 0 | 1126 | 79 | 341 | 5393 | 3288 | 4408 | 0 | 1339 | 213 | 214 | 1140 | 1000 | 385 | 1200 | 0 | 465 | 0 | 0 | 0 | 0 | 0 | 0 | 0 | 0 | 0
2040-01-16 | 9 | 27.67 | -22153 | -1397 | -1576 | 0 | -214 | 0 | 4354 | 0 | 0 | 862 | 79 | 341 | 3491 | 3288 | 5148 | 0 | 1374 | 1975 | 214 | 1151 | 1000 | 399 | 1200 | 0 | 465 | 0 | 0 | 0 | 0 | 0 | 0 | 0 | 0 | 0
2040-01-16 | 10 | 27.67 | -22060 | -1257 | -1826 | 0 | -16 | -821 | 4285 | 0 | 0 | 639 | 79 | 341 | 2088 | 3288 | 5709 | 0 | 1332 | 3767 | 215 | 1154 | 1000 | 417 | 1200 | 0 | 465 | 0 | 0 | 0 | 0 | 0 | 0 | 0 | 0 | 0
2040-01-16 | 11 | 27.67 | -22070 | -1212 | -1791 | 0 | 0 | -295 | 4291 | 0 | 0 | 633 | 79 | 341 | 0 | 3288 | 6374 | 0 | 1250 | 4658 | 217 | 1163 | 1000 | 409 | 1200 | 0 | 465 | 0 | 0 | 0 | 0 | 0 | 0 | 0 | 0 | 0
2040-01-16 | 12 | 27.67 | -21934 | -1125 | -1540 | 0 | 0 | -1545 | 4195 | 0 | 0 | 633 | 79 | 341 | 0 | 3288 | 6804 | 0 | 1350 | 4999 | 217 | 1161 | 1000 | 411 | 1200 | 0 | 465 | 0 | 0 | 0 | 0 | 0 | 0 | 0 | 0 | 0
2040-01-16 | 13 | 27.67 | -21628 | -1083 | -2005 | 0 | 0 | -971 | 3968 | 0 | 0 | 633 | 79 | 341 | 0 | 3288 | 7010 | 0 | 1283 | 4628 | 216 | 1158 | 1000 | 418 | 1200 | 0 | 465 | 0 | 0 | 0 | 0 | 0 | 0 | 0 | 0 | 0
2040-01-16 | 14 | 27.67 | -21509 | -1002 | -1970 | 0 | 0 | -78 | 3878 | 0 | 0 | 639 | 79 | 341 | 0 | 3288 | 7108 | 0 | 1261 | 3502 | 217 | 1157 | 1000 | 423 | 1200 | 0 | 465 | 0 | 0 | 0 | 0 | 0 | 0 | 0 | 0 | 0
2040-01-16 | 15 | 37.4 | -21305 | -1002 | -1755 | 0 | 0 | 264 | 3731 | 0 | 0 | 639 | 79 | 341 | 28 | 3288 | 7079 | 0 | 1354 | 2821 | 217 | 1145 | 1000 | 412 | 1200 | 0 | 465 | 0 | 0 | 0 | 0 | 0 | 0 | 0 | 0 | 0
2040-01-16 | 16 | 37.4 | -21343 | -960 | -2328 | 0 | 0 | 537 | 3757 | 0 | 0 | 653 | 79 | 341 | 1403 | 3288 | 6918 | 0 | 1418 | 1823 | 219 | 1145 | 1000 | 386 | 1200 | 0 | 465 | 0 | 0 | 0 | 0 | 0 | 0 | 0 | 0 | 0
2040-01-16 | 17 | 37.4 | -22153 | -960 | -2972 | 0 | 0 | 1006 | 4354 | 0 | 0 | 1038 | 79 | 341 | 3055 | 3288 | 6894 | 0 | 1445 | 180 | 218 | 1124 | 1000 | 400 | 1200 | 0 | 465 | 0 | 0 | 0 | 0 | 0 | 0 | 0 | 0 | 0
2040-01-16 | 18 | 37.4 | -23415 | -1002 | -3581 | 0 | 0 | 861 | 5284 | 0 | 0 | 1108 | 79 | 341 | 3766 | 3288 | 7016 | 0 | 1797 | 0 | 218 | 1136 | 1000 | 439 | 1200 | 0 | 465 | 0 | 0 | 0 | 0 | 0 | 0 | 0 | 0 | 0
2040-01-16 | 19 | 37.4 | -23300 | -1002 | -3438 | 0 | 198 | 76 | 5199 | 0 | 0 | 1075 | 79 | 325 | 3899 | 3288 | 6998 | 0 | 2113 | 0 | 218 | 1152 | 1000 | 454 | 1200 | 0 | 465 | 0 | 0 | 0 | 0 | 0 | 0 | 0 | 0 | 0
2040-01-16 | 20 | 11 | -22716 | -1041 | -2435 | 0 | 0 | 0 | 4771 | 0 | 0 | 849 | 79 | 166 | 3376 | 3288 | 7048 | 0 | 2219 | 0 | 218 | 1155 | 889 | 469 | 1200 | 0 | 465 | 0 | 0 | 0 | 0 | 0 | 111 | 0 | 0 | 0
2040-01-16 | 21 | 11 | -21849 | -1041 | -2220 | 0 | 0 | 0 | 4132 | 0 | 0 | 737 | 79 | 160 | 3376 | 3288 | 7067 | 0 | 2226 | 0 | 218 | 1155 | 522 | 486 | 1200 | 0 | 465 | 0 | 0 | 0 | 0 | 0 | 478 | 0 | 0 | 0
2040-01-16 | 22 | 11 | -20575 | -1125 | -1862 | 0 | 0 | 0 | 3192 | 0 | 0 | 653 | 79 | 160 | 3208 | 3288 | 7078 | 0 | 2202 | 0 | 219 | 1157 | 163 | 499 | 1200 | 0 | 465 | 0 | 0 | 0 | 0 | 0 | 837 | 0 | 0 | 0
2040-01-16 | 23 | 10 | -18987 | -1212 | -1540 | 0 | 0 | 0 | 2018 | 0 | 0 | 653 | 79 | 160 | 3208 | 3288 | 6845 | 0 | 2170 | 0 | 220 | 1142 | 0 | 290 | 1200 | 0 | 465 | 0 | 0 | 0 | 0 | 0 | 1000 | 212 | 0 | 0
2040-01-16 | 24 | 10 | -17628 | -1302 | -1253 | 0 | 0 | 0 | 1020 | 0 | 0 | 639 | 79 | 160 | 2823 | 3288 | 6858 | 0 | 2125 | 0 | 219 | 1136 | 0 | 172 | 1200 | 0 | 465 | 0 | 0 | 0 | 0 | 0 | 1000 | 293 | 0 | 0
2040-01-17 | 1 | 35.65 | -16856 | -1397 | -1110 | 0 | -2156 | 0 | 528 | 0 | 0 | 653 | 79 | 319 | 3502 | 3288 | 6240 | 0 | 2051 | 0 | 220 | 1125 | 1000 | 850 | 1200 | 0 | 465 | 0 | 0 | 0 | 0 | 0 | 0 | 0 | 0 | 0
2040-01-17 | 2 | 35.65 | -16499 | -1445 | -1003 | 0 | -2299 | 0 | 528 | 0 | 0 | 639 | 79 | 335 | 3502 | 3288 | 5995 | 0 | 2021 | 0 | 220 | 1121 | 1000 | 852 | 1200 | 0 | 465 | 0 | 0 | 0 | 0 | 0 | 0 | 0 | 0 | 0
2040-01-17 | 3 | 35.65 | -16438 | -1544 | -859 | 0 | -2425 | 0 | 528 | 0 | 0 | 639 | 79 | 341 | 3502 | 3288 | 6033 | 0 | 1995 | 0 | 220 | 1119 | 1000 | 857 | 1200 | 0 | 465 | 0 | 0 | 0 | 0 | 0 | 0 | 0 | 0 | 0
2040-01-17 | 4 | 35.65 | -16576 | -1646 | -824 | 0 | -1173 | 0 | 528 | 0 | 0 | 653 | 79 | 341 | 3670 | 3288 | 5282 | 0 | 1903 | 0 | 220 | 1125 | 1000 | 465 | 1200 | 0 | 465 | 0 | 0 | 0 | 0 | 0 | 0 | 0 | 0 | 0
2040-01-17 | 5 | 35.65 | -17246 | -1750 | -824 | 0 | -114 | 0 | 528 | 0 | 0 | 1037 | 79 | 341 | 3805 | 3288 | 4645 | 0 | 1757 | 0 | 219 | 1125 | 1000 | 445 | 1200 | 0 | 465 | 0 | 0 | 0 | 0 | 0 | 0 | 0 | 0 | 0
2040-01-17 | 6 | 37.4 | -18843 | -1804 | -859 | 0 | 0 | 0 | 1548 | 0 | 0 | 1112 | 79 | 341 | 4736 | 3288 | 4325 | 0 | 1651 | 0 | 218 | 1125 | 1000 | 418 | 1200 | 0 | 465 | 0 | 0 | 0 | 0 | 0 | 0 | 0 | 0 | 0
2040-01-17 | 7 | 41.11 | -21317 | -1858 | -1074 | 0 | 0 | 0 | 3324 | 0 | 0 | 1126 | 79 | 341 | 6214 | 3288 | 3979 | 0 | 1498 | 0 | 216 | 1131 | 1000 | 389 | 1200 | 0 | 465 | 0 | 0 | 0 | 0 | 0 | 0 | 0 | 0 | 0
2040-01-17 | 8 | 43.09 | -22700 | -1972 | -1325 | 0 | 0 | 0 | 4317 | 0 | 0 | 1196 | 79 | 341 | 7168 | 3288 | 3611 | 0 | 1390 | 202 | 214 | 1140 | 1000 | 385 | 1200 | 0 | 465 | 0 | 0 | 0 | 0 | 0 | 0 | 0 | 0 | 0
2040-01-17 | 9 | 41.05 | -22853 | -1972 | -1576 | 0 | 0 | 0 | 4428 | 0 | 0 | 1126 | 79 | 341 | 6145 | 3288 | 2686 | 0 | 1248 | 2631 | 214 | 1151 | 1000 | 399 | 1200 | 0 | 465 | 0 | 0 | 0 | 0 | 0 | 0 | 0 | 0 | 0
2040-01-17 | 10 | 35.65 | -22599 | -1858 | -1826 | 0 | -955 | 0 | 4243 | 0 | 0 | 1016 | 79 | 341 | 4562 | 3288 | 2126 | 0 | 1101 | 6032 | 215 | 1154 | 1000 | 417 | 1200 | 0 | 465 | 0 | 0 | 0 | 0 | 0 | 0 | 0 | 0 | 0
2040-01-17 | 11 | 35.65 | -22484 | -1750 | -1791 | 0 | -2792 | 0 | 4164 | 0 | 0 | 653 | 79 | 341 | 4562 | 3288 | 1501 | 0 | 1050 | 8727 | 217 | 1163 | 1000 | 409 | 1200 | 0 | 465 | 0 | 0 | 0 | 0 | 0 | 0 | 0 | 0 | 0
2040-01-17 | 12 | 35.65 | -22317 | -1646 | -1540 | 0 | -4159 | 0 | 4042 | 0 | 0 | 639 | 79 | 341 | 4562 | 3288 | 1194 | 0 | 953 | 10109 | 217 | 1161 | 1000 | 411 | 1200 | 0 | 465 | 0 | 0 | 0 | 0 | 0 | 0 | 0 | 0 | 0
2040-01-17 | 13 | 35.65 | -21995 | -1544 | -2005 | 0 | -4246 | 0 | 3810 | 0 | 0 | 639 | 79 | 341 | 4353 | 3288 | 963 | 0 | 880 | 10981 | 216 | 1158 | 1000 | 418 | 1200 | 0 | 465 | 0 | 0 | 0 | 0 | 0 | 0 | 0 | 0 | 0
2040-01-17 | 14 | 35.65 | -21739 | -1445 | -1970 | 0 | -1932 | 0 | 3630 | 0 | 0 | 653 | 79 | 341 | 4220 | 3288 | 772 | 0 | 780 | 8861 | 217 | 1157 | 1000 | 423 | 1200 | 0 | 465 | 0 | 0 | 0 | 0 | 0 | 0 | 0 | 0 | 0
2040-01-17 | 15 | 39.94 | -21517 | -1397 | -1755 | 0 | 0 | 0 | 3472 | 0 | 0 | 1112 | 79 | 341 | 5155 | 3288 | 586 | 0 | 588 | 5610 | 217 | 1145 | 1000 | 412 | 1200 | 0 | 465 | 0 | 0 | 0 | 0 | 0 | 0 | 0 | 0 | 0
2040-01-17 | 16 | 47.94 | -21730 | -1397 | -2328 | 0 | 618 | 0 | 3620 | 0 | 0 | 1472 | 79 | 341 | 8813 | 3288 | 306 | 0 | 404 | 2099 | 219 | 1145 | 1000 | 386 | 1200 | 0 | 465 | 0 | 0 | 0 | 0 | 0 | 0 | 0 | 0 | 0
2040-01-17 | 17 | 47.94 | -22664 | -1445 | -2972 | 0 | 3675 | 0 | 4291 | 0 | 0 | 1472 | 79 | 341 | 8813 | 3288 | 167 | 0 | 368 | 181 | 218 | 1124 | 1000 | 400 | 1200 | 0 | 465 | 0 | 0 | 0 | 0 | 0 | 0 | 0 | 0 | 0
2040-01-17 | 18 | 47.94 | -24047 | -1493 | -3581 | 0 | 4876 | 0 | 5284 | 0 | 0 | 1472 | 79 | 341 | 8813 | 3288 | 133 | 0 | 376 | 0 | 218 | 1136 | 1000 | 439 | 1200 | 0 | 465 | 0 | 0 | 0 | 0 | 0 | 0 | 0 | 0 | 0
2040-01-17 | 19 | 47.94 | -24032 | -1544 | -3438 | 0 | 4462 | 0 | 5273 | 0 | 0 | 1472 | 79 | 341 | 9114 | 3288 | 117 | 0 | 378 | 0 | 218 | 1152 | 1000 | 454 | 1200 | 0 | 465 | 0 | 0 | 0 | 0 | 0 | 0 | 0 | 0 | 0
2040-01-17 | 20 | 47.94 | -23539 | -1493 | -2435 | 0 | 3233 | 0 | 4919 | 0 | 0 | 1472 | 79 | 341 | 9114 | 3288 | 128 | 0 | 386 | 0 | 218 | 1155 | 1000 | 469 | 1200 | 0 | 465 | 0 | 0 | 0 | 0 | 0 | 0 | 0 | 0 | 0
2040-01-17 | 21 | 47.94 | -22669 | -1544 | -2220 | 0 | 1629 | 0 | 4296 | 0 | 0 | 1472 | 79 | 341 | 10197 | 3288 | 177 | 0 | 431 | 0 | 218 | 1155 | 1000 | 486 | 1200 | 0 | 465 | 0 | 0 | 0 | 0 | 0 | 0 | 0 | 0 | 0
2040-01-17 | 22 | 47.94 | -21373 | -1493 | -1862 | 0 | 642 | 0 | 3366 | 0 | 0 | 1472 | 79 | 341 | 10197 | 3288 | 318 | 0 | 485 | 0 | 219 | 1157 | 1000 | 499 | 1200 | 0 | 465 | 0 | 0 | 0 | 0 | 0 | 0 | 0 | 0 | 0
2040-01-17 | 23 | 47.17 | -19652 | -1493 | -1540 | 0 | 0 | 0 | 2129 | 0 | 0 | 1472 | 79 | 341 | 9965 | 3288 | 402 | 0 | 480 | 0 | 220 | 1142 | 1000 | 502 | 1200 | 0 | 465 | 0 | 0 | 0 | 0 | 0 | 0 | 0 | 0 | 0
2040-01-17 | 24 | 45.13 | -18182 | -1493 | -1253 | 0 | 0 | 0 | 1078 | 0 | 0 | 1472 | 79 | 341 | 8998 | 3288 | 729 | 0 | 458 | 0 | 219 | 1136 | 1000 | 465 | 1200 | 0 | 465 | 0 | 0 | 0 | 0 | 0 | 0 | 0 | 0 | 0
2040-01-18 | 1 | 42.11 | -17261 | -1493 | -1110 | 0 | 0 | 0 | 1205 | 0 | 0 | 1320 | 79 | 341 | 7088 | 3288 | 975 | 0 | 708 | 0 | 220 | 1125 | 1000 | 850 | 1200 | 0 | 465 | 0 | 0 | 0 | 0 | 0 | 0 | 0 | 0 | 0
2040-01-18 | 2 | 42.06 | -16741 | -1493 | -1003 | 0 | 0 | 0 | 808 | 0 | 0 | 1247 | 79 | 341 | 7012 | 3288 | 892 | 0 | 711 | 0 | 220 | 1121 | 1000 | 852 | 1200 | 0 | 465 | 0 | 0 | 0 | 0 | 0 | 0 | 0 | 0 | 0
2040-01-18 | 3 | 41.94 | -16467 | -1493 | -859 | 0 | 0 | 0 | 597 | 0 | 0 | 1197 | 79 | 341 | 6794 | 3288 | 926 | 0 | 737 | 0 | 220 | 1119 | 1000 | 857 | 1200 | 0 | 465 | 0 | 0 | 0 | 0 | 0 | 0 | 0 | 0 | 0
2040-01-18 | 4 | 41.9 | -16485 | -1493 | -824 | 0 | 0 | 0 | 613 | 0 | 0 | 1162 | 79 | 341 | 6778 | 3288 | 1245 | 0 | 821 | 0 | 220 | 1125 | 1000 | 465 | 1200 | 0 | 465 | 0 | 0 | 0 | 0 | 0 | 0 | 0 | 0 | 0
2040-01-18 | 5 | 41.82 | -16953 | -1544 | -824 | 0 | 0 | 0 | 972 | 0 | 0 | 1126 | 79 | 341 | 6701 | 3288 | 1541 | 0 | 818 | 0 | 219 | 1125 | 1000 | 445 | 1200 | 0 | 465 | 0 | 0 | 0 | 0 | 0 | 0 | 0 | 0 | 0
2040-01-18 | 6 | 41.9 | -18330 | -1544 | -859 | 0 | 0 | 0 | 2018 | 0 | 0 | 1126 | 79 | 341 | 6785 | 3288 | 1773 | 0 | 897 | 0 | 218 | 1125 | 1000 | 418 | 1200 | 0 | 465 | 0 | 0 | 0 | 0 | 0 | 0 | 0 | 0 | 0
2040-01-18 | 7 | 42.91 | -20620 | -1544 | -1074 | 0 | 0 | 0 | 3767 | 0 | 0 | 1254 | 79 | 341 | 7470 | 3288 | 1621 | 0 | 1017 | 0 | 216 | 1131 | 1000 | 389 | 1200 | 0 | 465 | 0 | 0 | 0 | 0 | 0 | 0 | 0 | 0 | 0
2040-01-18 | 8 | 42.91 | -21972 | -1493 | -1325 | 0 | 0 | 0 | 4803 | 0 | 0 | 1276 | 79 | 341 | 7466 | 3288 | 1959 | 0 | 1052 | 122 | 214 | 1140 | 1000 | 385 | 1200 | 0 | 465 | 0 | 0 | 0 | 0 | 0 | 0 | 0 | 0 | 0
2040-01-18 | 9 | 41.11 | -22215 | -1493 | -1576 | 0 | 0 | 0 | 4988 | 0 | 0 | 1126 | 79 | 341 | 6516 | 3288 | 2347 | 0 | 1044 | 1126 | 214 | 1151 | 1000 | 399 | 1200 | 0 | 465 | 0 | 0 | 0 | 0 | 0 | 0 | 0 | 0 | 0
2040-01-18 | 10 | 40.31 | -22345 | -1397 | -1826 | 0 | 0 | 0 | 5088 | 0 | 0 | 1126 | 79 | 341 | 5900 | 3288 | 2284 | 0 | 975 | 2036 | 215 | 1154 | 1000 | 417 | 1200 | 0 | 465 | 0 | 0 | 0 | 0 | 0 | 0 | 0 | 0 | 0
2040-01-18 | 11 | 39.99 | -22335 | -1302 | -1791 | 0 | 0 | 0 | 5078 | 0 | 0 | 1126 | 79 | 341 | 5757 | 3288 | 1849 | 0 | 1052 | 2404 | 217 | 1163 | 1000 | 409 | 1200 | 0 | 465 | 0 | 0 | 0 | 0 | 0 | 0 | 0 | 0 | 0
2040-01-18 | 12 | 38.43 | -22081 | -1212 | -1540 | 0 | -275 | 0 | 4882 | 0 | 0 | 1112 | 79 | 341 | 4957 | 3288 | 1145 | 0 | 855 | 3994 | 217 | 1161 | 1000 | 411 | 1200 | 0 | 465 | 0 | 0 | 0 | 0 | 0 | 0 | 0 | 0 | 0
2040-01-18 | 13 | 40.68 | -21670 | -1083 | -2005 | 0 | 0 | 0 | 4571 | 0 | 0 | 1126 | 79 | 341 | 5706 | 3288 | 661 | 0 | 790 | 3740 | 216 | 1158 | 1000 | 418 | 1200 | 0 | 465 | 0 | 0 | 0 | 0 | 0 | 0 | 0 | 0 | 0
2040-01-18 | 14 | 42.11 | -21389 | -1041 | -1970 | 0 | 0 | 0 | 4354 | 0 | 0 | 1126 | 79 | 341 | 6293 | 3288 | 356 | 0 | 732 | 3369 | 217 | 1157 | 1000 | 423 | 1200 | 0 | 465 | 0 | 0 | 0 | 0 | 0 | 0 | 0 | 0 | 0
2040-01-18 | 15 | 43.83 | -21082 | -1002 | -1755 | 0 | 0 | 0 | 4122 | 0 | 0 | 1196 | 79 | 341 | 7188 | 3288 | 166 | 0 | 822 | 2198 | 217 | 1145 | 1000 | 412 | 1200 | 0 | 465 | 0 | 0 | 0 | 0 | 0 | 0 | 0 | 0 | 0
2040-01-18 | 16 | 44.72 | -21045 | -960 | -2328 | 0 | 0 | 0 | 4095 | 0 | 0 | 1452 | 79 | 341 | 8321 | 3288 | 89 | 0 | 1006 | 1247 | 219 | 1145 | 1000 | 386 | 1200 | 0 | 465 | 0 | 0 | 0 | 0 | 0 | 0 | 0 | 0 | 0
2040-01-18 | 17 | 49.4 | -21729 | -960 | -2972 | 0 | 0 | 0 | 4613 | 0 | 0 | 1472 | 79 | 358 | 10043 | 3288 | 161 | 0 | 1085 | 156 | 218 | 1124 | 1000 | 400 | 1200 | 0 | 465 | 0 | 0 | 0 | 0 | 0 | 0 | 0 | 0 | 0
2040-01-18 | 18 | 51.17 | -22605 | -960 | -3581 | 0 | 226 | 0 | 5284 | 0 | 0 | 1472 | 79 | 360 | 10536 | 3288 | 268 | 0 | 1175 | 0 | 218 | 1136 | 1000 | 439 | 1200 | 0 | 465 | 0 | 0 | 0 | 0 | 0 | 0 | 0 | 0 | 0
2040-01-18 | 19 | 48.14 | -22312 | -1002 | -3438 | 0 | 10 | 0 | 5062 | 0 | 0 | 1472 | 79 | 341 | 10279 | 3288 | 385 | 0 | 1347 | 0 | 218 | 1152 | 1000 | 454 | 1200 | 0 | 465 | 0 | 0 | 0 | 0 | 0 | 0 | 0 | 0 | 0
2040-01-18 | 20 | 44.83 | -21643 | -1041 | -2435 | 0 | 0 | 0 | 4550 | 0 | 0 | 1472 | 79 | 341 | 8921 | 3288 | 644 | 0 | 1318 | 0 | 218 | 1155 | 1000 | 469 | 1200 | 0 | 465 | 0 | 0 | 0 | 0 | 0 | 0 | 0 | 0 | 0
2040-01-18 | 21 | 43.49 | -20917 | -1083 | -2220 | 0 | 0 | 0 | 3995 | 0 | 0 | 1452 | 79 | 341 | 8100 | 3288 | 1017 | 0 | 1425 | 0 | 218 | 1155 | 1000 | 486 | 1200 | 0 | 465 | 0 | 0 | 0 | 0 | 0 | 0 | 0 | 0 | 0
2040-01-18 | 22 | 41.91 | -19909 | -1083 | -1862 | 0 | 0 | 0 | 3229 | 0 | 0 | 1196 | 79 | 341 | 6978 | 3288 | 1670 | 0 | 1534 | 0 | 219 | 1157 | 1000 | 499 | 1200 | 0 | 465 | 0 | 0 | 0 | 0 | 0 | 0 | 0 | 0 | 0
2040-01-18 | 23 | 39.26 | -18590 | -1083 | -1540 | 0 | 0 | 0 | 2219 | 0 | 0 | 1126 | 79 | 341 | 5554 | 3288 | 2390 | 0 | 1688 | 0 | 220 | 1142 | 1000 | 502 | 1200 | 0 | 465 | 0 | 0 | 0 | 0 | 0 | 0 | 0 | 0 | 0
2040-01-18 | 24 | 38.05 | -17301 | -1125 | -1253 | 0 | 0 | 0 | 1236 | 0 | 0 | 1112 | 79 | 341 | 4693 | 3288 | 2564 | 0 | 1882 | 0 | 219 | 1136 | 1000 | 465 | 1200 | 0 | 465 | 0 | 0 | 0 | 0 | 0 | 0 | 0 | 0 | 0
2040-01-19 | 1 | 32.07 | -16360 | -1125 | -1110 | 0 | 0 | -163 | 565 | 0 | 0 | 1075 | 79 | 341 | 3965 | 3288 | 2678 | 0 | 1907 | 0 | 220 | 1125 | 1000 | 850 | 1200 | 0 | 465 | 0 | 0 | 0 | 0 | 0 | 0 | 0 | 0 | 0
2040-01-19 | 2 | 32.07 | -15844 | -1167 | -1003 | 0 | 0 | -368 | 528 | 0 | 0 | 1037 | 79 | 341 | 3768 | 3288 | 2616 | 0 | 1868 | 0 | 220 | 1121 | 1000 | 852 | 1200 | 0 | 465 | 0 | 0 | 0 | 0 | 0 | 0 | 0 | 0 | 0
2040-01-19 | 3 | 32.07 | -15611 | -1257 | -859 | 0 | 0 | -44 | 528 | 0 | 0 | 1054 | 79 | 341 | 3768 | 3288 | 2183 | 0 | 1670 | 0 | 220 | 1119 | 1000 | 857 | 1200 | 0 | 465 | 0 | 0 | 0 | 0 | 0 | 0 | 0 | 0 | 0
2040-01-19 | 4 | 36.31 | -15611 | -1349 | -824 | 0 | 0 | 0 | 528 | 0 | 0 | 1075 | 79 | 341 | 4145 | 3288 | 2283 | 0 | 1570 | 0 | 220 | 1125 | 1000 | 465 | 1200 | 0 | 465 | 0 | 0 | 0 | 0 | 0 | 0 | 0 | 0 | 0
2040-01-19 | 5 | 39.26 | -15855 | -1349 | -824 | 0 | 0 | 0 | 528 | 0 | 0 | 1108 | 79 | 341 | 4606 | 3288 | 2144 | 0 | 1479 | 0 | 219 | 1125 | 1000 | 445 | 1200 | 0 | 465 | 0 | 0 | 0 | 0 | 0 | 0 | 0 | 0 | 0
2040-01-19 | 6 | 42.6 | -16481 | -1397 | -859 | 0 | 0 | 0 | 661 | 0 | 0 | 1126 | 79 | 341 | 5655 | 3288 | 1784 | 0 | 1379 | 0 | 218 | 1125 | 1000 | 418 | 1200 | 0 | 465 | 0 | 0 | 0 | 0 | 0 | 0 | 0 | 0 | 0
2040-01-19 | 7 | 43.09 | -17590 | -1493 | -1074 | 0 | 0 | 0 | 1506 | 0 | 0 | 1126 | 79 | 341 | 6394 | 3288 | 1663 | 0 | 1360 | 0 | 216 | 1131 | 1000 | 389 | 1200 | 0 | 465 | 0 | 0 | 0 | 0 | 0 | 0 | 0 | 0 | 0
2040-01-19 | 8 | 41.82 | -18706 | -1445 | -1325 | 0 | 0 | 0 | 2362 | 0 | 0 | 1126 | 79 | 341 | 6443 | 3288 | 1969 | 0 | 1276 | 189 | 214 | 1140 | 1000 | 385 | 1200 | 0 | 465 | 0 | 0 | 0 | 0 | 0 | 0 | 0 | 0 | 0
2040-01-19 | 9 | 37.4 | -19790 | -1445 | -1576 | 0 | 0 | 0 | 3192 | 0 | 0 | 1112 | 79 | 341 | 4751 | 3288 | 2043 | 0 | 1230 | 2346 | 214 | 1151 | 1000 | 399 | 1200 | 0 | 465 | 0 | 0 | 0 | 0 | 0 | 0 | 0 | 0 | 0
2040-01-19 | 10 | 32.07 | -20368 | -1349 | -1826 | 0 | 0 | -1157 | 3635 | 0 | 0 | 823 | 79 | 341 | 4066 | 3288 | 1863 | 0 | 920 | 5234 | 215 | 1154 | 1000 | 417 | 1200 | 0 | 465 | 0 | 0 | 0 | 0 | 0 | 0 | 0 | 0 | 0
2040-01-19 | 11 | 31.69 | -20697 | -1302 | -1791 | 0 | -48 | -1859 | 3889 | 0 | 0 | 653 | 79 | 341 | 3867 | 3288 | 1788 | 0 | 715 | 6623 | 217 | 1163 | 1000 | 409 | 1200 | 0 | 465 | 0 | 0 | 0 | 0 | 0 | 0 | 0 | 0 | 0
2040-01-19 | 12 | 31.69 | -20709 | -1257 | -1540 | 0 | -288 | -1859 | 3900 | 0 | 0 | 639 | 79 | 341 | 3737 | 3288 | 1888 | 0 | 521 | 6806 | 217 | 1161 | 1000 | 411 | 1200 | 0 | 465 | 0 | 0 | 0 | 0 | 0 | 0 | 0 | 0 | 0
2040-01-19 | 13 | 32.07 | -20534 | -1257 | -2005 | 0 | 0 | -313 | 3762 | 0 | 0 | 913 | 79 | 341 | 3737 | 3288 | 2506 | 0 | 382 | 4644 | 216 | 1158 | 1000 | 418 | 1200 | 0 | 465 | 0 | 0 | 0 | 0 | 0 | 0 | 0 | 0 | 0
2040-01-19 | 14 | 41.01 | -20406 | -1257 | -1970 | 0 | 0 | 0 | 3662 | 0 | 0 | 1112 | 79 | 341 | 5175 | 3288 | 2903 | 0 | 277 | 2333 | 217 | 1157 | 1000 | 423 | 1200 | 0 | 465 | 0 | 0 | 0 | 0 | 0 | 0 | 0 | 0 | 0
2040-01-19 | 15 | 43.34 | -20446 | -1257 | -1755 | 0 | 0 | 51 | 3694 | 0 | 0 | 1126 | 79 | 341 | 6349 | 3288 | 2937 | 0 | 193 | 962 | 217 | 1145 | 1000 | 412 | 1200 | 0 | 465 | 0 | 0 | 0 | 0 | 0 | 0 | 0 | 0 | 0
2040-01-19 | 16 | 43.34 | -20727 | -1302 | -2328 | 0 | 0 | 368 | 3910 | 0 | 0 | 1196 | 79 | 341 | 6806 | 3288 | 3293 | 0 | 167 | 493 | 219 | 1145 | 1000 | 386 | 1200 | 0 | 465 | 0 | 0 | 0 | 0 | 0 | 0 | 0 | 0 | 0
2040-01-19 | 17 | 43.34 | -21587 | -1302 | -2972 | 0 | 0 | 1208 | 4571 | 0 | 0 | 1442 | 79 | 341 | 6806 | 3288 | 3478 | 0 | 149 | 92 | 218 | 1124 | 1000 | 400 | 1200 | 0 | 465 | 0 | 0 | 0 | 0 | 0 | 0 | 0 | 0 | 0
2040-01-19 | 18 | 43.34 | -22520 | -1302 | -3581 | 0 | 43 | 1859 | 5284 | 0 | 0 | 1472 | 79 | 341 | 6807 | 3288 | 3613 | 0 | 159 | 0 | 218 | 1136 | 1000 | 439 | 1200 | 0 | 465 | 0 | 0 | 0 | 0 | 0 | 0 | 0 | 0 | 0
2040-01-19 | 19 | 43.34 | -22292 | -1349 | -3438 | 0 | 246 | 778 | 5110 | 0 | 0 | 1452 | 79 | 341 | 7444 | 3288 | 3662 | 0 | 190 | 0 | 218 | 1152 | 1000 | 454 | 1200 | 0 | 465 | 0 | 0 | 0 | 0 | 0 | 0 | 0 | 0 | 0
2040-01-19 | 20 | 42.02 | -21708 | -1349 | -2435 | 0 | 0 | 0 | 4660 | 0 | 0 | 1196 | 79 | 341 | 6940 | 3288 | 4236 | 0 | 245 | 0 | 218 | 1155 | 1000 | 469 | 1200 | 0 | 465 | 0 | 0 | 0 | 0 | 0 | 0 | 0 | 0 | 0
2040-01-19 | 21 | 40.06 | -20909 | -1397 | -2220 | 0 | 0 | 0 | 4048 | 0 | 0 | 1126 | 79 | 341 | 5872 | 3288 | 4956 | 0 | 294 | 0 | 218 | 1155 | 1000 | 486 | 1200 | 0 | 465 | 0 | 0 | 0 | 0 | 0 | 0 | 0 | 0 | 0
2040-01-19 | 22 | 39.11 | -19959 | -1445 | -1862 | 0 | 0 | 0 | 3324 | 0 | 0 | 1112 | 79 | 341 | 5072 | 3288 | 5195 | 0 | 316 | 0 | 219 | 1157 | 1000 | 499 | 1200 | 0 | 465 | 0 | 0 | 0 | 0 | 0 | 0 | 0 | 0 | 0
2040-01-19 | 23 | 36.17 | -18779 | -1445 | -1540 | 0 | 0 | 0 | 2420 | 0 | 0 | 1075 | 79 | 341 | 4456 | 3288 | 5239 | 0 | 338 | 0 | 220 | 1142 | 1000 | 502 | 1200 | 0 | 465 | 0 | 0 | 0 | 0 | 0 | 0 | 0 | 0 | 0
2040-01-19 | 24 | 33.57 | -17609 | -1445 | -1253 | 0 | 0 | 0 | 1522 | 0 | 0 | 1036 | 79 | 341 | 3590 | 3288 | 5571 | 0 | 397 | 0 | 219 | 1136 | 1000 | 465 | 1200 | 0 | 465 | 0 | 0 | 0 | 0 | 0 | 0 | 0 | 0 | 0
2040-01-20 | 1 | 27.63 | -16768 | -1445 | -1468 | 0 | 0 | -781 | 528 | 0 | 0 | 823 | 79 | 341 | 3331 | 3288 | 6731 | 0 | 481 | 0 | 220 | 1125 | 1000 | 850 | 1200 | 0 | 465 | 0 | 0 | 0 | 0 | 0 | 0 | 0 | 0 | 0
2040-01-20 | 2 | 27.63 | -16230 | -1445 | -1253 | 0 | 0 | -865 | 528 | 0 | 0 | 653 | 79 | 341 | 2493 | 3288 | 6990 | 0 | 564 | 0 | 220 | 1121 | 1000 | 852 | 1200 | 0 | 465 | 0 | 0 | 0 | 0 | 0 | 0 | 0 | 0 | 0
2040-01-20 | 3 | 27.63 | -15939 | -1445 | -1110 | 0 | 0 | -872 | 528 | 0 | 0 | 639 | 79 | 341 | 1857 | 3288 | 7070 | 0 | 703 | 0 | 220 | 1119 | 1000 | 857 | 1200 | 0 | 465 | 0 | 0 | 0 | 0 | 0 | 0 | 0 | 0 | 0
2040-01-20 | 4 | 27.63 | -15859 | -1493 | -1038 | 0 | 0 | -864 | 528 | 0 | 0 | 639 | 79 | 341 | 1857 | 3288 | 7145 | 0 | 903 | 0 | 220 | 1125 | 1000 | 465 | 1200 | 0 | 465 | 0 | 0 | 0 | 0 | 0 | 0 | 0 | 0 | 0
2040-01-20 | 5 | 27.63 | -15940 | -1493 | -1003 | 0 | 0 | -524 | 528 | 0 | 0 | 639 | 79 | 341 | 1417 | 3288 | 7168 | 0 | 1045 | 0 | 219 | 1125 | 1000 | 445 | 1200 | 0 | 465 | 0 | 0 | 0 | 0 | 0 | 0 | 0 | 0 | 0
2040-01-20 | 6 | 27.63 | -16312 | -1544 | -1038 | 0 | 0 | -229 | 528 | 0 | 0 | 639 | 79 | 341 | 1417 | 3288 | 7195 | 0 | 1210 | 0 | 218 | 1125 | 1000 | 418 | 1200 | 0 | 465 | 0 | 0 | 0 | 0 | 0 | 0 | 0 | 0 | 0
2040-01-20 | 7 | 37.34 | -16958 | -1544 | -1182 | 0 | 0 | 240 | 528 | 0 | 0 | 653 | 79 | 341 | 1513 | 3288 | 7210 | 0 | 1431 | 0 | 216 | 1131 | 1000 | 389 | 1200 | 0 | 465 | 0 | 0 | 0 | 0 | 0 | 0 | 0 | 0 | 0
2040-01-20 | 8 | 37.34 | -17794 | -1544 | -1361 | 0 | 0 | 524 | 930 | 0 | 0 | 653 | 79 | 341 | 1573 | 3288 | 7196 | 0 | 1660 | 51 | 214 | 1140 | 1000 | 385 | 1200 | 0 | 465 | 0 | 0 | 0 | 0 | 0 | 0 | 0 | 0 | 0
2040-01-20 | 9 | 37.34 | -19006 | -1595 | -1683 | 0 | 0 | 10 | 1807 | 0 | 0 | 653 | 79 | 341 | 2519 | 3288 | 7205 | 0 | 1686 | 266 | 214 | 1151 | 1000 | 399 | 1200 | 0 | 465 | 0 | 0 | 0 | 0 | 0 | 0 | 0 | 0 | 0
2040-01-20 | 10 | 37.34 | -20254 | -1646 | -1970 | 0 | 0 | 119 | 2711 | 0 | 0 | 732 | 79 | 341 | 2670 | 3288 | 7204 | 0 | 1765 | 509 | 215 | 1154 | 1000 | 417 | 1200 | 0 | 465 | 0 | 0 | 0 | 0 | 0 | 0 | 0 | 0 | 0
2040-01-20 | 11 | 35.45 | -21217 | -1696 | -1791 | 0 | 0 | 0 | 3408 | 0 | 0 | 733 | 79 | 341 | 2782 | 3288 | 7208 | 0 | 1800 | 611 | 217 | 1163 | 1000 | 409 | 1200 | 0 | 465 | 0 | 0 | 0 | 0 | 0 | 0 | 0 | 0 | 0
2040-01-20 | 12 | 37.34 | -21919 | -1696 | -1970 | 0 | 0 | 529 | 3921 | 0 | 0 | 1037 | 79 | 341 | 3222 | 3288 | 6159 | 0 | 1841 | 716 | 217 | 1161 | 1000 | 411 | 1200 | 0 | 465 | 0 | 0 | 0 | 0 | 0 | 0 | 0 | 0 | 0
2040-01-20 | 13 | 37.34 | -22325 | -1696 | -2149 | 0 | 0 | 1637 | 4211 | 0 | 0 | 1112 | 79 | 341 | 3346 | 3288 | 4939 | 0 | 1876 | 883 | 216 | 1158 | 1000 | 418 | 1200 | 0 | 465 | 0 | 0 | 0 | 0 | 0 | 0 | 0 | 0 | 0
2040-01-20 | 14 | 30.83 | -22228 | -1646 | -2220 | 0 | 0 | 0 | 4143 | 0 | 0 | 994 | 79 | 341 | 3586 | 3288 | 5805 | 0 | 1935 | 1461 | 217 | 1157 | 1000 | 423 | 1200 | 0 | 465 | 0 | 0 | 0 | 0 | 0 | 0 | 0 | 0 | 0
2040-01-20 | 15 | 23.49 | -22113 | -1544 | -2292 | 0 | 0 | -24 | 4058 | 0 | 0 | 849 | 79 | 233 | 3270 | 3288 | 6217 | 0 | 1998 | 1540 | 217 | 1145 | 1000 | 412 | 1200 | 0 | 465 | 0 | 0 | 0 | 0 | 0 | 0 | 0 | 0 | 0
2040-01-20 | 16 | 23.49 | -22113 | -1646 | -2184 | 0 | 0 | -493 | 4058 | 0 | 0 | 653 | 79 | 233 | 3065 | 3288 | 7285 | 0 | 2068 | 1292 | 219 | 1145 | 1000 | 386 | 1200 | 0 | 465 | 0 | 0 | 0 | 0 | 0 | 0 | 0 | 0 | 0
2040-01-20 | 17 | 29.8 | -22663 | -1646 | -2149 | 0 | 0 | 0 | 4460 | 0 | 0 | 897 | 79 | 341 | 3446 | 3288 | 7282 | 0 | 2049 | 208 | 218 | 1124 | 1000 | 400 | 1200 | 0 | 465 | 0 | 0 | 0 | 0 | 0 | 0 | 0 | 0 | 0
2040-01-20 | 18 | 31.75 | -23802 | -1646 | -2220 | 0 | 0 | 228 | 5284 | 0 | 0 | 1038 | 79 | 341 | 3754 | 3288 | 7272 | 0 | 1927 | 0 | 218 | 1136 | 1000 | 439 | 1200 | 0 | 465 | 0 | 0 | 0 | 0 | 0 | 0 | 0 | 0 | 0
2040-01-20 | 19 | 31.75 | -23448 | -1696 | -2292 | 0 | 0 | 154 | 5025 | 0 | 0 | 1038 | 79 | 341 | 3754 | 3288 | 7287 | 0 | 1981 | 0 | 218 | 1152 | 1000 | 454 | 1200 | 0 | 465 | 0 | 0 | 0 | 0 | 0 | 0 | 0 | 0 | 0
2040-01-20 | 20 | 27.7 | -22608 | -1804 | -2149 | 0 | 0 | 0 | 4417 | 0 | 0 | 965 | 79 | 341 | 3577 | 3288 | 7303 | 0 | 2083 | 0 | 218 | 1155 | 1000 | 469 | 1200 | 0 | 465 | 0 | 0 | 0 | 0 | 0 | 0 | 0 | 0 | 0
2040-01-20 | 21 | 27.7 | -22005 | -1972 | -2005 | 0 | 0 | 0 | 3979 | 0 | 0 | 936 | 79 | 325 | 3453 | 3288 | 7306 | 0 | 2092 | 0 | 218 | 1155 | 1000 | 486 | 1200 | 0 | 465 | 0 | 0 | 0 | 0 | 0 | 0 | 0 | 0 | 0
2040-01-20 | 22 | 19.28 | -21139 | -2145 | -1826 | 0 | 0 | 0 | 3355 | 0 | 0 | 862 | 79 | 166 | 3370 | 3288 | 7302 | 0 | 2149 | 0 | 219 | 1157 | 1000 | 499 | 1200 | 0 | 465 | 0 | 0 | 0 | 0 | 0 | 0 | 0 | 0 | 0
2040-01-20 | 23 | 23.36 | -20543 | -2328 | -1826 | 0 | 0 | 0 | 2922 | 0 | 0 | 858 | 79 | 175 | 3363 | 3288 | 7315 | 0 | 2168 | 0 | 220 | 1142 | 1000 | 502 | 1200 | 0 | 465 | 0 | 0 | 0 | 0 | 0 | 0 | 0 | 0 | 0
2040-01-20 | 24 | 19.28 | -19621 | -2453 | -1647 | 0 | 0 | 0 | 2251 | 0 | 0 | 823 | 79 | 160 | 3101 | 3288 | 7318 | 0 | 2216 | 0 | 219 | 1136 | 1000 | 465 | 1200 | 0 | 465 | 0 | 0 | 0 | 0 | 0 | 0 | 0 | 0 | 0
2040-01-21 | 1 | 34.34 | -18849 | -2516 | -1468 | 0 | -367 | 0 | 528 | 0 | 0 | 994 | 79 | 319 | 3600 | 3288 | 7320 | 0 | 2211 | 0 | 220 | 1125 | 1000 | 850 | 1200 | 0 | 465 | 0 | 0 | 0 | 0 | 0 | 0 | 0 | 0 | 0
2040-01-21 | 2 | 34.34 | -18515 | -2648 | -1253 | 0 | -215 | -561 | 528 | 0 | 0 | 897 | 79 | 335 | 3725 | 3288 | 7306 | 0 | 2176 | 0 | 220 | 1121 | 1000 | 852 | 1200 | 0 | 465 | 0 | 0 | 0 | 0 | 0 | 0 | 0 | 0 | 0
2040-01-21 | 3 | 34.34 | -18441 | -2714 | -1110 | 0 | -102 | -766 | 528 | 0 | 0 | 860 | 79 | 341 | 3725 | 3288 | 7309 | 0 | 2143 | 0 | 220 | 1119 | 1000 | 857 | 1200 | 0 | 465 | 0 | 0 | 0 | 0 | 0 | 0 | 0 | 0 | 0
2040-01-21 | 4 | 34.34 | -18571 | -2714 | -1038 | 0 | -95 | -332 | 528 | 0 | 0 | 869 | 79 | 341 | 3725 | 3288 | 7303 | 0 | 2141 | 0 | 220 | 1125 | 1000 | 465 | 1200 | 0 | 465 | 0 | 0 | 0 | 0 | 0 | 0 | 0 | 0 | 0
2040-01-21 | 5 | 34.34 | -19081 | -2783 | -1003 | 0 | -43 | -418 | 528 | 0 | 0 | 1037 | 79 | 341 | 4105 | 3288 | 7302 | 0 | 2194 | 0 | 219 | 1125 | 1000 | 445 | 1200 | 0 | 465 | 0 | 0 | 0 | 0 | 0 | 0 | 0 | 0 | 0
2040-01-21 | 6 | 37.61 | -20145 | -2851 | -1038 | 0 | 0 | 0 | 528 | 0 | 0 | 1112 | 79 | 341 | 4766 | 3288 | 7300 | 0 | 2194 | 0 | 218 | 1125 | 1000 | 418 | 1200 | 0 | 465 | 0 | 0 | 0 | 0 | 0 | 0 | 0 | 0 | 0
2040-01-21 | 7 | 39.94 | -21702 | -2851 | -1182 | 0 | 0 | 0 | 1416 | 0 | 0 | 1126 | 79 | 341 | 5642 | 3288 | 7300 | 0 | 2143 | 0 | 216 | 1131 | 1000 | 389 | 1200 | 0 | 465 | 0 | 0 | 0 | 0 | 0 | 0 | 0 | 0 | 0
2040-01-21 | 8 | 41.82 | -23055 | -2920 | -1361 | 0 | 0 | 0 | 2251 | 0 | 0 | 1126 | 79 | 341 | 6238 | 3288 | 7286 | 0 | 2131 | 193 | 214 | 1140 | 1000 | 385 | 1200 | 0 | 465 | 0 | 0 | 0 | 0 | 0 | 0 | 0 | 0 | 0
2040-01-21 | 9 | 39.22 | -24259 | -2989 | -1683 | 0 | 0 | 0 | 2996 | 0 | 0 | 1112 | 79 | 341 | 5287 | 3288 | 7267 | 0 | 2137 | 1994 | 214 | 1151 | 1000 | 399 | 1200 | 0 | 465 | 0 | 0 | 0 | 0 | 0 | 0 | 0 | 0 | 0
2040-01-21 | 10 | 34.34 | -25207 | -2920 | -1970 | 0 | -47 | -880 | 3583 | 0 | 0 | 936 | 79 | 341 | 4413 | 3288 | 7280 | 0 | 2154 | 4499 | 215 | 1154 | 1000 | 417 | 1200 | 0 | 465 | 0 | 0 | 0 | 0 | 0 | 0 | 0 | 0 | 0
2040-01-21 | 11 | 34.34 | -25914 | -2920 | -1791 | 0 | -115 | -1859 | 4016 | 0 | 0 | 653 | 79 | 341 | 3815 | 3288 | 7314 | 0 | 2143 | 6496 | 217 | 1163 | 1000 | 409 | 1200 | 0 | 465 | 0 | 0 | 0 | 0 | 0 | 0 | 0 | 0 | 0
2040-01-21 | 12 | 34.34 | -26195 | -2851 | -1970 | 0 | -735 | -1528 | 4190 | 0 | 0 | 639 | 79 | 341 | 3647 | 3288 | 7323 | 0 | 2144 | 7174 | 217 | 1161 | 1000 | 411 | 1200 | 0 | 465 | 0 | 0 | 0 | 0 | 0 | 0 | 0 | 0 | 0
2040-01-21 | 13 | 34.34 | -26166 | -2783 | -2149 | 0 | -835 | -1827 | 4169 | 0 | 0 | 639 | 79 | 341 | 2627 | 3288 | 7343 | 0 | 2147 | 8669 | 216 | 1158 | 1000 | 418 | 1200 | 0 | 465 | 0 | 0 | 0 | 0 | 0 | 0 | 0 | 0 | 0
2040-01-21 | 14 | 34.34 | -26011 | -2714 | -2220 | 0 | -14 | -2 | 4074 | 0 | 0 | 653 | 79 | 341 | 2523 | 3288 | 7349 | 0 | 2089 | 6103 | 217 | 1157 | 1000 | 423 | 1200 | 0 | 465 | 0 | 0 | 0 | 0 | 0 | 0 | 0 | 0 | 0
2040-01-21 | 15 | 46.41 | -25923 | -2714 | -2292 | 0 | 0 | 378 | 4021 | 0 | 0 | 1108 | 79 | 341 | 4298 | 3288 | 7375 | 0 | 2108 | 3493 | 217 | 1145 | 1000 | 412 | 1200 | 0 | 465 | 0 | 0 | 0 | 0 | 0 | 0 | 0 | 0 | 0
2040-01-21 | 16 | 46.42 | -25968 | -2648 | -2184 | 0 | 243 | 1859 | 4048 | 0 | 0 | 1126 | 79 | 341 | 4549 | 3288 | 7370 | 0 | 2146 | 1338 | 219 | 1145 | 1000 | 386 | 1200 | 0 | 465 | 0 | 0 | 0 | 0 | 0 | 0 | 0 | 0 | 0
2040-01-21 | 17 | 46.42 | -26685 | -2648 | -2149 | 0 | 846 | 1859 | 4491 | 0 | 0 | 1356 | 79 | 341 | 5093 | 3288 | 7370 | 0 | 2186 | 166 | 218 | 1124 | 1000 | 400 | 1200 | 0 | 465 | 0 | 0 | 0 | 0 | 0 | 0 | 0 | 0 | 0
2040-01-21 | 18 | 46.42 | -27970 | -2648 | -2220 | 0 | 1067 | 1859 | 5284 | 0 | 0 | 1452 | 79 | 341 | 5401 | 3288 | 7376 | 0 | 2234 | 0 | 218 | 1136 | 1000 | 439 | 1200 | 0 | 465 | 0 | 0 | 0 | 0 | 0 | 0 | 0 | 0 | 0
2040-01-21 | 19 | 46.41 | -27802 | -2648 | -2292 | 0 | 52 | 92 | 5178 | 0 | 0 | 1452 | 79 | 341 | 8114 | 3288 | 7373 | 0 | 2283 | 0 | 218 | 1152 | 1000 | 454 | 1200 | 0 | 465 | 0 | 0 | 0 | 0 | 0 | 0 | 0 | 0 | 0
2040-01-21 | 20 | 45.47 | -27196 | -2648 | -2149 | 0 | 0 | 0 | 4808 | 0 | 0 | 1380 | 79 | 341 | 7933 | 3288 | 7362 | 0 | 2295 | 0 | 218 | 1155 | 1000 | 469 | 1200 | 0 | 465 | 0 | 0 | 0 | 0 | 0 | 0 | 0 | 0 | 0
2040-01-21 | 21 | 42.91 | -26150 | -2648 | -2005 | 0 | 0 | 0 | 4159 | 0 | 0 | 1320 | 79 | 341 | 7447 | 3288 | 7345 | 0 | 2301 | 0 | 218 | 1155 | 1000 | 486 | 1200 | 0 | 465 | 0 | 0 | 0 | 0 | 0 | 0 | 0 | 0 | 0
2040-01-21 | 22 | 42 | -24695 | -2648 | -1826 | 0 | 0 | 0 | 3266 | 0 | 0 | 1162 | 79 | 341 | 6833 | 3288 | 7350 | 0 | 2311 | 0 | 219 | 1157 | 1000 | 499 | 1200 | 0 | 465 | 0 | 0 | 0 | 0 | 0 | 0 | 0 | 0 | 0
2040-01-21 | 23 | 40.93 | -22984 | -2648 | -1826 | 0 | 0 | 0 | 2209 | 0 | 0 | 1126 | 79 | 341 | 6234 | 3288 | 7345 | 0 | 2308 | 0 | 220 | 1142 | 1000 | 502 | 1200 | 0 | 465 | 0 | 0 | 0 | 0 | 0 | 0 | 0 | 0 | 0
2040-01-21 | 24 | 40.06 | -21555 | -2582 | -1647 | 0 | 0 | 0 | 1326 | 0 | 0 | 1126 | 79 | 341 | 5499 | 3288 | 7346 | 0 | 2294 | 0 | 219 | 1136 | 1000 | 465 | 1200 | 0 | 465 | 0 | 0 | 0 | 0 | 0 | 0 | 0 | 0 | 0
2040-01-22 | 1 | 31.06 | -20644 | -2582 | -1110 | 0 | -365 | -450 | 1797 | 0 | 0 | 1037 | 79 | 341 | 4062 | 3288 | 7337 | 0 | 2351 | 0 | 220 | 1125 | 1000 | 850 | 1200 | 0 | 465 | 0 | 0 | 0 | 0 | 0 | 0 | 0 | 0 | 0
2040-01-22 | 2 | 31.06 | -20217 | -2582 | -1003 | 0 | 0 | -955 | 1517 | 0 | 0 | 936 | 79 | 341 | 4062 | 3288 | 7334 | 0 | 2342 | 0 | 220 | 1121 | 1000 | 852 | 1200 | 0 | 465 | 0 | 0 | 0 | 0 | 0 | 0 | 0 | 0 | 0
2040-01-22 | 3 | 31.06 | -20008 | -2582 | -859 | 0 | 0 | -984 | 1374 | 0 | 0 | 897 | 79 | 341 | 3892 | 3288 | 7349 | 0 | 2352 | 0 | 220 | 1119 | 1000 | 857 | 1200 | 0 | 465 | 0 | 0 | 0 | 0 | 0 | 0 | 0 | 0 | 0
2040-01-22 | 4 | 31.06 | -20015 | -2582 | -824 | 0 | 0 | -607 | 1379 | 0 | 0 | 897 | 79 | 341 | 3892 | 3288 | 7353 | 0 | 2324 | 0 | 220 | 1125 | 1000 | 465 | 1200 | 0 | 465 | 0 | 0 | 0 | 0 | 0 | 0 | 0 | 0 | 0
2040-01-22 | 5 | 31.06 | -20468 | -2582 | -824 | 0 | 0 | -299 | 1680 | 0 | 0 | 919 | 79 | 341 | 3753 | 3288 | 7353 | 0 | 2307 | 0 | 219 | 1125 | 1000 | 445 | 1200 | 0 | 465 | 0 | 0 | 0 | 0 | 0 | 0 | 0 | 0 | 0
2040-01-22 | 6 | 34.28 | -21730 | -2582 | -859 | 0 | 0 | 0 | 2520 | 0 | 0 | 1037 | 79 | 341 | 3835 | 3288 | 7352 | 0 | 2293 | 0 | 218 | 1125 | 1000 | 418 | 1200 | 0 | 465 | 0 | 0 | 0 | 0 | 0 | 0 | 0 | 0 | 0
2040-01-22 | 7 | 39.94 | -23874 | -2582 | -1074 | 0 | 0 | 0 | 3952 | 0 | 0 | 1108 | 79 | 341 | 4701 | 3288 | 7352 | 0 | 2308 | 0 | 216 | 1131 | 1000 | 389 | 1200 | 0 | 465 | 0 | 0 | 0 | 0 | 0 | 0 | 0 | 0 | 0
2040-01-22 | 8 | 41.61 | -25166 | -2582 | -1325 | 0 | 0 | 0 | 4814 | 0 | 0 | 1112 | 79 | 341 | 5187 | 3288 | 7334 | 0 | 2295 | 220 | 214 | 1140 | 1000 | 385 | 1200 | 0 | 465 | 0 | 0 | 0 | 0 | 0 | 0 | 0 | 0 | 0
2040-01-22 | 9 | 31.06 | -25503 | -2582 | -1576 | 0 | 0 | -584 | 5041 | 0 | 0 | 897 | 79 | 341 | 3937 | 3288 | 7333 | 0 | 2254 | 2645 | 214 | 1151 | 1000 | 399 | 1200 | 0 | 465 | 0 | 0 | 0 | 0 | 0 | 0 | 0 | 0 | 0
2040-01-22 | 10 | 31.06 | -25363 | -2391 | -1826 | 0 | -130 | -1853 | 4946 | 0 | 0 | 639 | 79 | 341 | 3428 | 3288 | 7307 | 0 | 2192 | 4892 | 215 | 1154 | 1000 | 417 | 1200 | 0 | 465 | 0 | 0 | 0 | 0 | 0 | 0 | 0 | 0 | 0
2040-01-22 | 11 | 31.06 | -25173 | -2145 | -1791 | 0 | -3619 | -1859 | 4819 | 0 | 0 | 633 | 79 | 341 | 3428 | 3288 | 7295 | 0 | 2161 | 8088 | 217 | 1163 | 1000 | 409 | 1200 | 0 | 465 | 0 | 0 | 0 | 0 | 0 | 0 | 0 | 0 | 0
2040-01-22 | 12 | 31.06 | -24932 | -1915 | -1540 | 0 | -4836 | -1859 | 4660 | 0 | 0 | 633 | 79 | 341 | 3428 | 3288 | 7274 | 0 | 2104 | 8820 | 217 | 1161 | 1000 | 411 | 1200 | 0 | 465 | 0 | 0 | 0 | 0 | 0 | 0 | 0 | 0 | 0
2040-01-22 | 13 | 31.06 | -24522 | -1750 | -2005 | 0 | -4641 | -1859 | 4386 | 0 | 0 | 633 | 79 | 341 | 3428 | 3288 | 7168 | 0 | 2061 | 8937 | 216 | 1158 | 1000 | 418 | 1200 | 0 | 465 | 0 | 0 | 0 | 0 | 0 | 0 | 0 | 0 | 0
2040-01-22 | 14 | 31.06 | -24155 | -1646 | -1970 | 0 | -3160 | -1859 | 4137 | 0 | 0 | 633 | 79 | 341 | 3428 | 3288 | 6835 | 0 | 2014 | 7572 | 217 | 1157 | 1000 | 423 | 1200 | 0 | 465 | 0 | 0 | 0 | 0 | 0 | 0 | 0 | 0 | 0
2040-01-22 | 15 | 31.06 | -23758 | -1544 | -1755 | 0 | -1057 | -1859 | 3878 | 0 | 0 | 639 | 79 | 341 | 3428 | 3288 | 6171 | 0 | 1984 | 5724 | 217 | 1145 | 1000 | 412 | 1200 | 0 | 465 | 0 | 0 | 0 | 0 | 0 | 0 | 0 | 0 | 0
2040-01-22 | 16 | 40.68 | -23690 | -1493 | -2328 | 0 | 0 | 0 | 3831 | 0 | 0 | 1112 | 79 | 341 | 4779 | 3288 | 5093 | 0 | 1944 | 2630 | 219 | 1145 | 1000 | 386 | 1200 | 0 | 465 | 0 | 0 | 0 | 0 | 0 | 0 | 0 | 0 | 0
2040-01-22 | 17 | 42.6 | -24420 | -1493 | -2972 | 0 | 1942 | 977 | 4317 | 0 | 0 | 1472 | 79 | 341 | 6210 | 3288 | 3790 | 0 | 1845 | 216 | 218 | 1124 | 1000 | 400 | 1200 | 0 | 465 | 0 | 0 | 0 | 0 | 0 | 0 | 0 | 0 | 0
2040-01-22 | 18 | 42.6 | -25870 | -1595 | -3581 | 0 | 2531 | 1538 | 5284 | 0 | 0 | 1472 | 79 | 341 | 7306 | 3288 | 2953 | 0 | 1796 | 0 | 218 | 1136 | 1000 | 439 | 1200 | 0 | 465 | 0 | 0 | 0 | 0 | 0 | 0 | 0 | 0 | 0
2040-01-22 | 19 | 42.6 | -25859 | -1646 | -3438 | 0 | 2786 | 1558 | 5279 | 0 | 0 | 1472 | 79 | 341 | 7284 | 3288 | 2603 | 0 | 1765 | 0 | 218 | 1152 | 1000 | 454 | 1200 | 0 | 465 | 0 | 0 | 0 | 0 | 0 | 0 | 0 | 0 | 0
2040-01-22 | 20 | 42.6 | -25276 | -1696 | -2435 | 0 | 1602 | 1558 | 4888 | 0 | 0 | 1472 | 79 | 341 | 7284 | 3288 | 2684 | 0 | 1705 | 0 | 218 | 1155 | 1000 | 469 | 1200 | 0 | 465 | 0 | 0 | 0 | 0 | 0 | 0 | 0 | 0 | 0
2040-01-22 | 21 | 42.6 | -24328 | -1696 | -2220 | 0 | 1867 | 1409 | 4254 | 0 | 0 | 1472 | 79 | 341 | 7284 | 3288 | 2079 | 0 | 1648 | 0 | 218 | 1155 | 1000 | 486 | 1200 | 0 | 465 | 0 | 0 | 0 | 0 | 0 | 0 | 0 | 0 | 0
2040-01-22 | 22 | 42.6 | -22913 | -1696 | -1862 | 0 | 1570 | 1527 | 3313 | 0 | 0 | 1472 | 79 | 341 | 7284 | 3288 | 1443 | 0 | 1615 | 0 | 219 | 1157 | 1000 | 499 | 1200 | 0 | 465 | 0 | 0 | 0 | 0 | 0 | 0 | 0 | 0 | 0
2040-01-22 | 23 | 42.6 | -21141 | -1750 | -1540 | 0 | 1623 | 1275 | 2129 | 0 | 0 | 1472 | 79 | 341 | 7284 | 3288 | 982 | 0 | 1429 | 0 | 220 | 1142 | 1000 | 502 | 1200 | 0 | 465 | 0 | 0 | 0 | 0 | 0 | 0 | 0 | 0 | 0
2040-01-22 | 24 | 42.6 | -19708 | -1750 | -1253 | 0 | 1393 | 1279 | 1173 | 0 | 0 | 1472 | 79 | 341 | 7284 | 3288 | 654 | 0 | 1265 | 0 | 219 | 1136 | 1000 | 465 | 1200 | 0 | 465 | 0 | 0 | 0 | 0 | 0 | 0 | 0 | 0 | 0
2040-01-23 | 1 | 44.56 | -18861 | -1858 | -1110 | 0 | 0 | 0 | 1548 | 0 | 0 | 1472 | 79 | 341 | 8799 | 3288 | 458 | 0 | 984 | 0 | 220 | 1125 | 1000 | 850 | 1200 | 0 | 465 | 0 | 0 | 0 | 0 | 0 | 0 | 0 | 0 | 0
2040-01-23 | 2 | 44.56 | -18416 | -1858 | -1003 | 0 | 0 | 0 | 1226 | 0 | 0 | 1472 | 79 | 341 | 8731 | 3288 | 363 | 0 | 919 | 0 | 220 | 1121 | 1000 | 852 | 1200 | 0 | 465 | 0 | 0 | 0 | 0 | 0 | 0 | 0 | 0 | 0
2040-01-23 | 3 | 43.82 | -18195 | -1858 | -859 | 0 | 0 | 0 | 1067 | 0 | 0 | 1472 | 79 | 341 | 8494 | 3288 | 518 | 0 | 792 | 0 | 220 | 1119 | 1000 | 857 | 1200 | 0 | 465 | 0 | 0 | 0 | 0 | 0 | 0 | 0 | 0 | 0
2040-01-23 | 4 | 43.61 | -18199 | -1858 | -824 | 0 | 0 | 0 | 1073 | 0 | 0 | 1452 | 79 | 341 | 8242 | 3288 | 1108 | 0 | 823 | 0 | 220 | 1125 | 1000 | 465 | 1200 | 0 | 465 | 0 | 0 | 0 | 0 | 0 | 0 | 0 | 0 | 0
2040-01-23 | 5 | 42.58 | -18665 | -1750 | -824 | 0 | 0 | 0 | 1406 | 0 | 0 | 1279 | 79 | 341 | 7477 | 3288 | 2152 | 0 | 763 | 0 | 219 | 1125 | 1000 | 445 | 1200 | 0 | 465 | 0 | 0 | 0 | 0 | 0 | 0 | 0 | 0 | 0
2040-01-23 | 6 | 40.08 | -19963 | -1750 | -859 | 0 | 0 | 0 | 2336 | 0 | 0 | 1126 | 79 | 341 | 5830 | 3288 | 4193 | 0 | 954 | 0 | 218 | 1125 | 1000 | 418 | 1200 | 0 | 465 | 0 | 0 | 0 | 0 | 0 | 0 | 0 | 0 | 0
2040-01-23 | 7 | 39.26 | -22191 | -1696 | -1074 | 0 | 0 | 0 | 3931 | 0 | 0 | 1112 | 79 | 341 | 5299 | 3288 | 5391 | 0 | 1119 | 0 | 216 | 1131 | 1000 | 389 | 1200 | 0 | 465 | 0 | 0 | 0 | 0 | 0 | 0 | 0 | 0 | 0
2040-01-23 | 8 | 37.4 | -23376 | -1646 | -1325 | 0 | 0 | 0 | 4782 | 0 | 0 | 1075 | 79 | 341 | 4557 | 3288 | 6406 | 0 | 1316 | 99 | 214 | 1140 | 1000 | 385 | 1200 | 0 | 465 | 0 | 0 | 0 | 0 | 0 | 0 | 0 | 0 | 0
2040-01-23 | 9 | 34.2 | -23531 | -1493 | -1576 | 0 | -316 | 0 | 4893 | 0 | 0 | 1037 | 79 | 341 | 4070 | 3288 | 6593 | 0 | 1386 | 800 | 214 | 1151 | 1000 | 399 | 1200 | 0 | 465 | 0 | 0 | 0 | 0 | 0 | 0 | 0 | 0 | 0
2040-01-23 | 10 | 34.2 | -23601 | -1397 | -1826 | 0 | -266 | -407 | 4946 | 0 | 0 | 850 | 79 | 341 | 3871 | 3288 | 6839 | 0 | 1325 | 1507 | 215 | 1154 | 1000 | 417 | 1200 | 0 | 465 | 0 | 0 | 0 | 0 | 0 | 0 | 0 | 0 | 0
2040-01-23 | 11 | 34.2 | -23602 | -1257 | -1791 | 0 | -26 | -1236 | 4946 | 0 | 0 | 653 | 79 | 341 | 3316 | 3288 | 6972 | 0 | 1276 | 2586 | 217 | 1163 | 1000 | 409 | 1200 | 0 | 465 | 0 | 0 | 0 | 0 | 0 | 0 | 0 | 0 | 0
2040-01-23 | 12 | 34.2 | -23366 | -1167 | -1540 | 0 | 0 | -1213 | 4777 | 0 | 0 | 639 | 79 | 341 | 2345 | 3288 | 6835 | 0 | 1019 | 3509 | 217 | 1161 | 1000 | 411 | 1200 | 0 | 465 | 0 | 0 | 0 | 0 | 0 | 0 | 0 | 0 | 0
2040-01-23 | 13 | 34.2 | -23035 | -1041 | -2005 | 0 | 0 | -643 | 4539 | 0 | 0 | 639 | 79 | 341 | 1003 | 3288 | 7063 | 0 | 858 | 4458 | 216 | 1158 | 1000 | 418 | 1200 | 0 | 465 | 0 | 0 | 0 | 0 | 0 | 0 | 0 | 0 | 0
2040-01-23 | 14 | 34.2 | -22842 | -960 | -1970 | 0 | -49 | -217 | 4402 | 0 | 0 | 639 | 79 | 341 | 1003 | 3288 | 7105 | 0 | 656 | 4064 | 217 | 1157 | 1000 | 423 | 1200 | 0 | 465 | 0 | 0 | 0 | 0 | 0 | 0 | 0 | 0 | 0
2040-01-23 | 15 | 39.22 | -22527 | -960 | -1755 | 0 | 0 | 0 | 4174 | 0 | 0 | 639 | 79 | 341 | 1104 | 3288 | 7214 | 0 | 586 | 3377 | 217 | 1145 | 1000 | 412 | 1200 | 0 | 465 | 0 | 0 | 0 | 0 | 0 | 0 | 0 | 0 | 0
2040-01-23 | 16 | 46.21 | -22463 | -922 | -2328 | 0 | 0 | 761 | 4127 | 0 | 0 | 823 | 79 | 341 | 2230 | 3288 | 7252 | 0 | 571 | 1825 | 219 | 1145 | 1000 | 386 | 1200 | 0 | 465 | 0 | 0 | 0 | 0 | 0 | 0 | 0 | 0 | 0
2040-01-23 | 17 | 46.25 | -23067 | -922 | -2972 | 0 | 301 | 1859 | 4560 | 0 | 0 | 1112 | 79 | 341 | 3004 | 3288 | 7253 | 0 | 551 | 206 | 218 | 1124 | 1000 | 400 | 1200 | 0 | 465 | 0 | 0 | 0 | 0 | 0 | 0 | 0 | 0 | 0
2040-01-23 | 18 | 46.21 | -24076 | -922 | -3581 | 0 | 264 | 130 | 5284 | 0 | 0 | 1126 | 79 | 341 | 5733 | 3288 | 7272 | 0 | 604 | 0 | 218 | 1136 | 1000 | 439 | 1200 | 0 | 465 | 0 | 0 | 0 | 0 | 0 | 0 | 0 | 0 | 0
2040-01-23 | 19 | 42.06 | -23822 | -922 | -3438 | 0 | 0 | 0 | 5104 | 0 | 0 | 1126 | 79 | 341 | 5820 | 3288 | 7267 | 0 | 667 | 0 | 218 | 1152 | 1000 | 454 | 1200 | 0 | 465 | 0 | 0 | 0 | 0 | 0 | 0 | 0 | 0 | 0
2040-01-23 | 20 | 38.05 | -23092 | -886 | -2435 | 0 | 0 | 0 | 4581 | 0 | 0 | 1083 | 79 | 341 | 4513 | 3288 | 7265 | 0 | 755 | 0 | 218 | 1155 | 1000 | 469 | 1200 | 0 | 465 | 0 | 0 | 0 | 0 | 0 | 0 | 0 | 0 | 0
2040-01-23 | 21 | 34.28 | -22049 | -847 | -2220 | 0 | 0 | 0 | 3831 | 0 | 0 | 1038 | 79 | 325 | 3941 | 3288 | 7239 | 0 | 850 | 0 | 218 | 1155 | 1000 | 486 | 1200 | 0 | 465 | 0 | 0 | 0 | 0 | 0 | 0 | 0 | 0 | 0
2040-01-23 | 22 | 11 | -20556 | -847 | -1862 | 0 | 0 | 0 | 2764 | 0 | 0 | 861 | 79 | 166 | 3531 | 3288 | 7239 | 0 | 957 | 0 | 219 | 1157 | 840 | 499 | 1200 | 0 | 465 | 0 | 0 | 0 | 0 | 0 | 160 | 0 | 0 | 0
2040-01-23 | 23 | 11 | -18759 | -775 | -1540 | 0 | 0 | 0 | 1474 | 0 | 0 | 653 | 79 | 160 | 3531 | 3288 | 7215 | 0 | 1134 | 0 | 220 | 1142 | 11 | 502 | 1200 | 0 | 465 | 0 | 0 | 0 | 0 | 0 | 989 | 0 | 0 | 0
2040-01-23 | 24 | 10 | -17221 | -709 | -1253 | 0 | 0 | 0 | 528 | 0 | 0 | 639 | 79 | 160 | 3083 | 3288 | 7208 | 0 | 1170 | 0 | 219 | 1136 | 0 | 8 | 1200 | 0 | 465 | 0 | 0 | 0 | 0 | 0 | 1000 | 457 | 0 | 0
2040-01-24 | 1 | 24.91 | -16199 | -676 | -1110 | 0 | -1417 | -1859 | 539 | 0 | 0 | 639 | 79 | 319 | 2923 | 3288 | 7169 | 0 | 1445 | 0 | 220 | 1125 | 1000 | 850 | 1200 | 0 | 465 | 0 | 0 | 0 | 0 | 0 | 0 | 0 | 0 | 0
2040-01-24 | 2 | 24.91 | -15641 | -709 | -1003 | 0 | -999 | -1859 | 528 | 0 | 0 | 639 | 79 | 335 | 2529 | 3288 | 6449 | 0 | 1505 | 0 | 220 | 1121 | 1000 | 852 | 1200 | 0 | 465 | 0 | 0 | 0 | 0 | 0 | 0 | 0 | 0 | 0
2040-01-24 | 3 | 24.91 | -15318 | -709 | -859 | 0 | -954 | -1859 | 528 | 0 | 0 | 637 | 79 | 341 | 2239 | 3288 | 6143 | 0 | 1584 | 0 | 220 | 1119 | 1000 | 857 | 1200 | 0 | 465 | 0 | 0 | 0 | 0 | 0 | 0 | 0 | 0 | 0
2040-01-24 | 4 | 24.91 | -15255 | -613 | -824 | 0 | -1313 | -1859 | 528 | 0 | 0 | 633 | 79 | 341 | 2239 | 3288 | 6643 | 0 | 1638 | 0 | 220 | 1125 | 1000 | 465 | 1200 | 0 | 465 | 0 | 0 | 0 | 0 | 0 | 0 | 0 | 0 | 0
2040-01-24 | 5 | 24.91 | -15641 | -580 | -824 | 0 | -1017 | -1859 | 528 | 0 | 0 | 633 | 79 | 341 | 1904 | 3288 | 6956 | 0 | 1738 | 0 | 219 | 1125 | 1000 | 445 | 1200 | 0 | 465 | 0 | 0 | 0 | 0 | 0 | 0 | 0 | 0 | 0
2040-01-24 | 6 | 26.23 | -16915 | -580 | -859 | 0 | 0 | -1727 | 1089 | 0 | 0 | 633 | 79 | 341 | 1391 | 3288 | 7088 | 0 | 1748 | 0 | 218 | 1125 | 1000 | 418 | 1200 | 0 | 465 | 0 | 0 | 0 | 0 | 0 | 0 | 0 | 0 | 0
2040-01-24 | 7 | 26.23 | -19119 | -580 | -1074 | 0 | 0 | -917 | 2790 | 0 | 0 | 639 | 79 | 341 | 1406 | 3288 | 7045 | 0 | 1702 | 0 | 216 | 1131 | 1000 | 389 | 1200 | 0 | 465 | 0 | 0 | 0 | 0 | 0 | 0 | 0 | 0 | 0
2040-01-24 | 8 | 35.45 | -20393 | -554 | -1325 | 0 | 45 | 0 | 3773 | 0 | 0 | 653 | 79 | 341 | 1836 | 3288 | 6137 | 0 | 1645 | 72 | 214 | 1140 | 1000 | 385 | 1200 | 0 | 465 | 0 | 0 | 0 | 0 | 0 | 0 | 0 | 0 | 0
2040-01-24 | 9 | 35.45 | -20700 | -497 | -1576 | 0 | 0 | 489 | 4011 | 0 | 0 | 764 | 79 | 341 | 2404 | 3288 | 5036 | 0 | 1483 | 449 | 214 | 1151 | 1000 | 399 | 1200 | 0 | 465 | 0 | 0 | 0 | 0 | 0 | 0 | 0 | 0 | 0
2040-01-24 | 10 | 35.45 | -20949 | -497 | -1826 | 0 | 108 | 761 | 4206 | 0 | 0 | 936 | 79 | 341 | 2649 | 3288 | 4346 | 0 | 1428 | 680 | 215 | 1154 | 1000 | 417 | 1200 | 0 | 465 | 0 | 0 | 0 | 0 | 0 | 0 | 0 | 0 | 0
2040-01-24 | 11 | 35.45 | -21135 | -470 | -1791 | 0 | 234 | 987 | 4349 | 0 | 0 | 1075 | 79 | 341 | 3072 | 3288 | 3178 | 0 | 1216 | 1122 | 217 | 1163 | 1000 | 409 | 1200 | 0 | 465 | 0 | 0 | 0 | 0 | 0 | 0 | 0 | 0 | 0
2040-01-24 | 12 | 29.8 | -21242 | -470 | -1540 | 0 | 0 | 0 | 4428 | 0 | 0 | 849 | 79 | 341 | 3049 | 3288 | 4697 | 0 | 1010 | 1056 | 217 | 1161 | 1000 | 411 | 1200 | 0 | 465 | 0 | 0 | 0 | 0 | 0 | 0 | 0 | 0 | 0
2040-01-24 | 13 | 35.45 | -21187 | -443 | -2005 | 0 | 55 | 243 | 4386 | 0 | 0 | 1037 | 79 | 341 | 3452 | 3288 | 4608 | 0 | 952 | 738 | 216 | 1158 | 1000 | 418 | 1200 | 0 | 465 | 0 | 0 | 0 | 0 | 0 | 0 | 0 | 0 | 0
2040-01-24 | 14 | 35.45 | -21151 | -416 | -1970 | 0 | 144 | 1285 | 4359 | 0 | 0 | 1126 | 79 | 341 | 4000 | 3288 | 2781 | 0 | 856 | 816 | 217 | 1157 | 1000 | 423 | 1200 | 0 | 465 | 0 | 0 | 0 | 0 | 0 | 0 | 0 | 0 | 0
2040-01-24 | 15 | 35.45 | -20985 | -416 | -1755 | 0 | 505 | 1318 | 4232 | 0 | 0 | 1126 | 79 | 341 | 4145 | 3288 | 2300 | 0 | 839 | 543 | 217 | 1145 | 1000 | 412 | 1200 | 0 | 465 | 0 | 0 | 0 | 0 | 0 | 0 | 0 | 0 | 0
2040-01-24 | 16 | 35.45 | -21048 | -392 | -2328 | 0 | 2267 | 1558 | 4280 | 0 | 0 | 1452 | 79 | 341 | 4240 | 3288 | 547 | 0 | 909 | 391 | 219 | 1145 | 1000 | 386 | 1200 | 0 | 465 | 0 | 0 | 0 | 0 | 0 | 0 | 0 | 0 | 0
2040-01-24 | 17 | 35.45 | -21604 | -416 | -2972 | 0 | 747 | 1561 | 4708 | 0 | 0 | 1126 | 79 | 341 | 4413 | 3288 | 3201 | 0 | 1017 | 105 | 218 | 1124 | 1000 | 400 | 1200 | 0 | 465 | 0 | 0 | 0 | 0 | 0 | 0 | 0 | 0 | 0
2040-01-24 | 18 | 35.45 | -22348 | -470 | -3581 | 0 | 796 | 632 | 5284 | 0 | 0 | 1126 | 79 | 335 | 4413 | 3288 | 4840 | 0 | 1148 | 0 | 218 | 1136 | 1000 | 439 | 1200 | 0 | 465 | 0 | 0 | 0 | 0 | 0 | 0 | 0 | 0 | 0
2040-01-24 | 19 | 23.49 | -22138 | -580 | -3438 | 0 | 0 | 0 | 5120 | 0 | 0 | 967 | 79 | 227 | 3711 | 3288 | 7010 | 0 | 1265 | 0 | 218 | 1152 | 1000 | 454 | 1200 | 0 | 465 | 0 | 0 | 0 | 0 | 0 | 0 | 0 | 0 | 0
2040-01-24 | 20 | 11 | -21551 | -676 | -2435 | 0 | 0 | 0 | 4671 | 0 | 0 | 653 | 79 | 160 | 3118 | 3288 | 7172 | 0 | 1468 | 0 | 218 | 1155 | 546 | 469 | 1200 | 0 | 465 | 0 | 0 | 0 | 0 | 0 | 454 | 0 | 0 | 0
2040-01-24 | 21 | 11 | -20742 | -742 | -2220 | 0 | 0 | 0 | 4042 | 0 | 0 | 653 | 79 | 160 | 2973 | 3288 | 7171 | 0 | 1590 | 0 | 218 | 1155 | 225 | 486 | 1200 | 0 | 465 | 0 | 0 | 0 | 0 | 0 | 775 | 0 | 0 | 0
2040-01-24 | 22 | 11 | -19555 | -847 | -1862 | 0 | 0 | 0 | 3128 | 0 | 0 | 639 | 79 | 160 | 2300 | 3288 | 7171 | 0 | 1689 | 0 | 219 | 1157 | 270 | 499 | 1200 | 0 | 465 | 0 | 0 | 0 | 0 | 0 | 730 | 0 | 0 | 0
2040-01-24 | 23 | 11 | -18100 | -922 | -1540 | 0 | 0 | 0 | 2003 | 0 | 0 | 639 | 79 | 160 | 1715 | 3288 | 7196 | 0 | 1751 | 0 | 220 | 1142 | 201 | 502 | 1200 | 0 | 465 | 0 | 0 | 0 | 0 | 0 | 799 | 0 | 0 | 0
2040-01-24 | 24 | 11 | -16835 | -1002 | -1253 | 0 | 0 | 0 | 1030 | 0 | 0 | 639 | 79 | 160 | 896 | 3288 | 7191 | 0 | 1980 | 0 | 219 | 1136 | 342 | 465 | 1200 | 0 | 465 | 0 | 0 | 0 | 0 | 0 | 658 | 0 | 0 | 0
2040-01-25 | 1 | 14.26 | -16078 | -1041 | -1110 | 0 | -98 | -1251 | 528 | 0 | 0 | 633 | 79 | 160 | 657 | 3288 | 7226 | 0 | 2148 | 0 | 220 | 1125 | 1000 | 850 | 1200 | 0 | 465 | 0 | 0 | 0 | 0 | 0 | 0 | 0 | 0 | 0
2040-01-25 | 2 | 14.26 | -15662 | -1083 | -1003 | 0 | 0 | -1611 | 528 | 0 | 0 | 633 | 79 | 160 | 458 | 3288 | 7235 | 0 | 2120 | 0 | 220 | 1121 | 1000 | 852 | 1200 | 0 | 465 | 0 | 0 | 0 | 0 | 0 | 0 | 0 | 0 | 0
2040-01-25 | 3 | 14.26 | -15496 | -1083 | -859 | 0 | 0 | -1771 | 528 | 0 | 0 | 633 | 79 | 160 | 313 | 3288 | 7162 | 0 | 2186 | 0 | 220 | 1119 | 1000 | 857 | 1200 | 0 | 465 | 0 | 0 | 0 | 0 | 0 | 0 | 0 | 0 | 0
2040-01-25 | 4 | 14.26 | -15596 | -1125 | -824 | 0 | 0 | -963 | 528 | 0 | 0 | 633 | 79 | 160 | 180 | 3288 | 7012 | 0 | 2153 | 0 | 220 | 1125 | 1000 | 465 | 1200 | 0 | 465 | 0 | 0 | 0 | 0 | 0 | 0 | 0 | 0 | 0
2040-01-25 | 5 | 14.26 | -16158 | -1167 | -824 | 0 | 0 | -300 | 528 | 0 | 0 | 639 | 79 | 160 | 615 | 3288 | 6557 | 0 | 2128 | 0 | 219 | 1125 | 1000 | 445 | 1200 | 0 | 465 | 0 | 0 | 0 | 0 | 0 | 0 | 0 | 0 | 0
2040-01-25 | 6 | 19.28 | -17584 | -1167 | -859 | 0 | 0 | 355 | 1310 | 0 | 0 | 653 | 79 | 160 | 2086 | 3288 | 5181 | 0 | 2072 | 0 | 218 | 1125 | 1000 | 418 | 1200 | 0 | 465 | 0 | 0 | 0 | 0 | 0 | 0 | 0 | 0 | 0
2040-01-25 | 7 | 19.28 | -20001 | -1212 | -1074 | 0 | 0 | 1548 | 3139 | 0 | 0 | 936 | 79 | 160 | 2149 | 3288 | 4640 | 0 | 1948 | 0 | 216 | 1131 | 1000 | 389 | 1200 | 0 | 465 | 0 | 0 | 0 | 0 | 0 | 0 | 0 | 0 | 0
2040-01-25 | 8 | 19.28 | -21294 | -1167 | -1325 | 0 | 0 | 1859 | 4116 | 0 | 0 | 1075 | 79 | 160 | 2607 | 3288 | 4042 | 0 | 1863 | 293 | 214 | 1140 | 1000 | 385 | 1200 | 0 | 465 | 0 | 0 | 0 | 0 | 0 | 0 | 0 | 0 | 0
2040-01-25 | 9 | 22.54 | -21470 | -1167 | -1576 | 0 | 84 | 42 | 4248 | 0 | 0 | 667 | 79 | 171 | 2721 | 3288 | 3826 | 0 | 1736 | 2921 | 214 | 1151 | 1000 | 399 | 1200 | 0 | 465 | 0 | 0 | 0 | 0 | 0 | 0 | 0 | 0 | 0
2040-01-25 | 10 | 11 | -21437 | -1125 | -1826 | 0 | -709 | -1817 | 4222 | 0 | 0 | 639 | 79 | 160 | 2589 | 3288 | 3599 | 0 | 1534 | 6354 | 215 | 1154 | 1000 | 417 | 1200 | 0 | 465 | 0 | 0 | 0 | 0 | 0 | 0 | 0 | 0 | 0
2040-01-25 | 11 | 11 | -21521 | -1002 | -1791 | 0 | -1879 | -1859 | 4285 | 0 | 0 | 633 | 79 | 160 | 2589 | 3288 | 3366 | 0 | 1312 | 7937 | 217 | 1163 | 949 | 409 | 1200 | 0 | 465 | 0 | 0 | 0 | 0 | 0 | 51 | 0 | 0 | 0
2040-01-25 | 12 | 11 | -21461 | -960 | -1540 | 0 | -2273 | -1859 | 4243 | 0 | 0 | 633 | 79 | 160 | 2253 | 3288 | 4191 | 0 | 1309 | 8484 | 217 | 1161 | 0 | 411 | 1200 | 0 | 465 | 0 | 0 | 0 | 0 | 0 | 1000 | 0 | 0 | 0
2040-01-25 | 13 | 11 | -21227 | -922 | -2005 | 0 | -1837 | -1859 | 4063 | 0 | 0 | 633 | 79 | 160 | 1818 | 3288 | 4935 | 0 | 1260 | 8157 | 216 | 1158 | 0 | 418 | 1200 | 0 | 465 | 0 | 0 | 0 | 0 | 0 | 1000 | 0 | 0 | 0
2040-01-25 | 14 | 11 | -21061 | -922 | -1970 | 0 | -2063 | -1859 | 3937 | 0 | 0 | 633 | 79 | 160 | 1383 | 3288 | 6003 | 0 | 1173 | 7758 | 217 | 1157 | 0 | 423 | 1200 | 0 | 465 | 0 | 0 | 0 | 0 | 0 | 1000 | 0 | 0 | 0
2040-01-25 | 15 | 11 | -20824 | -922 | -1755 | 0 | 0 | -1859 | 3762 | 0 | 0 | 633 | 79 | 160 | 1140 | 3288 | 6545 | 0 | 1008 | 4852 | 217 | 1145 | 454 | 412 | 1200 | 0 | 465 | 0 | 0 | 0 | 0 | 0 | 546 | 0 | 0 | 0
2040-01-25 | 16 | 19.28 | -20922 | -960 | -2328 | 0 | 554 | 0 | 3836 | 0 | 0 | 639 | 79 | 160 | 1273 | 3288 | 6864 | 0 | 1013 | 2088 | 219 | 1145 | 1000 | 386 | 1200 | 0 | 465 | 0 | 0 | 0 | 0 | 0 | 0 | 0 | 0 | 0
2040-01-25 | 17 | 19.28 | -21553 | -1002 | -2972 | 0 | 1069 | 1488 | 4312 | 0 | 0 | 1031 | 79 | 160 | 1273 | 3288 | 7010 | 0 | 1005 | 406 | 218 | 1124 | 1000 | 400 | 1200 | 0 | 465 | 0 | 0 | 0 | 0 | 0 | 0 | 0 | 0 | 0
2040-01-25 | 18 | 19.28 | -22842 | -1041 | -3581 | 0 | 1832 | 1565 | 5284 | 0 | 0 | 1112 | 79 | 160 | 1609 | 3288 | 6913 | 0 | 1164 | 0 | 218 | 1136 | 1000 | 439 | 1200 | 0 | 465 | 0 | 0 | 0 | 0 | 0 | 0 | 0 | 0 | 0
2040-01-25 | 19 | 19.28 | -22808 | -1125 | -3438 | 0 | 1373 | 1346 | 5258 | 0 | 0 | 1108 | 79 | 160 | 2044 | 3288 | 6830 | 0 | 1396 | 0 | 218 | 1152 | 1000 | 454 | 1200 | 0 | 465 | 0 | 0 | 0 | 0 | 0 | 0 | 0 | 0 | 0
2040-01-25 | 20 | 19.28 | -22321 | -1167 | -2435 | 0 | 211 | 1221 | 4888 | 0 | 0 | 1037 | 79 | 160 | 2479 | 3288 | 6904 | 0 | 1149 | 0 | 218 | 1155 | 1000 | 469 | 1200 | 0 | 465 | 0 | 0 | 0 | 0 | 0 | 0 | 0 | 0 | 0
2040-01-25 | 21 | 19.28 | -21680 | -1257 | -2220 | 0 | 300 | 697 | 4407 | 0 | 0 | 1025 | 79 | 160 | 2718 | 3288 | 6808 | 0 | 1151 | 0 | 218 | 1155 | 1000 | 486 | 1200 | 0 | 465 | 0 | 0 | 0 | 0 | 0 | 0 | 0 | 0 | 0
2040-01-25 | 22 | 19.28 | -20747 | -1302 | -1862 | 0 | 250 | 723 | 3704 | 0 | 0 | 965 | 79 | 160 | 2722 | 3288 | 6131 | 0 | 1348 | 0 | 219 | 1157 | 1000 | 499 | 1200 | 0 | 465 | 0 | 0 | 0 | 0 | 0 | 0 | 0 | 0 | 0
2040-01-25 | 23 | 19.28 | -19505 | -1349 | -1540 | 0 | 653 | 763 | 2764 | 0 | 0 | 1038 | 79 | 160 | 2722 | 3288 | 4930 | 0 | 1469 | 0 | 220 | 1142 | 1000 | 502 | 1200 | 0 | 465 | 0 | 0 | 0 | 0 | 0 | 0 | 0 | 0 | 0
2040-01-25 | 24 | 19.28 | -18310 | -1445 | -1253 | 0 | 1292 | 978 | 1860 | 0 | 0 | 1112 | 79 | 160 | 2797 | 3288 | 3311 | 0 | 1646 | 0 | 219 | 1136 | 1000 | 465 | 1200 | 0 | 465 | 0 | 0 | 0 | 0 | 0 | 0 | 0 | 0 | 0
2040-01-26 | 1 | 39.11 | -17433 | -1493 | -1110 | 0 | 0 | 0 | 1406 | 0 | 0 | 1126 | 79 | 319 | 5269 | 3288 | 2145 | 0 | 1544 | 0 | 220 | 1125 | 1000 | 850 | 1200 | 0 | 465 | 0 | 0 | 0 | 0 | 0 | 0 | 0 | 0 | 0
2040-01-26 | 2 | 39.9 | -16943 | -1544 | -1003 | 0 | 0 | 0 | 1030 | 0 | 0 | 1126 | 79 | 335 | 5618 | 3288 | 1682 | 0 | 1474 | 0 | 220 | 1121 | 1000 | 852 | 1200 | 0 | 465 | 0 | 0 | 0 | 0 | 0 | 0 | 0 | 0 | 0
2040-01-26 | 3 | 39.89 | -16721 | -1595 | -859 | 0 | 0 | 0 | 856 | 0 | 0 | 1126 | 79 | 341 | 5571 | 3288 | 1584 | 0 | 1470 | 0 | 220 | 1119 | 1000 | 857 | 1200 | 0 | 465 | 0 | 0 | 0 | 0 | 0 | 0 | 0 | 0 | 0
2040-01-26 | 4 | 37.72 | -16742 | -1646 | -824 | 0 | 0 | 0 | 872 | 0 | 0 | 1112 | 79 | 341 | 4971 | 3288 | 2772 | 0 | 1301 | 0 | 220 | 1125 | 1000 | 465 | 1200 | 0 | 465 | 0 | 0 | 0 | 0 | 0 | 0 | 0 | 0 | 0
2040-01-26 | 5 | 33.57 | -17004 | -1696 | -824 | 0 | 0 | 0 | 1073 | 0 | 0 | 1075 | 79 | 341 | 4237 | 3288 | 3834 | 0 | 1144 | 0 | 219 | 1125 | 1000 | 445 | 1200 | 0 | 465 | 0 | 0 | 0 | 0 | 0 | 0 | 0 | 0 | 0
2040-01-26 | 6 | 36.31 | -17675 | -1750 | -859 | 0 | 0 | 0 | 1590 | 0 | 0 | 1112 | 79 | 341 | 4717 | 3288 | 3808 | 0 | 923 | 0 | 218 | 1125 | 1000 | 418 | 1200 | 0 | 465 | 0 | 0 | 0 | 0 | 0 | 0 | 0 | 0 | 0
2040-01-26 | 7 | 39.11 | -18746 | -1750 | -1074 | 0 | 0 | 0 | 2410 | 0 | 0 | 1112 | 79 | 341 | 5257 | 3288 | 3841 | 0 | 841 | 0 | 216 | 1131 | 1000 | 389 | 1200 | 0 | 465 | 0 | 0 | 0 | 0 | 0 | 0 | 0 | 0 | 0
2040-01-26 | 8 | 41.11 | -19798 | -1750 | -1325 | 0 | 0 | 0 | 3218 | 0 | 0 | 1126 | 79 | 341 | 6208 | 3288 | 3276 | 0 | 651 | 282 | 214 | 1140 | 1000 | 385 | 1200 | 0 | 465 | 0 | 0 | 0 | 0 | 0 | 0 | 0 | 0 | 0
2040-01-26 | 9 | 39.87 | -20819 | -1696 | -1576 | 0 | 0 | 0 | 4000 | 0 | 0 | 1126 | 79 | 341 | 5482 | 3288 | 2313 | 0 | 579 | 2455 | 214 | 1151 | 1000 | 399 | 1200 | 0 | 465 | 0 | 0 | 0 | 0 | 0 | 0 | 0 | 0 | 0
2040-01-26 | 10 | 33.09 | -21263 | -1544 | -1826 | 0 | 0 | -145 | 4343 | 0 | 0 | 1037 | 79 | 341 | 3937 | 3288 | 1778 | 0 | 340 | 5184 | 215 | 1154 | 1000 | 417 | 1200 | 0 | 465 | 0 | 0 | 0 | 0 | 0 | 0 | 0 | 0 | 0
2040-01-26 | 11 | 32.88 | -21411 | -1493 | -1791 | 0 | -1535 | -1859 | 4454 | 0 | 0 | 639 | 79 | 341 | 3768 | 3288 | 2037 | 0 | 227 | 8801 | 217 | 1163 | 1000 | 409 | 1200 | 0 | 465 | 0 | 0 | 0 | 0 | 0 | 0 | 0 | 0 | 0
2040-01-26 | 12 | 32.88 | -21179 | -1349 | -1540 | 0 | -3957 | -1859 | 4280 | 0 | 0 | 633 | 79 | 341 | 3768 | 3288 | 2079 | 0 | 209 | 10754 | 217 | 1161 | 1000 | 411 | 1200 | 0 | 465 | 0 | 0 | 0 | 0 | 0 | 0 | 0 | 0 | 0
2040-01-26 | 13 | 32.88 | -20885 | -1302 | -2005 | 0 | -2726 | -1859 | 4053 | 0 | 0 | 633 | 79 | 341 | 3439 | 3288 | 2110 | 0 | 179 | 10198 | 216 | 1158 | 1000 | 418 | 1200 | 0 | 465 | 0 | 0 | 0 | 0 | 0 | 0 | 0 | 0 | 0
2040-01-26 | 14 | 32.88 | -20465 | -1212 | -1970 | 0 | -266 | -1859 | 3731 | 0 | 0 | 639 | 79 | 341 | 3424 | 3288 | 1907 | 0 | 176 | 7725 | 217 | 1157 | 1000 | 423 | 1200 | 0 | 465 | 0 | 0 | 0 | 0 | 0 | 0 | 0 | 0 | 0
2040-01-26 | 15 | 33.09 | -20298 | -1167 | -1755 | 0 | 0 | -352 | 3604 | 0 | 0 | 766 | 79 | 341 | 3244 | 3288 | 1678 | 0 | 169 | 5964 | 217 | 1145 | 1000 | 412 | 1200 | 0 | 465 | 0 | 0 | 0 | 0 | 0 | 0 | 0 | 0 | 0
2040-01-26 | 16 | 44.72 | -20388 | -1167 | -2328 | 0 | 977 | 358 | 3672 | 0 | 0 | 1126 | 79 | 341 | 5124 | 3288 | 1623 | 0 | 138 | 2742 | 219 | 1145 | 1000 | 386 | 1200 | 0 | 465 | 0 | 0 | 0 | 0 | 0 | 0 | 0 | 0 | 0
2040-01-26 | 17 | 44.72 | -21128 | -1212 | -2972 | 0 | 1270 | 1287 | 4238 | 0 | 0 | 1472 | 79 | 341 | 6686 | 3288 | 1682 | 0 | 122 | 440 | 218 | 1124 | 1000 | 400 | 1200 | 0 | 465 | 0 | 0 | 0 | 0 | 0 | 0 | 0 | 0 | 0
2040-01-26 | 18 | 44.72 | -22491 | -1257 | -3581 | 0 | 1980 | 1282 | 5284 | 0 | 0 | 1472 | 79 | 341 | 7194 | 3288 | 1820 | 0 | 131 | 0 | 218 | 1136 | 1000 | 439 | 1200 | 0 | 465 | 0 | 0 | 0 | 0 | 0 | 0 | 0 | 0 | 0
2040-01-26 | 19 | 44.72 | -22445 | -1302 | -3438 | 0 | 1535 | 1287 | 5247 | 0 | 0 | 1472 | 79 | 341 | 7148 | 3288 | 2162 | 0 | 136 | 0 | 218 | 1152 | 1000 | 454 | 1200 | 0 | 465 | 0 | 0 | 0 | 0 | 0 | 0 | 0 | 0 | 0
2040-01-26 | 20 | 44.72 | -21885 | -1349 | -2435 | 0 | 1018 | 769 | 4819 | 0 | 0 | 1472 | 79 | 341 | 7378 | 3288 | 1840 | 0 | 158 | 0 | 218 | 1155 | 1000 | 469 | 1200 | 0 | 465 | 0 | 0 | 0 | 0 | 0 | 0 | 0 | 0 | 0
2040-01-26 | 21 | 44.72 | -21265 | -1349 | -2220 | 0 | 0 | 587 | 4343 | 0 | 0 | 1472 | 79 | 341 | 8389 | 3288 | 1654 | 0 | 157 | 0 | 218 | 1155 | 1000 | 486 | 1200 | 0 | 465 | 0 | 0 | 0 | 0 | 0 | 0 | 0 | 0 | 0
2040-01-26 | 22 | 44.72 | -20465 | -1493 | -1862 | 0 | 199 | 301 | 3731 | 0 | 0 | 1472 | 79 | 341 | 8389 | 3288 | 1317 | 0 | 163 | 0 | 219 | 1157 | 1000 | 499 | 1200 | 0 | 465 | 0 | 0 | 0 | 0 | 0 | 0 | 0 | 0 | 0
2040-01-26 | 23 | 44.72 | -19400 | -1544 | -1540 | 0 | 173 | 0 | 2911 | 0 | 0 | 1472 | 79 | 341 | 8602 | 3288 | 873 | 0 | 215 | 0 | 220 | 1142 | 1000 | 502 | 1200 | 0 | 465 | 0 | 0 | 0 | 0 | 0 | 0 | 0 | 0 | 0
2040-01-26 | 24 | 44.72 | -18317 | -1544 | -1253 | 0 | 144 | 0 | 2082 | 0 | 0 | 1472 | 79 | 341 | 8602 | 3288 | 378 | 0 | 244 | 0 | 219 | 1136 | 1000 | 465 | 1200 | 0 | 465 | 0 | 0 | 0 | 0 | 0 | 0 | 0 | 0 | 0
2040-01-27 | 1 | 43.89 | -17470 | -1595 | -1468 | 0 | 0 | 0 | 1458 | 0 | 0 | 1472 | 79 | 341 | 8625 | 3288 | 76 | 0 | 334 | 0 | 220 | 1125 | 1000 | 850 | 1200 | 0 | 465 | 0 | 0 | 0 | 0 | 0 | 0 | 0 | 0 | 0
2040-01-27 | 2 | 43.63 | -16953 | -1646 | -1253 | 0 | 0 | 0 | 1062 | 0 | 0 | 1472 | 79 | 341 | 8257 | 3288 | 79 | 0 | 417 | 0 | 220 | 1121 | 1000 | 852 | 1200 | 0 | 465 | 0 | 0 | 0 | 0 | 0 | 0 | 0 | 0 | 0
2040-01-27 | 3 | 43.34 | -16694 | -1646 | -1110 | 0 | 0 | 0 | 867 | 0 | 0 | 1452 | 79 | 341 | 7952 | 3288 | 93 | 0 | 517 | 0 | 220 | 1119 | 1000 | 857 | 1200 | 0 | 465 | 0 | 0 | 0 | 0 | 0 | 0 | 0 | 0 | 0
2040-01-27 | 4 | 43.37 | -16668 | -1646 | -1038 | 0 | 0 | 0 | 845 | 0 | 0 | 1452 | 79 | 341 | 8037 | 3288 | 142 | 0 | 692 | 0 | 220 | 1125 | 1000 | 465 | 1200 | 0 | 465 | 0 | 0 | 0 | 0 | 0 | 0 | 0 | 0 | 0
2040-01-27 | 5 | 43.34 | -16848 | -1696 | -1003 | 0 | 0 | 0 | 983 | 0 | 0 | 1414 | 79 | 341 | 7987 | 3288 | 166 | 0 | 835 | 0 | 219 | 1125 | 1000 | 445 | 1200 | 0 | 465 | 0 | 0 | 0 | 0 | 0 | 0 | 0 | 0 | 0
2040-01-27 | 6 | 43.34 | -17313 | -1696 | -1038 | 0 | 0 | 0 | 1342 | 0 | 0 | 1366 | 79 | 341 | 7830 | 3288 | 241 | 0 | 1135 | 0 | 218 | 1125 | 1000 | 418 | 1200 | 0 | 465 | 0 | 0 | 0 | 0 | 0 | 0 | 0 | 0 | 0
2040-01-27 | 7 | 43.49 | -18117 | -1696 | -1182 | 0 | 0 | 0 | 1960 | 0 | 0 | 1366 | 79 | 341 | 7925 | 3288 | 508 | 0 | 1128 | 0 | 216 | 1131 | 1000 | 389 | 1200 | 0 | 465 | 0 | 0 | 0 | 0 | 0 | 0 | 0 | 0 | 0
2040-01-27 | 8 | 42.91 | -18861 | -1646 | -1361 | 0 | 0 | 0 | 2531 | 0 | 0 | 1197 | 79 | 341 | 7489 | 3288 | 953 | 0 | 1361 | 225 | 214 | 1140 | 1000 | 385 | 1200 | 0 | 465 | 0 | 0 | 0 | 0 | 0 | 0 | 0 | 0 | 0
2040-01-27 | 9 | 37.4 | -19826 | -1595 | -1683 | 0 | 0 | 0 | 3271 | 0 | 0 | 1094 | 79 | 341 | 4570 | 3288 | 2083 | 0 | 1341 | 2608 | 214 | 1151 | 1000 | 399 | 1200 | 0 | 465 | 0 | 0 | 0 | 0 | 0 | 0 | 0 | 0 | 0
2040-01-27 | 10 | 31.16 | -20419 | -1445 | -1970 | 0 | 0 | -1470 | 3725 | 0 | 0 | 639 | 79 | 341 | 2776 | 3288 | 2810 | 0 | 1366 | 5829 | 215 | 1154 | 1000 | 417 | 1200 | 0 | 465 | 0 | 0 | 0 | 0 | 0 | 0 | 0 | 0 | 0
2040-01-27 | 11 | 30.64 | -20620 | -1302 | -1791 | 0 | -251 | -1859 | 3884 | 0 | 0 | 633 | 79 | 341 | 180 | 3288 | 3395 | 0 | 1484 | 8084 | 217 | 1163 | 1000 | 409 | 1200 | 0 | 465 | 0 | 0 | 0 | 0 | 0 | 0 | 0 | 0 | 0
2040-01-27 | 12 | 30.64 | -20622 | -1041 | -1970 | 0 | -647 | -1859 | 3884 | 0 | 0 | 633 | 79 | 341 | 180 | 3288 | 3935 | 0 | 1440 | 7905 | 217 | 1161 | 1000 | 411 | 1200 | 0 | 465 | 0 | 0 | 0 | 0 | 0 | 0 | 0 | 0 | 0
2040-01-27 | 13 | 31.16 | -20573 | -886 | -2149 | 0 | 0 | -1226 | 3847 | 0 | 0 | 633 | 79 | 341 | 0 | 3288 | 4043 | 0 | 1472 | 6673 | 216 | 1158 | 1000 | 418 | 1200 | 0 | 465 | 0 | 0 | 0 | 0 | 0 | 0 | 0 | 0 | 0
2040-01-27 | 14 | 42.11 | -20337 | -811 | -2220 | 0 | 0 | 286 | 3662 | 0 | 0 | 639 | 79 | 341 | 182 | 3288 | 3883 | 0 | 1527 | 5019 | 217 | 1157 | 1000 | 423 | 1200 | 0 | 465 | 0 | 0 | 0 | 0 | 0 | 0 | 0 | 0 | 0
2040-01-27 | 15 | 42.11 | -20067 | -742 | -2292 | 0 | 0 | 1560 | 3456 | 0 | 0 | 653 | 79 | 341 | 182 | 3288 | 3825 | 0 | 1708 | 3571 | 217 | 1145 | 1000 | 412 | 1200 | 0 | 465 | 0 | 0 | 0 | 0 | 0 | 0 | 0 | 0 | 0
2040-01-27 | 16 | 42.11 | -20222 | -709 | -2184 | 0 | 342 | 1808 | 3577 | 0 | 0 | 849 | 79 | 341 | 913 | 3288 | 4046 | 0 | 1680 | 1778 | 219 | 1145 | 1000 | 386 | 1200 | 0 | 465 | 0 | 0 | 0 | 0 | 0 | 0 | 0 | 0 | 0
2040-01-27 | 17 | 42.11 | -21075 | -742 | -2149 | 0 | 0 | 933 | 4232 | 0 | 0 | 1037 | 79 | 341 | 2926 | 3288 | 4824 | 0 | 1658 | 241 | 218 | 1124 | 1000 | 400 | 1200 | 0 | 465 | 0 | 0 | 0 | 0 | 0 | 0 | 0 | 0 | 0
2040-01-27 | 18 | 42.11 | -22444 | -775 | -2220 | 0 | 370 | 159 | 5284 | 0 | 0 | 1037 | 79 | 341 | 3317 | 3288 | 5463 | 0 | 1645 | 0 | 218 | 1136 | 1000 | 439 | 1200 | 0 | 465 | 0 | 0 | 0 | 0 | 0 | 0 | 0 | 0 | 0
2040-01-27 | 19 | 41.9 | -22349 | -811 | -2292 | 0 | 60 | 0 | 5210 | 0 | 0 | 897 | 79 | 341 | 3359 | 3288 | 5977 | 0 | 1751 | 0 | 218 | 1152 | 1000 | 454 | 1200 | 0 | 465 | 0 | 0 | 0 | 0 | 0 | 0 | 0 | 0 | 0
2040-01-27 | 20 | 30.83 | -21660 | -847 | -2149 | 0 | 0 | 0 | 4682 | 0 | 0 | 849 | 79 | 335 | 3070 | 3288 | 6131 | 0 | 1716 | 0 | 218 | 1155 | 1000 | 469 | 1200 | 0 | 465 | 0 | 0 | 0 | 0 | 0 | 0 | 0 | 0 | 0
2040-01-27 | 21 | 21.39 | -20723 | -847 | -2005 | 0 | 0 | 0 | 3963 | 0 | 0 | 664 | 79 | 175 | 2732 | 3288 | 6541 | 0 | 1609 | 0 | 218 | 1155 | 1000 | 486 | 1200 | 0 | 465 | 0 | 0 | 0 | 0 | 0 | 0 | 0 | 0 | 0
2040-01-27 | 22 | 11 | -19379 | -886 | -1826 | 0 | 0 | -32 | 2927 | 0 | 0 | 653 | 79 | 160 | 2604 | 3288 | 6458 | 0 | 1413 | 0 | 219 | 1157 | 1000 | 499 | 1200 | 0 | 465 | 0 | 0 | 0 | 0 | 0 | 0 | 0 | 0 | 0
2040-01-27 | 23 | 11 | -17907 | -922 | -1826 | 0 | 0 | -217 | 1797 | 0 | 0 | 653 | 79 | 160 | 2604 | 3288 | 6353 | 0 | 1810 | 0 | 220 | 1142 | 601 | 502 | 1200 | 0 | 465 | 0 | 0 | 0 | 0 | 0 | 399 | 0 | 0 | 0
2040-01-27 | 24 | 14.87 | -16690 | -922 | -1647 | 0 | 0 | 184 | 861 | 0 | 0 | 653 | 79 | 160 | 2582 | 3288 | 5308 | 0 | 1659 | 0 | 219 | 1136 | 1000 | 465 | 1200 | 0 | 465 | 0 | 0 | 0 | 0 | 0 | 0 | 0 | 0 | 0
2040-01-28 | 1 | 32.18 | -15925 | -960 | -1468 | 0 | 0 | -811 | 528 | 0 | 0 | 653 | 79 | 319 | 3053 | 3288 | 4923 | 0 | 1460 | 0 | 220 | 1125 | 1000 | 850 | 1200 | 0 | 465 | 0 | 0 | 0 | 0 | 0 | 0 | 0 | 0 | 0
2040-01-28 | 2 | 32.18 | -15580 | -1083 | -1253 | 0 | 0 | -903 | 528 | 0 | 0 | 653 | 79 | 335 | 3053 | 3288 | 4456 | 0 | 1569 | 0 | 220 | 1121 | 1000 | 852 | 1200 | 0 | 465 | 0 | 0 | 0 | 0 | 0 | 0 | 0 | 0 | 0
2040-01-28 | 3 | 32.18 | -15532 | -1212 | -1110 | 0 | 0 | -892 | 528 | 0 | 0 | 681 | 79 | 341 | 3233 | 3288 | 4177 | 0 | 1558 | 0 | 220 | 1119 | 1000 | 857 | 1200 | 0 | 465 | 0 | 0 | 0 | 0 | 0 | 0 | 0 | 0 | 0
2040-01-28 | 4 | 32.18 | -15758 | -1257 | -1038 | 0 | 0 | -44 | 528 | 0 | 0 | 960 | 79 | 341 | 3632 | 3288 | 3365 | 0 | 1429 | 0 | 220 | 1125 | 1000 | 465 | 1200 | 0 | 465 | 0 | 0 | 0 | 0 | 0 | 0 | 0 | 0 | 0
2040-01-28 | 5 | 38.05 | -16499 | -1397 | -1003 | 0 | 0 | 0 | 528 | 0 | 0 | 1097 | 79 | 341 | 4538 | 3288 | 3205 | 0 | 1368 | 0 | 219 | 1125 | 1000 | 445 | 1200 | 0 | 465 | 0 | 0 | 0 | 0 | 0 | 0 | 0 | 0 | 0
2040-01-28 | 6 | 42.53 | -18185 | -1493 | -1038 | 0 | 0 | 0 | 624 | 0 | 0 | 1126 | 79 | 341 | 6787 | 3288 | 2733 | 0 | 1314 | 0 | 218 | 1125 | 1000 | 418 | 1200 | 0 | 465 | 0 | 0 | 0 | 0 | 0 | 0 | 0 | 0 | 0
2040-01-28 | 7 | 43.49 | -20835 | -1544 | -1182 | 0 | 0 | 180 | 2457 | 0 | 0 | 1320 | 79 | 341 | 7407 | 3288 | 2734 | 0 | 1355 | 0 | 216 | 1131 | 1000 | 389 | 1200 | 0 | 465 | 0 | 0 | 0 | 0 | 0 | 0 | 0 | 0 | 0
2040-01-28 | 8 | 43.46 | -22315 | -1646 | -1361 | 0 | 0 | 0 | 3482 | 0 | 0 | 1197 | 79 | 341 | 7290 | 3288 | 3470 | 0 | 1471 | 300 | 214 | 1140 | 1000 | 385 | 1200 | 0 | 465 | 0 | 0 | 0 | 0 | 0 | 0 | 0 | 0 | 0
2040-01-28 | 9 | 36.31 | -22620 | -1646 | -1683 | 0 | 0 | 0 | 3694 | 0 | 0 | 1112 | 79 | 341 | 4718 | 3288 | 4133 | 0 | 1301 | 2853 | 214 | 1151 | 1000 | 399 | 1200 | 0 | 465 | 0 | 0 | 0 | 0 | 0 | 0 | 0 | 0 | 0
2040-01-28 | 10 | 31.82 | -22587 | -1646 | -1970 | 0 | -686 | -1859 | 3672 | 0 | 0 | 639 | 79 | 341 | 4081 | 3288 | 3765 | 0 | 1416 | 7016 | 215 | 1154 | 1000 | 417 | 1200 | 0 | 465 | 0 | 0 | 0 | 0 | 0 | 0 | 0 | 0 | 0
2040-01-28 | 11 | 31.82 | -22599 | -1544 | -1791 | 0 | -3403 | -1859 | 3683 | 0 | 0 | 633 | 79 | 341 | 3723 | 3288 | 3303 | 0 | 1435 | 10257 | 217 | 1163 | 1000 | 409 | 1200 | 0 | 465 | 0 | 0 | 0 | 0 | 0 | 0 | 0 | 0 | 0
2040-01-28 | 12 | 31.82 | -22582 | -1493 | -1970 | 0 | -3677 | -1859 | 3667 | 0 | 0 | 633 | 79 | 341 | 3264 | 3288 | 2904 | 0 | 1365 | 11587 | 217 | 1161 | 1000 | 411 | 1200 | 0 | 465 | 0 | 0 | 0 | 0 | 0 | 0 | 0 | 0 | 0
2040-01-28 | 13 | 31.82 | -22364 | -1397 | -2149 | 0 | -3133 | -1859 | 3519 | 0 | 0 | 633 | 79 | 341 | 3124 | 3288 | 2986 | 0 | 1194 | 11280 | 216 | 1158 | 1000 | 418 | 1200 | 0 | 465 | 0 | 0 | 0 | 0 | 0 | 0 | 0 | 0 | 0
2040-01-28 | 14 | 31.82 | -22192 | -1349 | -2220 | 0 | -1158 | -1859 | 3398 | 0 | 0 | 633 | 79 | 341 | 2697 | 3288 | 3148 | 0 | 1035 | 9698 | 217 | 1157 | 1000 | 423 | 1200 | 0 | 465 | 0 | 0 | 0 | 0 | 0 | 0 | 0 | 0 | 0
2040-01-28 | 15 | 39.87 | -22062 | -1302 | -2292 | 0 | 0 | 0 | 3308 | 0 | 0 | 897 | 79 | 341 | 3448 | 3288 | 3207 | 0 | 875 | 5774 | 217 | 1145 | 1000 | 412 | 1200 | 0 | 465 | 0 | 0 | 0 | 0 | 0 | 0 | 0 | 0 | 0
2040-01-28 | 16 | 43.49 | -22298 | -1349 | -2184 | 0 | 1156 | 1230 | 3472 | 0 | 0 | 1126 | 79 | 341 | 4416 | 3288 | 2989 | 0 | 731 | 2590 | 219 | 1145 | 1000 | 386 | 1200 | 0 | 465 | 0 | 0 | 0 | 0 | 0 | 0 | 0 | 0 | 0
2040-01-28 | 17 | 43.49 | -23113 | -1349 | -2149 | 0 | 2012 | 1558 | 4037 | 0 | 0 | 1472 | 79 | 341 | 5419 | 3288 | 2909 | 0 | 682 | 407 | 218 | 1124 | 1000 | 400 | 1200 | 0 | 465 | 0 | 0 | 0 | 0 | 0 | 0 | 0 | 0 | 0
2040-01-28 | 18 | 43.49 | -24695 | -1445 | -2220 | 0 | 2411 | 1558 | 5131 | 0 | 0 | 1472 | 79 | 341 | 6051 | 3288 | 2928 | 0 | 645 | 0 | 218 | 1136 | 1000 | 439 | 1200 | 0 | 465 | 0 | 0 | 0 | 0 | 0 | 0 | 0 | 0 | 0
2040-01-28 | 19 | 43.49 | -24914 | -1493 | -2292 | 0 | 2529 | 1343 | 5284 | 0 | 0 | 1472 | 79 | 341 | 6252 | 3288 | 2986 | 0 | 636 | 0 | 218 | 1152 | 1000 | 454 | 1200 | 0 | 465 | 0 | 0 | 0 | 0 | 0 | 0 | 0 | 0 | 0
2040-01-28 | 20 | 43.49 | -24369 | -1595 | -2149 | 0 | 1133 | 1004 | 4909 | 0 | 0 | 1472 | 79 | 341 | 7345 | 3288 | 3354 | 0 | 681 | 0 | 218 | 1155 | 1000 | 469 | 1200 | 0 | 465 | 0 | 0 | 0 | 0 | 0 | 0 | 0 | 0 | 0
2040-01-28 | 21 | 43.49 | -23492 | -1646 | -2005 | 0 | 379 | 1370 | 4301 | 0 | 0 | 1472 | 79 | 341 | 7704 | 3288 | 3220 | 0 | 466 | 0 | 218 | 1155 | 1000 | 486 | 1200 | 0 | 465 | 0 | 0 | 0 | 0 | 0 | 0 | 0 | 0 | 0
2040-01-28 | 22 | 43.49 | -22095 | -1696 | -1826 | 0 | 250 | 360 | 3334 | 0 | 0 | 1472 | 79 | 341 | 7864 | 3288 | 3617 | 0 | 472 | 0 | 219 | 1157 | 1000 | 499 | 1200 | 0 | 465 | 0 | 0 | 0 | 0 | 0 | 0 | 0 | 0 | 0
2040-01-28 | 23 | 43.49 | -20428 | -1696 | -1826 | 0 | 150 | 207 | 2177 | 0 | 0 | 1452 | 79 | 341 | 7808 | 3288 | 3481 | 0 | 439 | 0 | 220 | 1142 | 1000 | 502 | 1200 | 0 | 465 | 0 | 0 | 0 | 0 | 0 | 0 | 0 | 0 | 0
2040-01-28 | 24 | 43.49 | -19043 | -1804 | -1647 | 0 | 350 | 30 | 1221 | 0 | 0 | 1452 | 79 | 341 | 7747 | 3288 | 3110 | 0 | 392 | 0 | 219 | 1136 | 1000 | 465 | 1200 | 0 | 465 | 0 | 0 | 0 | 0 | 0 | 0 | 0 | 0 | 0
2040-01-29 | 1 | 42.99 | -18179 | -1804 | -1110 | 0 | -220 | 0 | 528 | 0 | 0 | 1442 | 79 | 341 | 7815 | 3288 | 2526 | 0 | 435 | 0 | 220 | 1125 | 1000 | 850 | 1200 | 0 | 465 | 0 | 0 | 0 | 0 | 0 | 0 | 0 | 0 | 0
2040-01-29 | 2 | 42.99 | -17714 | -1750 | -1003 | 0 | -182 | 0 | 528 | 0 | 0 | 1366 | 79 | 341 | 7712 | 3288 | 1987 | 0 | 490 | 0 | 220 | 1121 | 1000 | 852 | 1200 | 0 | 465 | 0 | 0 | 0 | 0 | 0 | 0 | 0 | 0 | 0
2040-01-29 | 3 | 42.99 | -17549 | -1804 | -859 | 0 | -102 | 0 | 528 | 0 | 0 | 1398 | 79 | 341 | 7699 | 3288 | 1613 | 0 | 507 | 0 | 220 | 1119 | 1000 | 857 | 1200 | 0 | 465 | 0 | 0 | 0 | 0 | 0 | 0 | 0 | 0 | 0
2040-01-29 | 4 | 43.63 | -17612 | -1804 | -824 | 0 | 0 | 0 | 528 | 0 | 0 | 1452 | 79 | 341 | 8244 | 3288 | 1305 | 0 | 527 | 0 | 220 | 1125 | 1000 | 465 | 1200 | 0 | 465 | 0 | 0 | 0 | 0 | 0 | 0 | 0 | 0 | 0
2040-01-29 | 5 | 45.14 | -18151 | -1750 | -824 | 0 | 0 | 0 | 528 | 0 | 0 | 1472 | 79 | 341 | 9110 | 3288 | 889 | 0 | 564 | 0 | 219 | 1125 | 1000 | 445 | 1200 | 0 | 465 | 0 | 0 | 0 | 0 | 0 | 0 | 0 | 0 | 0
2040-01-29 | 6 | 47.08 | -19631 | -1750 | -859 | 0 | 0 | 0 | 1522 | 0 | 0 | 1472 | 79 | 341 | 9885 | 3288 | 621 | 0 | 606 | 0 | 218 | 1125 | 1000 | 418 | 1200 | 0 | 465 | 0 | 0 | 0 | 0 | 0 | 0 | 0 | 0 | 0
2040-01-29 | 7 | 50.87 | -22128 | -1750 | -1074 | 0 | 0 | 0 | 3239 | 100 | 0 | 1472 | 79 | 388 | 10863 | 3288 | 528 | 0 | 594 | 0 | 216 | 1131 | 1000 | 389 | 1200 | 0 | 465 | 0 | 0 | 0 | 0 | 0 | 0 | 0 | 0 | 0
2040-01-29 | 8 | 56.48 | -23413 | -1804 | -1325 | 0 | 386 | 0 | 4122 | 98 | 0 | 1472 | 79 | 388 | 11084 | 3288 | 457 | 0 | 515 | 251 | 214 | 1140 | 1000 | 385 | 1200 | 0 | 465 | 0 | 0 | 0 | 0 | 0 | 0 | 0 | 0 | 0
2040-01-29 | 9 | 50 | -23675 | -1804 | -1576 | 0 | 47 | 0 | 4301 | 0 | 0 | 1472 | 79 | 360 | 10394 | 3288 | 426 | 0 | 518 | 1741 | 214 | 1151 | 1000 | 399 | 1200 | 0 | 465 | 0 | 0 | 0 | 0 | 0 | 0 | 0 | 0 | 0
2040-01-29 | 10 | 43.82 | -23743 | -1750 | -1826 | 0 | 0 | 0 | 4349 | 0 | 0 | 1452 | 79 | 341 | 8495 | 3288 | 517 | 0 | 511 | 3838 | 215 | 1154 | 1000 | 417 | 1200 | 0 | 465 | 0 | 0 | 0 | 0 | 0 | 0 | 0 | 0 | 0
2040-01-29 | 11 | 43.49 | -23746 | -1646 | -1791 | 0 | 0 | 0 | 4349 | 0 | 0 | 1452 | 79 | 341 | 8089 | 3288 | 697 | 0 | 523 | 3911 | 217 | 1163 | 1000 | 409 | 1200 | 0 | 465 | 0 | 0 | 0 | 0 | 0 | 0 | 0 | 0 | 0
2040-01-29 | 12 | 43.71 | -23676 | -1544 | -1540 | 0 | 0 | 0 | 4301 | 0 | 0 | 1452 | 79 | 341 | 8382 | 3288 | 873 | 0 | 522 | 3067 | 217 | 1161 | 1000 | 411 | 1200 | 0 | 465 | 0 | 0 | 0 | 0 | 0 | 0 | 0 | 0 | 0
2040-01-29 | 13 | 45.14 | -23553 | -1493 | -2005 | 0 | 0 | 0 | 4217 | 0 | 0 | 1472 | 79 | 341 | 9092 | 3288 | 1060 | 0 | 511 | 2535 | 216 | 1158 | 1000 | 418 | 1200 | 0 | 465 | 0 | 0 | 0 | 0 | 0 | 0 | 0 | 0 | 0
2040-01-29 | 14 | 44.56 | -23436 | -1397 | -1970 | 0 | 0 | 0 | 4137 | 0 | 0 | 1472 | 79 | 341 | 8700 | 3288 | 1333 | 0 | 558 | 2432 | 217 | 1157 | 1000 | 423 | 1200 | 0 | 465 | 0 | 0 | 0 | 0 | 0 | 0 | 0 | 0 | 0
2040-01-29 | 15 | 44.56 | -23253 | -1349 | -1755 | 0 | 0 | 0 | 4011 | 0 | 0 | 1472 | 79 | 341 | 8724 | 3288 | 1822 | 0 | 581 | 1600 | 217 | 1145 | 1000 | 412 | 1200 | 0 | 465 | 0 | 0 | 0 | 0 | 0 | 0 | 0 | 0 | 0
2040-01-29 | 16 | 45.9 | -23308 | -1302 | -2328 | 0 | 0 | 0 | 4048 | 0 | 0 | 1472 | 79 | 341 | 9359 | 3288 | 2345 | 0 | 603 | 988 | 219 | 1145 | 1000 | 386 | 1200 | 0 | 465 | 0 | 0 | 0 | 0 | 0 | 0 | 0 | 0 | 0
2040-01-29 | 17 | 47.76 | -23985 | -1302 | -2972 | 0 | 0 | 0 | 4513 | 0 | 0 | 1472 | 79 | 341 | 10153 | 3288 | 3088 | 0 | 667 | 251 | 218 | 1124 | 1000 | 400 | 1200 | 0 | 465 | 0 | 0 | 0 | 0 | 0 | 0 | 0 | 0 | 0
2040-01-29 | 18 | 47.76 | -25104 | -1302 | -3581 | 0 | 0 | 0 | 5284 | 0 | 0 | 1472 | 79 | 341 | 10150 | 3288 | 4132 | 0 | 783 | 0 | 218 | 1136 | 1000 | 439 | 1200 | 0 | 465 | 0 | 0 | 0 | 0 | 0 | 0 | 0 | 0 | 0
2040-01-29 | 19 | 45.14 | -24971 | -1302 | -3438 | 0 | 0 | 0 | 5194 | 0 | 0 | 1472 | 79 | 341 | 9140 | 3288 | 4851 | 0 | 856 | 0 | 218 | 1152 | 1000 | 454 | 1200 | 0 | 465 | 0 | 0 | 0 | 0 | 0 | 0 | 0 | 0 | 0
2040-01-29 | 20 | 42.58 | -24240 | -1302 | -2435 | 0 | 0 | 0 | 4692 | 0 | 0 | 1260 | 79 | 341 | 7387 | 3288 | 5441 | 0 | 982 | 0 | 218 | 1155 | 1000 | 469 | 1200 | 0 | 465 | 0 | 0 | 0 | 0 | 0 | 0 | 0 | 0 | 0
2040-01-29 | 21 | 40.98 | -23175 | -1302 | -2220 | 0 | 0 | 0 | 3958 | 0 | 0 | 1126 | 79 | 341 | 6089 | 3288 | 6256 | 0 | 1037 | 0 | 218 | 1155 | 1000 | 486 | 1200 | 0 | 465 | 0 | 0 | 0 | 0 | 0 | 0 | 0 | 0 | 0
2040-01-29 | 22 | 39.22 | -21639 | -1302 | -1862 | 0 | 0 | 0 | 2901 | 0 | 0 | 1112 | 79 | 341 | 5104 | 3288 | 6283 | 0 | 1155 | 0 | 219 | 1157 | 1000 | 499 | 1200 | 0 | 465 | 0 | 0 | 0 | 0 | 0 | 0 | 0 | 0 | 0
2040-01-29 | 23 | 30.24 | -19824 | -1302 | -1540 | 0 | 0 | 0 | 1654 | 0 | 0 | 1038 | 79 | 341 | 3892 | 3288 | 6639 | 0 | 1205 | 0 | 220 | 1142 | 1000 | 502 | 1200 | 0 | 465 | 0 | 0 | 0 | 0 | 0 | 0 | 0 | 0 | 0
2040-01-29 | 24 | 38.14 | -18334 | -1302 | -1253 | 0 | 0 | 0 | 629 | 0 | 0 | 869 | 79 | 341 | 3263 | 3288 | 6684 | 0 | 1251 | 0 | 219 | 1136 | 1000 | 465 | 1200 | 0 | 465 | 0 | 0 | 0 | 0 | 0 | 0 | 0 | 0 | 0
2040-01-30 | 1 | 29.59 | -17380 | -1302 | -1110 | 0 | 0 | -557 | 528 | 0 | 0 | 709 | 79 | 341 | 2891 | 3288 | 6395 | 0 | 1258 | 0 | 220 | 1125 | 1000 | 850 | 1200 | 0 | 465 | 0 | 0 | 0 | 0 | 0 | 0 | 0 | 0 | 0
2040-01-30 | 2 | 29.59 | -16868 | -1302 | -1003 | 0 | 0 | -959 | 528 | 0 | 0 | 653 | 79 | 341 | 2405 | 3288 | 6666 | 0 | 1314 | 0 | 220 | 1121 | 1000 | 852 | 1200 | 0 | 465 | 0 | 0 | 0 | 0 | 0 | 0 | 0 | 0 | 0
2040-01-30 | 3 | 29.59 | -16613 | -1257 | -859 | 0 | 0 | -576 | 528 | 0 | 0 | 653 | 79 | 341 | 1895 | 3288 | 6264 | 0 | 1397 | 0 | 220 | 1119 | 1000 | 857 | 1200 | 0 | 465 | 0 | 0 | 0 | 0 | 0 | 0 | 0 | 0 | 0
2040-01-30 | 4 | 29.59 | -16682 | -1257 | -824 | 0 | 0 | -364 | 528 | 0 | 0 | 639 | 79 | 341 | 1727 | 3288 | 6610 | 0 | 1439 | 0 | 220 | 1125 | 1000 | 465 | 1200 | 0 | 465 | 0 | 0 | 0 | 0 | 0 | 0 | 0 | 0 | 0
2040-01-30 | 5 | 39.22 | -17249 | -1257 | -824 | 0 | 0 | 0 | 528 | 0 | 0 | 653 | 79 | 341 | 2132 | 3288 | 6350 | 0 | 1504 | 0 | 219 | 1125 | 1000 | 445 | 1200 | 0 | 465 | 0 | 0 | 0 | 0 | 0 | 0 | 0 | 0 | 0
2040-01-30 | 6 | 39.99 | -18726 | -1349 | -859 | 0 | 0 | 338 | 666 | 0 | 0 | 827 | 79 | 341 | 2664 | 3288 | 6810 | 0 | 1496 | 0 | 218 | 1125 | 1000 | 418 | 1200 | 0 | 465 | 0 | 0 | 0 | 0 | 0 | 0 | 0 | 0 | 0
2040-01-30 | 7 | 39.99 | -20996 | -1445 | -1074 | 0 | 0 | 1193 | 2198 | 0 | 0 | 1037 | 79 | 341 | 2664 | 3288 | 6861 | 0 | 1453 | 0 | 216 | 1131 | 1000 | 389 | 1200 | 0 | 465 | 0 | 0 | 0 | 0 | 0 | 0 | 0 | 0 | 0
2040-01-30 | 8 | 39.99 | -22383 | -1544 | -1325 | 0 | 0 | 286 | 3133 | 0 | 0 | 1075 | 79 | 341 | 4119 | 3288 | 6893 | 0 | 1398 | 236 | 214 | 1140 | 1000 | 385 | 1200 | 0 | 465 | 0 | 0 | 0 | 0 | 0 | 0 | 0 | 0 | 0
2040-01-30 | 9 | 17.91 | -22946 | -1595 | -1576 | 0 | 0 | -290 | 3514 | 0 | 0 | 667 | 79 | 181 | 3158 | 3288 | 7052 | 0 | 1360 | 2678 | 214 | 1151 | 1000 | 399 | 1200 | 0 | 465 | 0 | 0 | 0 | 0 | 0 | 0 | 0 | 0 | 0
2040-01-30 | 10 | 17.91 | -22956 | -1544 | -1826 | 0 | 0 | -1544 | 3524 | 0 | 0 | 639 | 79 | 166 | 2150 | 3288 | 6763 | 0 | 1308 | 5501 | 215 | 1154 | 1000 | 417 | 1200 | 0 | 465 | 0 | 0 | 0 | 0 | 0 | 0 | 0 | 0 | 0
2040-01-30 | 11 | 15.24 | -22917 | -1493 | -1791 | 0 | -2591 | -1859 | 3493 | 0 | 0 | 633 | 79 | 160 | 1762 | 3288 | 6468 | 0 | 1283 | 9032 | 217 | 1163 | 1000 | 409 | 1200 | 0 | 465 | 0 | 0 | 0 | 0 | 0 | 0 | 0 | 0 | 0
2040-01-30 | 12 | 15.24 | -23021 | -1493 | -1540 | 0 | -3072 | -1859 | 3567 | 0 | 0 | 633 | 79 | 160 | 1762 | 3288 | 5828 | 0 | 1129 | 10085 | 217 | 1161 | 1000 | 411 | 1200 | 0 | 465 | 0 | 0 | 0 | 0 | 0 | 0 | 0 | 0 | 0
2040-01-30 | 13 | 15.24 | -22826 | -1397 | -2005 | 0 | -4458 | -1859 | 3435 | 0 | 0 | 633 | 79 | 160 | 1762 | 3288 | 6156 | 0 | 991 | 11585 | 216 | 1158 | 1000 | 418 | 1200 | 0 | 465 | 0 | 0 | 0 | 0 | 0 | 0 | 0 | 0 | 0
2040-01-30 | 14 | 15.24 | -22617 | -1349 | -1970 | 0 | -2808 | -1859 | 3292 | 0 | 0 | 633 | 79 | 160 | 1499 | 3288 | 6204 | 0 | 945 | 10041 | 217 | 1157 | 1000 | 423 | 1200 | 0 | 465 | 0 | 0 | 0 | 0 | 0 | 0 | 0 | 0 | 0
2040-01-30 | 15 | 15.24 | -22324 | -1302 | -1755 | 0 | -861 | -1859 | 3096 | 0 | 0 | 633 | 79 | 160 | 1499 | 3288 | 6367 | 0 | 1156 | 7384 | 217 | 1145 | 1000 | 412 | 1200 | 0 | 465 | 0 | 0 | 0 | 0 | 0 | 0 | 0 | 0 | 0
2040-01-30 | 16 | 24.21 | -22492 | -1302 | -2328 | 0 | 749 | 0 | 3207 | 0 | 0 | 667 | 79 | 257 | 2102 | 3288 | 6708 | 0 | 1472 | 3177 | 219 | 1145 | 1000 | 386 | 1200 | 0 | 465 | 0 | 0 | 0 | 0 | 0 | 0 | 0 | 0 | 0
2040-01-30 | 17 | 24.21 | -23474 | -1302 | -2972 | 0 | 1660 | 1282 | 3873 | 0 | 0 | 1112 | 79 | 257 | 2486 | 3288 | 7230 | 0 | 1671 | 404 | 218 | 1124 | 1000 | 400 | 1200 | 0 | 465 | 0 | 0 | 0 | 0 | 0 | 0 | 0 | 0 | 0
2040-01-30 | 18 | 24.21 | -25239 | -1397 | -3581 | 0 | 2666 | 1533 | 5062 | 0 | 0 | 1162 | 79 | 257 | 2822 | 3288 | 7303 | 0 | 1587 | 0 | 218 | 1136 | 1000 | 439 | 1200 | 0 | 465 | 0 | 0 | 0 | 0 | 0 | 0 | 0 | 0 | 0
2040-01-30 | 19 | 24.21 | -25568 | -1544 | -3438 | 0 | 2205 | 1558 | 5284 | 0 | 0 | 1196 | 79 | 257 | 3262 | 3288 | 7321 | 0 | 1611 | 0 | 218 | 1152 | 1000 | 454 | 1200 | 0 | 465 | 0 | 0 | 0 | 0 | 0 | 0 | 0 | 0 | 0
2040-01-30 | 20 | 24.21 | -25369 | -1696 | -2435 | 0 | 1008 | 1542 | 5152 | 0 | 0 | 1126 | 79 | 257 | 3525 | 3288 | 7307 | 0 | 1710 | 0 | 218 | 1155 | 1000 | 469 | 1200 | 0 | 465 | 0 | 0 | 0 | 0 | 0 | 0 | 0 | 0 | 0
2040-01-30 | 21 | 24.21 | -24785 | -1972 | -2220 | 0 | 2308 | 28 | 4756 | 0 | 0 | 1126 | 79 | 257 | 3525 | 3288 | 7310 | 0 | 1777 | 0 | 218 | 1155 | 1000 | 486 | 1200 | 0 | 465 | 0 | 0 | 0 | 0 | 0 | 0 | 0 | 0 | 0
2040-01-30 | 22 | 24.21 | -23774 | -2205 | -1862 | 0 | 714 | 1022 | 4074 | 0 | 0 | 1112 | 79 | 257 | 3525 | 3288 | 7312 | 0 | 1919 | 0 | 219 | 1157 | 1000 | 499 | 1200 | 0 | 465 | 0 | 0 | 0 | 0 | 0 | 0 | 0 | 0 | 0
2040-01-30 | 23 | 24.21 | -22366 | -2453 | -1540 | 0 | 65 | 1160 | 3123 | 0 | 0 | 1112 | 79 | 257 | 3525 | 3288 | 7298 | 0 | 1924 | 0 | 220 | 1142 | 1000 | 502 | 1200 | 0 | 465 | 0 | 0 | 0 | 0 | 0 | 0 | 0 | 0 | 0
2040-01-30 | 24 | 24.21 | -21133 | -2582 | -1253 | 0 | 483 | 111 | 2293 | 0 | 0 | 1038 | 79 | 255 | 3599 | 3288 | 7308 | 0 | 2030 | 0 | 219 | 1136 | 1000 | 465 | 1200 | 0 | 465 | 0 | 0 | 0 | 0 | 0 | 0 | 0 | 0 | 0
2040-01-31 | 1 | 34.28 | -20356 | -2648 | -1110 | 0 | 0 | 0 | 729 | 0 | 0 | 1112 | 79 | 332 | 4386 | 3288 | 7310 | 0 | 2018 | 0 | 220 | 1125 | 1000 | 850 | 1200 | 0 | 465 | 0 | 0 | 0 | 0 | 0 | 0 | 0 | 0 | 0
2040-01-31 | 2 | 34.28 | -20051 | -2714 | -1003 | 0 | 0 | 0 | 539 | 0 | 0 | 1112 | 79 | 341 | 4321 | 3288 | 7248 | 0 | 1981 | 0 | 220 | 1121 | 1000 | 852 | 1200 | 0 | 465 | 0 | 0 | 0 | 0 | 0 | 0 | 0 | 0 | 0
2040-01-31 | 3 | 33.82 | -19970 | -2783 | -859 | 0 | 0 | 0 | 528 | 0 | 0 | 1112 | 79 | 341 | 4300 | 3288 | 7172 | 0 | 1931 | 0 | 220 | 1119 | 1000 | 857 | 1200 | 0 | 465 | 0 | 0 | 0 | 0 | 0 | 0 | 0 | 0 | 0
2040-01-31 | 4 | 39.22 | -20144 | -2851 | -824 | 0 | 0 | 0 | 597 | 0 | 0 | 1112 | 79 | 341 | 5124 | 3288 | 6910 | 0 | 1893 | 0 | 220 | 1125 | 1000 | 465 | 1200 | 0 | 465 | 0 | 0 | 0 | 0 | 0 | 0 | 0 | 0 | 0
2040-01-31 | 5 | 39.99 | -20785 | -2851 | -824 | 0 | 0 | 0 | 993 | 0 | 0 | 1126 | 79 | 341 | 5691 | 3288 | 6657 | 0 | 1831 | 0 | 219 | 1125 | 1000 | 445 | 1200 | 0 | 465 | 0 | 0 | 0 | 0 | 0 | 0 | 0 | 0 | 0
2040-01-31 | 6 | 41.61 | -22282 | -2920 | -859 | 0 | 0 | 0 | 1929 | 0 | 0 | 1126 | 79 | 341 | 6602 | 3288 | 6528 | 0 | 1744 | 0 | 218 | 1125 | 1000 | 418 | 1200 | 0 | 465 | 0 | 0 | 0 | 0 | 0 | 0 | 0 | 0 | 0
2040-01-31 | 7 | 42.96 | -24667 | -2989 | -1074 | 0 | 0 | 0 | 3413 | 0 | 0 | 1320 | 79 | 341 | 7535 | 3288 | 6674 | 0 | 1679 | 0 | 216 | 1131 | 1000 | 389 | 1200 | 0 | 465 | 0 | 0 | 0 | 0 | 0 | 0 | 0 | 0 | 0
2040-01-31 | 8 | 43.46 | -26158 | -2989 | -1325 | 0 | 0 | 0 | 4343 | 0 | 0 | 1366 | 79 | 341 | 7899 | 3288 | 6862 | 0 | 1555 | 336 | 214 | 1140 | 1000 | 385 | 1200 | 0 | 465 | 0 | 0 | 0 | 0 | 0 | 0 | 0 | 0 | 0
2040-01-31 | 9 | 39.17 | -26599 | -2920 | -1576 | 0 | 0 | 0 | 4618 | 0 | 0 | 1112 | 79 | 341 | 5348 | 3288 | 6943 | 0 | 1726 | 3211 | 214 | 1151 | 1000 | 399 | 1200 | 0 | 465 | 0 | 0 | 0 | 0 | 0 | 0 | 0 | 0 | 0
2040-01-31 | 10 | 33.3 | -26577 | -2851 | -1826 | 0 | 0 | -777 | 4608 | 0 | 0 | 653 | 79 | 341 | 3174 | 3288 | 7036 | 0 | 1806 | 6595 | 215 | 1154 | 1000 | 417 | 1200 | 0 | 465 | 0 | 0 | 0 | 0 | 0 | 0 | 0 | 0 | 0
2040-01-31 | 11 | 33.12 | -26504 | -2648 | -1791 | 0 | -1111 | -1859 | 4560 | 0 | 0 | 633 | 79 | 341 | 2477 | 3288 | 6985 | 0 | 2047 | 9049 | 217 | 1163 | 1000 | 409 | 1200 | 0 | 465 | 0 | 0 | 0 | 0 | 0 | 0 | 0 | 0 | 0
2040-01-31 | 12 | 33.12 | -26391 | -2516 | -1540 | 0 | -2814 | -1859 | 4491 | 0 | 0 | 633 | 79 | 341 | 1271 | 3288 | 6975 | 0 | 2252 | 11335 | 217 | 1161 | 1000 | 411 | 1200 | 0 | 465 | 0 | 0 | 0 | 0 | 0 | 0 | 0 | 0 | 0
2040-01-31 | 13 | 33.12 | -26026 | -2328 | -2005 | 0 | -2277 | -1859 | 4264 | 0 | 0 | 633 | 79 | 341 | 1271 | 3288 | 6837 | 0 | 2293 | 11032 | 216 | 1158 | 1000 | 418 | 1200 | 0 | 465 | 0 | 0 | 0 | 0 | 0 | 0 | 0 | 0 | 0
2040-01-31 | 14 | 33.12 | -25625 | -2205 | -1970 | 0 | -1339 | -1859 | 4011 | 0 | 0 | 633 | 79 | 341 | 1219 | 3288 | 6356 | 0 | 2307 | 10303 | 217 | 1157 | 1000 | 423 | 1200 | 0 | 465 | 0 | 0 | 0 | 0 | 0 | 0 | 0 | 0 | 0
2040-01-31 | 15 | 33.3 | -25192 | -2145 | -1755 | 0 | 0 | -244 | 3741 | 0 | 0 | 639 | 79 | 341 | 1246 | 3288 | 6056 | 0 | 2332 | 7175 | 217 | 1145 | 1000 | 412 | 1200 | 0 | 465 | 0 | 0 | 0 | 0 | 0 | 0 | 0 | 0 | 0
2040-01-31 | 16 | 45 | -25163 | -2085 | -2328 | 0 | 70 | 1131 | 3725 | 0 | 0 | 1108 | 79 | 341 | 3471 | 3288 | 5915 | 0 | 2310 | 3723 | 219 | 1145 | 1000 | 386 | 1200 | 0 | 465 | 0 | 0 | 0 | 0 | 0 | 0 | 0 | 0 | 0
2040-01-31 | 17 | 45 | -25847 | -2085 | -2972 | 0 | 2535 | 1558 | 4153 | 0 | 0 | 1452 | 79 | 341 | 4441 | 3288 | 5909 | 0 | 2198 | 544 | 218 | 1124 | 1000 | 400 | 1200 | 0 | 465 | 0 | 0 | 0 | 0 | 0 | 0 | 0 | 0 | 0
2040-01-31 | 18 | 45 | -27343 | -2145 | -3581 | 0 | 2193 | 1558 | 5083 | 0 | 0 | 1472 | 79 | 341 | 6645 | 3288 | 5973 | 0 | 1979 | 0 | 218 | 1136 | 1000 | 439 | 1200 | 0 | 465 | 0 | 0 | 0 | 0 | 0 | 0 | 0 | 0 | 0
2040-01-31 | 19 | 45 | -27663 | -2205 | -3438 | 0 | 1172 | 1558 | 5284 | 0 | 0 | 1472 | 79 | 341 | 7335 | 3288 | 6379 | 0 | 1908 | 0 | 218 | 1152 | 1000 | 454 | 1200 | 0 | 465 | 0 | 0 | 0 | 0 | 0 | 0 | 0 | 0 | 0
2040-01-31 | 20 | 45 | -27231 | -2265 | -2435 | 0 | 515 | 454 | 5015 | 0 | 0 | 1472 | 79 | 341 | 8084 | 3288 | 6283 | 0 | 1894 | 0 | 218 | 1155 | 1000 | 469 | 1200 | 0 | 465 | 0 | 0 | 0 | 0 | 0 | 0 | 0 | 0 | 0
2040-01-31 | 21 | 43.89 | -26435 | -2328 | -2220 | 0 | 0 | 0 | 4518 | 0 | 0 | 1452 | 79 | 341 | 8260 | 3288 | 6508 | 0 | 2013 | 0 | 218 | 1155 | 1000 | 486 | 1200 | 0 | 465 | 0 | 0 | 0 | 0 | 0 | 0 | 0 | 0 | 0
2040-01-31 | 22 | 42.91 | -25089 | -2391 | -1862 | 0 | 0 | 0 | 3678 | 0 | 0 | 1293 | 79 | 341 | 7418 | 3288 | 6670 | 0 | 2034 | 0 | 219 | 1157 | 1000 | 499 | 1200 | 0 | 465 | 0 | 0 | 0 | 0 | 0 | 0 | 0 | 0 | 0
2040-01-31 | 23 | 41.61 | -23366 | -2391 | -1540 | 0 | 0 | 0 | 2605 | 0 | 0 | 1126 | 79 | 341 | 6622 | 3288 | 6761 | 0 | 1945 | 0 | 220 | 1142 | 1000 | 502 | 1200 | 0 | 465 | 0 | 0 | 0 | 0 | 0 | 0 | 0 | 0 | 0
2040-01-31 | 24 | 40.31 | -21929 | -2453 | -1253 | 0 | 0 | 0 | 1707 | 0 | 0 | 1126 | 79 | 341 | 6008 | 3288 | 6719 | 0 | 1884 | 0 | 219 | 1136 | 1000 | 465 | 1200 | 0 | 465 | 0 | 0 | 0 | 0 | 0 | 0 | 0 | 0 | 0
2040-02-01 | 1 | 36.17 | -21011 | -2391 | -1110 | 0 | -103 | 0 | 1886 | 0 | 0 | 1049 | 79 | 341 | 4715 | 3288 | 6495 | 0 | 1952 | 0 | 219 | 1187 | 1000 | 739 | 1200 | 0 | 465 | 0 | 0 | 0 | 0 | 0 | 0 | 0 | 0 | 0
2040-02-01 | 2 | 36.17 | -20570 | -2516 | -1003 | 0 | -98 | 0 | 1596 | 0 | 0 | 978 | 79 | 341 | 4498 | 3288 | 6603 | 0 | 2001 | 0 | 218 | 1188 | 1000 | 732 | 1200 | 0 | 465 | 0 | 0 | 0 | 0 | 0 | 0 | 0 | 0 | 0
2040-02-01 | 3 | 36.17 | -20380 | -2516 | -859 | 0 | 0 | 0 | 1469 | 0 | 0 | 978 | 79 | 341 | 4252 | 3288 | 6567 | 0 | 2000 | 0 | 219 | 1185 | 1000 | 713 | 1200 | 0 | 465 | 0 | 0 | 0 | 0 | 0 | 0 | 0 | 0 | 0
2040-02-01 | 4 | 38.43 | -20457 | -2582 | -824 | 0 | 0 | 0 | 1522 | 0 | 0 | 978 | 79 | 341 | 4619 | 3288 | 6616 | 0 | 1980 | 0 | 219 | 1187 | 1000 | 370 | 1200 | 0 | 465 | 0 | 0 | 0 | 0 | 0 | 0 | 0 | 0 | 0
2040-02-01 | 5 | 39.94 | -20988 | -2516 | -824 | 0 | 0 | 0 | 1871 | 0 | 0 | 1060 | 79 | 341 | 5024 | 3288 | 6247 | 0 | 2007 | 0 | 219 | 1188 | 1000 | 340 | 1200 | 0 | 465 | 0 | 0 | 0 | 0 | 0 | 0 | 0 | 0 | 0
2040-02-01 | 6 | 43.59 | -22394 | -2582 | -859 | 0 | 0 | 0 | 2801 | 0 | 0 | 1165 | 79 | 341 | 6477 | 3288 | 5353 | 0 | 1982 | 0 | 219 | 1188 | 1000 | 278 | 1200 | 0 | 465 | 0 | 0 | 0 | 0 | 0 | 0 | 0 | 0 | 0
2040-02-01 | 7 | 47.08 | -24753 | -2714 | -1074 | 0 | 0 | 0 | 4354 | 0 | 0 | 1362 | 79 | 341 | 7967 | 3288 | 4895 | 0 | 1957 | 0 | 219 | 1188 | 1000 | 226 | 1200 | 0 | 465 | 0 | 0 | 0 | 0 | 0 | 0 | 0 | 0 | 0
2040-02-01 | 8 | 48.54 | -26000 | -2714 | -1325 | 0 | 173 | 0 | 5178 | 0 | 0 | 1423 | 79 | 350 | 8583 | 3288 | 4307 | 0 | 1936 | 403 | 219 | 1191 | 1000 | 242 | 1200 | 0 | 465 | 0 | 0 | 0 | 0 | 0 | 0 | 0 | 0 | 0
2040-02-01 | 9 | 43.49 | -26162 | -2582 | -1576 | 0 | 0 | 0 | 5284 | 0 | 0 | 1180 | 79 | 341 | 6926 | 3288 | 4024 | 0 | 2051 | 2797 | 219 | 1200 | 1000 | 266 | 1200 | 0 | 465 | 0 | 0 | 0 | 0 | 0 | 0 | 0 | 0 | 0
2040-02-01 | 10 | 39.94 | -26082 | -2391 | -1826 | 0 | 0 | 0 | 5231 | 0 | 0 | 1107 | 79 | 341 | 5895 | 3288 | 3650 | 0 | 2000 | 4320 | 219 | 1223 | 1000 | 282 | 1200 | 0 | 465 | 0 | 0 | 0 | 0 | 0 | 0 | 0 | 0 | 0
2040-02-01 | 11 | 34.34 | -26027 | -2205 | -1791 | 0 | 0 | -1551 | 5194 | 0 | 0 | 744 | 79 | 341 | 4453 | 3288 | 3306 | 0 | 1995 | 7779 | 219 | 1238 | 1000 | 273 | 1200 | 0 | 465 | 0 | 0 | 0 | 0 | 0 | 0 | 0 | 0 | 0
2040-02-01 | 12 | 34.33 | -25783 | -2029 | -1540 | 0 | -1636 | -1859 | 5036 | 0 | 0 | 634 | 79 | 341 | 4453 | 3288 | 2947 | 0 | 1963 | 9699 | 219 | 1239 | 1000 | 283 | 1200 | 0 | 465 | 0 | 0 | 0 | 0 | 0 | 0 | 0 | 0 | 0
2040-02-01 | 13 | 34.33 | -25253 | -1915 | -2005 | 0 | -528 | -1859 | 4687 | 0 | 0 | 681 | 79 | 341 | 4445 | 3288 | 2706 | 0 | 1930 | 8974 | 219 | 1242 | 1000 | 304 | 1200 | 0 | 465 | 0 | 0 | 0 | 0 | 0 | 0 | 0 | 0 | 0
2040-02-01 | 14 | 34.34 | -24861 | -1858 | -1970 | 0 | 0 | -1735 | 4428 | 0 | 0 | 730 | 79 | 341 | 4445 | 3288 | 2797 | 0 | 1932 | 7933 | 219 | 1244 | 1000 | 322 | 1200 | 0 | 465 | 0 | 0 | 0 | 0 | 0 | 0 | 0 | 0 | 0
2040-02-01 | 15 | 34.34 | -24447 | -1750 | -1755 | 0 | 0 | -591 | 4153 | 0 | 0 | 905 | 79 | 341 | 4445 | 3288 | 2665 | 0 | 1927 | 6298 | 219 | 1241 | 1000 | 317 | 1200 | 0 | 465 | 0 | 0 | 0 | 0 | 0 | 0 | 0 | 0 | 0
2040-02-01 | 16 | 42.06 | -24345 | -1750 | -2328 | 0 | 0 | 0 | 4085 | 0 | 0 | 1209 | 79 | 341 | 6975 | 3288 | 2752 | 0 | 1895 | 3382 | 219 | 1244 | 1000 | 290 | 1200 | 0 | 465 | 0 | 0 | 0 | 0 | 0 | 0 | 0 | 0 | 0
2040-02-01 | 17 | 46.41 | -24797 | -1750 | -2972 | 0 | 65 | 754 | 4386 | 0 | 0 | 1423 | 79 | 341 | 9214 | 3288 | 3100 | 0 | 1877 | 583 | 219 | 1235 | 1000 | 290 | 1200 | 0 | 465 | 0 | 0 | 0 | 0 | 0 | 0 | 0 | 0 | 0
2040-02-01 | 18 | 46.41 | -25999 | -1804 | -3581 | 0 | 360 | 1556 | 5178 | 0 | 0 | 1423 | 79 | 341 | 9658 | 3288 | 3291 | 0 | 1795 | 0 | 219 | 1229 | 1000 | 302 | 1200 | 0 | 465 | 0 | 0 | 0 | 0 | 0 | 0 | 0 | 0 | 0
2040-02-01 | 19 | 46.41 | -26092 | -1915 | -3438 | 0 | 701 | 1307 | 5236 | 0 | 0 | 1423 | 79 | 341 | 9650 | 3288 | 3085 | 0 | 1902 | 0 | 219 | 1227 | 1000 | 322 | 1200 | 0 | 465 | 0 | 0 | 0 | 0 | 0 | 0 | 0 | 0 | 0
2040-02-01 | 20 | 46.41 | -25692 | -1972 | -2435 | 0 | 0 | 934 | 4972 | 0 | 0 | 1423 | 79 | 341 | 9634 | 3288 | 2963 | 0 | 2017 | 0 | 219 | 1221 | 1000 | 342 | 1200 | 0 | 465 | 0 | 0 | 0 | 0 | 0 | 0 | 0 | 0 | 0
2040-02-01 | 21 | 46.41 | -25026 | -2145 | -2220 | 0 | 235 | 845 | 4534 | 0 | 0 | 1423 | 79 | 341 | 9634 | 3288 | 2539 | 0 | 2017 | 0 | 219 | 1211 | 1000 | 362 | 1200 | 0 | 465 | 0 | 0 | 0 | 0 | 0 | 0 | 0 | 0 | 0
2040-02-01 | 22 | 46.41 | -24019 | -2205 | -1862 | 0 | 500 | 225 | 3873 | 0 | 0 | 1423 | 79 | 341 | 9634 | 3288 | 2212 | 0 | 2009 | 0 | 219 | 1214 | 1000 | 403 | 1200 | 0 | 465 | 0 | 0 | 0 | 0 | 0 | 0 | 0 | 0 | 0
2040-02-01 | 23 | 45.9 | -22732 | -2265 | -1540 | 0 | 0 | 0 | 3022 | 0 | 0 | 1423 | 79 | 341 | 9390 | 3288 | 2450 | 0 | 2015 | 0 | 219 | 1208 | 1000 | 436 | 1200 | 0 | 465 | 0 | 0 | 0 | 0 | 0 | 0 | 0 | 0 | 0
2040-02-01 | 24 | 44.56 | -21490 | -2328 | -1253 | 0 | 0 | 0 | 2203 | 0 | 0 | 1423 | 79 | 341 | 8687 | 3288 | 2557 | 0 | 2009 | 0 | 219 | 1194 | 1000 | 406 | 1200 | 0 | 465 | 0 | 0 | 0 | 0 | 0 | 0 | 0 | 0 | 0
2040-02-02 | 1 | 42.02 | -20543 | -2391 | -1110 | 0 | -179 | 0 | 2658 | 0 | 0 | 1362 | 79 | 341 | 7210 | 3288 | 2527 | 0 | 1948 | 0 | 219 | 1187 | 1000 | 739 | 1200 | 0 | 465 | 0 | 0 | 0 | 0 | 0 | 0 | 0 | 0 | 0
2040-02-02 | 2 | 42.24 | -20066 | -2516 | -1003 | 0 | 0 | 0 | 2320 | 0 | 0 | 1353 | 79 | 341 | 7035 | 3288 | 2474 | 0 | 1893 | 0 | 218 | 1188 | 1000 | 732 | 1200 | 0 | 465 | 0 | 0 | 0 | 0 | 0 | 0 | 0 | 0 | 0
2040-02-02 | 3 | 42.69 | -19851 | -2516 | -859 | 0 | 0 | 0 | 2166 | 0 | 0 | 1362 | 79 | 341 | 7351 | 3288 | 2032 | 0 | 1825 | 0 | 219 | 1185 | 1000 | 713 | 1200 | 0 | 465 | 0 | 0 | 0 | 0 | 0 | 0 | 0 | 0 | 0
2040-02-02 | 4 | 43.63 | -19780 | -2516 | -824 | 0 | 0 | 0 | 2114 | 0 | 0 | 1387 | 79 | 341 | 7947 | 3288 | 1708 | 0 | 1816 | 0 | 219 | 1187 | 1000 | 370 | 1200 | 0 | 465 | 0 | 0 | 0 | 0 | 0 | 0 | 0 | 0 | 0
2040-02-02 | 5 | 44.72 | -19970 | -2582 | -824 | 0 | 0 | 0 | 2251 | 0 | 0 | 1423 | 79 | 341 | 8561 | 3288 | 1317 | 0 | 1704 | 0 | 219 | 1188 | 1000 | 340 | 1200 | 0 | 465 | 0 | 0 | 0 | 0 | 0 | 0 | 0 | 0 | 0
2040-02-02 | 6 | 46.21 | -20572 | -2516 | -859 | 0 | 0 | 0 | 2679 | 0 | 0 | 1423 | 79 | 341 | 9132 | 3288 | 1033 | 0 | 1623 | 0 | 219 | 1188 | 1000 | 278 | 1200 | 0 | 465 | 0 | 0 | 0 | 0 | 0 | 0 | 0 | 0 | 0
2040-02-02 | 7 | 47.34 | -21603 | -2516 | -1074 | 0 | 0 | 0 | 3413 | 0 | 0 | 1423 | 79 | 341 | 10000 | 3288 | 878 | 0 | 1473 | 0 | 219 | 1188 | 1000 | 226 | 1200 | 0 | 465 | 0 | 0 | 0 | 0 | 0 | 0 | 0 | 0 | 0
2040-02-02 | 8 | 54.12 | -22676 | -2516 | -1325 | 0 | 0 | 0 | 4180 | 0 | 0 | 1423 | 79 | 368 | 10678 | 3288 | 740 | 0 | 1161 | 283 | 219 | 1191 | 1000 | 242 | 1200 | 0 | 465 | 0 | 0 | 0 | 0 | 0 | 0 | 0 | 0 | 0
2040-02-02 | 9 | 46.04 | -23725 | -2391 | -1576 | 0 | 0 | 0 | 4925 | 0 | 0 | 1423 | 79 | 341 | 9429 | 3288 | 864 | 0 | 1007 | 1986 | 219 | 1200 | 1000 | 266 | 1200 | 0 | 465 | 0 | 0 | 0 | 0 | 0 | 0 | 0 | 0 | 0
2040-02-02 | 10 | 42.58 | -24200 | -2205 | -1826 | 0 | 0 | 0 | 5263 | 0 | 0 | 1322 | 79 | 341 | 7433 | 3288 | 1153 | 0 | 858 | 4106 | 219 | 1223 | 1000 | 282 | 1200 | 0 | 465 | 0 | 0 | 0 | 0 | 0 | 0 | 0 | 0 | 0
2040-02-02 | 11 | 39.17 | -24230 | -1915 | -1791 | 0 | 0 | 0 | 5284 | 0 | 0 | 1060 | 79 | 341 | 5399 | 3288 | 1173 | 0 | 975 | 5943 | 219 | 1238 | 1000 | 273 | 1200 | 0 | 465 | 0 | 0 | 0 | 0 | 0 | 0 | 0 | 0 | 0
2040-02-02 | 12 | 38.05 | -23987 | -1696 | -1540 | 0 | -435 | 0 | 5110 | 0 | 0 | 937 | 79 | 341 | 4584 | 3288 | 2028 | 0 | 995 | 5891 | 219 | 1239 | 1000 | 283 | 1200 | 0 | 465 | 0 | 0 | 0 | 0 | 0 | 0 | 0 | 0 | 0
2040-02-02 | 13 | 38.05 | -23501 | -1544 | -2005 | 0 | -1024 | 0 | 4766 | 0 | 0 | 794 | 79 | 341 | 4550 | 3288 | 2987 | 0 | 1043 | 5797 | 219 | 1242 | 1000 | 304 | 1200 | 0 | 465 | 0 | 0 | 0 | 0 | 0 | 0 | 0 | 0 | 0
2040-02-02 | 14 | 38.05 | -22928 | -1397 | -1970 | 0 | -1784 | 0 | 4359 | 0 | 0 | 678 | 79 | 341 | 3647 | 3288 | 4769 | 0 | 1056 | 5412 | 219 | 1244 | 1000 | 322 | 1200 | 0 | 465 | 0 | 0 | 0 | 0 | 0 | 0 | 0 | 0 | 0
2040-02-02 | 15 | 38.05 | -22462 | -1257 | -1755 | 0 | -2184 | 0 | 4026 | 0 | 0 | 627 | 79 | 341 | 1956 | 3288 | 6559 | 0 | 1113 | 5227 | 219 | 1241 | 1000 | 317 | 1200 | 0 | 465 | 0 | 0 | 0 | 0 | 0 | 0 | 0 | 0 | 0
2040-02-02 | 16 | 47.3 | -22394 | -1257 | -2328 | 0 | 0 | 0 | 3979 | 0 | 0 | 755 | 79 | 341 | 3006 | 3288 | 7104 | 0 | 1240 | 1769 | 219 | 1244 | 1000 | 290 | 1200 | 0 | 465 | 0 | 0 | 0 | 0 | 0 | 0 | 0 | 0 | 0
2040-02-02 | 17 | 50.74 | -22881 | -1212 | -2972 | 0 | 1041 | 0 | 4322 | 100 | 0 | 944 | 79 | 388 | 3289 | 3288 | 7245 | 0 | 1464 | 495 | 219 | 1235 | 1000 | 290 | 1200 | 0 | 465 | 0 | 0 | 0 | 0 | 0 | 0 | 0 | 0 | 0
2040-02-02 | 18 | 50.74 | -24098 | -1212 | -3581 | 0 | 2198 | 0 | 5189 | 0 | 0 | 1093 | 79 | 388 | 3289 | 3288 | 7251 | 0 | 1702 | 0 | 219 | 1229 | 1000 | 302 | 1200 | 0 | 465 | 0 | 0 | 0 | 0 | 0 | 0 | 0 | 0 | 0
2040-02-02 | 19 | 50.74 | -24008 | -1257 | -3438 | 0 | 1433 | 0 | 5125 | 0 | 0 | 1060 | 79 | 360 | 3840 | 3288 | 7258 | 0 | 1826 | 0 | 219 | 1227 | 1000 | 322 | 1200 | 0 | 465 | 0 | 0 | 0 | 0 | 0 | 0 | 0 | 0 | 0
2040-02-02 | 20 | 47.3 | -23322 | -1257 | -2435 | 0 | 149 | 0 | 4639 | 0 | 0 | 944 | 79 | 341 | 4091 | 3288 | 7247 | 0 | 1788 | 0 | 219 | 1221 | 1000 | 342 | 1200 | 0 | 465 | 0 | 0 | 0 | 0 | 0 | 0 | 0 | 0 | 0
2040-02-02 | 21 | 35.65 | -22536 | -1257 | -2220 | 0 | 0 | 0 | 4079 | 0 | 0 | 843 | 79 | 341 | 3740 | 3288 | 7241 | 0 | 1945 | 0 | 219 | 1211 | 1000 | 362 | 1200 | 0 | 465 | 0 | 0 | 0 | 0 | 0 | 0 | 0 | 0 | 0
2040-02-02 | 22 | 24.81 | -21453 | -1257 | -1862 | 0 | 0 | 0 | 3308 | 0 | 0 | 793 | 79 | 325 | 3111 | 3288 | 7240 | 0 | 1927 | 0 | 219 | 1214 | 1000 | 403 | 1200 | 0 | 465 | 0 | 0 | 0 | 0 | 0 | 0 | 0 | 0 | 0
2040-02-02 | 23 | 21.39 | -20121 | -1257 | -1540 | 0 | 0 | 0 | 2357 | 0 | 0 | 730 | 79 | 166 | 2808 | 3288 | 7235 | 0 | 1726 | 0 | 219 | 1208 | 1000 | 436 | 1200 | 0 | 465 | 0 | 0 | 0 | 0 | 0 | 0 | 0 | 0 | 0
2040-02-02 | 24 | 11 | -18839 | -1257 | -1253 | 0 | 0 | 0 | 1443 | 0 | 0 | 692 | 79 | 160 | 2353 | 3288 | 7235 | 0 | 1627 | 0 | 219 | 1194 | 990 | 406 | 1200 | 0 | 465 | 0 | 0 | 0 | 0 | 0 | 10 | 0 | 0 | 0
2040-02-03 | 1 | 34.23 | -17848 | -1257 | -1468 | 0 | -187 | -1859 | 1316 | 0 | 0 | 678 | 79 | 319 | 3456 | 3288 | 7230 | 0 | 1444 | 0 | 219 | 1187 | 1000 | 739 | 1200 | 0 | 465 | 0 | 0 | 0 | 0 | 0 | 0 | 0 | 0 | 0
2040-02-03 | 2 | 34.23 | -17235 | -1257 | -1253 | 0 | -260 | -1859 | 856 | 0 | 0 | 678 | 79 | 335 | 3456 | 3288 | 7185 | 0 | 1184 | 0 | 218 | 1188 | 1000 | 732 | 1200 | 0 | 465 | 0 | 0 | 0 | 0 | 0 | 0 | 0 | 0 | 0
2040-02-03 | 3 | 34.26 | -16928 | -1302 | -1110 | 0 | 0 | -1706 | 629 | 0 | 0 | 681 | 79 | 341 | 3352 | 3288 | 6786 | 0 | 1108 | 0 | 219 | 1185 | 1000 | 713 | 1200 | 0 | 465 | 0 | 0 | 0 | 0 | 0 | 0 | 0 | 0 | 0
2040-02-03 | 4 | 34.26 | -16777 | -1302 | -1038 | 0 | 0 | -645 | 528 | 0 | 0 | 730 | 79 | 341 | 3352 | 3288 | 5913 | 0 | 1089 | 0 | 219 | 1187 | 1000 | 370 | 1200 | 0 | 465 | 0 | 0 | 0 | 0 | 0 | 0 | 0 | 0 | 0
2040-02-03 | 5 | 42.02 | -16881 | -1349 | -1003 | 0 | 0 | 0 | 597 | 0 | 0 | 989 | 79 | 341 | 4835 | 3288 | 3659 | 0 | 1032 | 0 | 219 | 1188 | 1000 | 340 | 1200 | 0 | 465 | 0 | 0 | 0 | 0 | 0 | 0 | 0 | 0 | 0
2040-02-03 | 6 | 42.54 | -17300 | -1397 | -1038 | 0 | 0 | 0 | 909 | 0 | 0 | 1130 | 79 | 341 | 6223 | 3288 | 2334 | 0 | 1083 | 0 | 219 | 1188 | 1000 | 278 | 1200 | 0 | 465 | 0 | 0 | 0 | 0 | 0 | 0 | 0 | 0 | 0
2040-02-03 | 7 | 44.72 | -18066 | -1349 | -1182 | 0 | 0 | 0 | 1480 | 0 | 0 | 1284 | 79 | 341 | 7399 | 3288 | 1263 | 0 | 1165 | 0 | 219 | 1188 | 1000 | 226 | 1200 | 0 | 465 | 0 | 0 | 0 | 0 | 0 | 0 | 0 | 0 | 0
2040-02-03 | 8 | 44.72 | -19012 | -1349 | -1361 | 0 | 0 | 0 | 2182 | 0 | 0 | 1397 | 79 | 341 | 8024 | 3288 | 693 | 0 | 1075 | 326 | 219 | 1191 | 1000 | 242 | 1200 | 0 | 465 | 0 | 0 | 0 | 0 | 0 | 0 | 0 | 0 | 0
2040-02-03 | 9 | 43.82 | -20244 | -1302 | -1683 | 0 | 0 | 0 | 3096 | 0 | 0 | 1405 | 79 | 341 | 8050 | 3288 | 355 | 0 | 773 | 1492 | 219 | 1200 | 1000 | 266 | 1200 | 0 | 465 | 0 | 0 | 0 | 0 | 0 | 0 | 0 | 0 | 0
2040-02-03 | 10 | 41.91 | -21158 | -1257 | -1970 | 0 | 0 | 0 | 3778 | 0 | 0 | 1209 | 79 | 341 | 6951 | 3288 | 195 | 0 | 408 | 3747 | 219 | 1223 | 1000 | 282 | 1200 | 0 | 465 | 0 | 0 | 0 | 0 | 0 | 0 | 0 | 0 | 0
2040-02-03 | 11 | 41.09 | -21587 | -1212 | -1791 | 0 | 0 | 0 | 4095 | 0 | 0 | 1166 | 79 | 341 | 6542 | 3288 | 82 | 0 | 243 | 4359 | 219 | 1238 | 1000 | 273 | 1200 | 0 | 465 | 0 | 0 | 0 | 0 | 0 | 0 | 0 | 0 | 0
2040-02-03 | 12 | 41.61 | -21782 | -1125 | -1970 | 0 | 0 | 0 | 4243 | 0 | 0 | 1166 | 79 | 341 | 6753 | 3288 | 17 | 0 | 212 | 4373 | 219 | 1239 | 1000 | 283 | 1200 | 0 | 465 | 0 | 0 | 0 | 0 | 0 | 0 | 0 | 0 | 0
2040-02-03 | 13 | 39.9 | -21772 | -1083 | -2149 | 0 | 0 | 0 | 4232 | 0 | 0 | 1107 | 79 | 341 | 5847 | 3288 | 9 | 0 | 166 | 5506 | 219 | 1242 | 1000 | 304 | 1200 | 0 | 465 | 0 | 0 | 0 | 0 | 0 | 0 | 0 | 0 | 0
2040-02-03 | 14 | 39.17 | -21555 | -1002 | -2220 | 0 | 0 | 0 | 4074 | 0 | 0 | 1093 | 79 | 341 | 5447 | 3288 | 40 | 0 | 163 | 5804 | 219 | 1244 | 1000 | 322 | 1200 | 0 | 465 | 0 | 0 | 0 | 0 | 0 | 0 | 0 | 0 | 0
2040-02-03 | 15 | 40.93 | -21232 | -922 | -2292 | 0 | 0 | 0 | 3831 | 0 | 0 | 1163 | 79 | 341 | 6126 | 3288 | 64 | 0 | 156 | 4957 | 219 | 1241 | 1000 | 317 | 1200 | 0 | 465 | 0 | 0 | 0 | 0 | 0 | 0 | 0 | 0 | 0
2040-02-03 | 16 | 43.71 | -21216 | -847 | -2184 | 0 | 0 | 0 | 3820 | 0 | 0 | 1362 | 79 | 341 | 7762 | 3288 | 159 | 0 | 182 | 2835 | 219 | 1244 | 1000 | 290 | 1200 | 0 | 465 | 0 | 0 | 0 | 0 | 0 | 0 | 0 | 0 | 0
2040-02-03 | 17 | 46.3 | -21882 | -847 | -2149 | 0 | 0 | 980 | 4317 | 0 | 0 | 1423 | 79 | 341 | 8825 | 3288 | 358 | 0 | 230 | 628 | 219 | 1235 | 1000 | 290 | 1200 | 0 | 465 | 0 | 0 | 0 | 0 | 0 | 0 | 0 | 0 | 0
2040-02-03 | 18 | 46.3 | -23182 | -886 | -2220 | 0 | 34 | 1755 | 5284 | 0 | 0 | 1423 | 79 | 341 | 8837 | 3288 | 523 | 0 | 309 | 0 | 219 | 1229 | 1000 | 302 | 1200 | 0 | 465 | 0 | 0 | 0 | 0 | 0 | 0 | 0 | 0 | 0
2040-02-03 | 19 | 46.3 | -22591 | -960 | -2292 | 0 | 0 | 1664 | 4845 | 0 | 0 | 1423 | 79 | 341 | 8825 | 3288 | 568 | 0 | 377 | 0 | 219 | 1227 | 1000 | 322 | 1200 | 0 | 465 | 0 | 0 | 0 | 0 | 0 | 0 | 0 | 0 | 0
2040-02-03 | 20 | 46.3 | -21298 | -960 | -2149 | 0 | 350 | 93 | 3884 | 0 | 0 | 1423 | 79 | 341 | 9369 | 3288 | 678 | 0 | 456 | 0 | 219 | 1221 | 1000 | 342 | 1200 | 0 | 465 | 0 | 0 | 0 | 0 | 0 | 0 | 0 | 0 | 0
2040-02-03 | 21 | 45.48 | -20665 | -1002 | -2005 | 0 | 0 | 0 | 3413 | 0 | 0 | 1423 | 79 | 341 | 9263 | 3288 | 848 | 0 | 561 | 0 | 219 | 1211 | 1000 | 362 | 1200 | 0 | 465 | 0 | 0 | 0 | 0 | 0 | 0 | 0 | 0 | 0
2040-02-03 | 22 | 43.89 | -19677 | -1041 | -1826 | 0 | 0 | 0 | 2674 | 0 | 0 | 1423 | 79 | 341 | 8552 | 3288 | 1080 | 0 | 606 | 0 | 219 | 1214 | 1000 | 403 | 1200 | 0 | 465 | 0 | 0 | 0 | 0 | 0 | 0 | 0 | 0 | 0
2040-02-03 | 23 | 43.63 | -18846 | -1041 | -1826 | 0 | 0 | 0 | 2055 | 0 | 0 | 1423 | 79 | 341 | 8256 | 3288 | 1039 | 0 | 704 | 0 | 219 | 1208 | 1000 | 436 | 1200 | 0 | 465 | 0 | 0 | 0 | 0 | 0 | 0 | 0 | 0 | 0
2040-02-03 | 24 | 43.26 | -17794 | -1002 | -1647 | 0 | 0 | 0 | 1273 | 0 | 0 | 1362 | 79 | 341 | 7706 | 3288 | 1139 | 0 | 771 | 0 | 219 | 1194 | 1000 | 406 | 1200 | 0 | 465 | 0 | 0 | 0 | 0 | 0 | 0 | 0 | 0 | 0
2040-02-04 | 1 | 41.09 | -16682 | -1041 | -1468 | 0 | 0 | 0 | 914 | 0 | 0 | 1209 | 79 | 341 | 6481 | 3288 | 1214 | 0 | 856 | 0 | 219 | 1187 | 1000 | 739 | 1200 | 0 | 465 | 0 | 0 | 0 | 0 | 0 | 0 | 0 | 0 | 0
2040-02-04 | 2 | 39.94 | -16099 | -1002 | -1253 | 0 | 0 | 0 | 528 | 0 | 0 | 1145 | 79 | 341 | 5779 | 3288 | 1411 | 0 | 980 | 0 | 218 | 1188 | 1000 | 732 | 1200 | 0 | 465 | 0 | 0 | 0 | 0 | 0 | 0 | 0 | 0 | 0
2040-02-04 | 3 | 39.22 | -15868 | -1041 | -1110 | 0 | 0 | 0 | 528 | 0 | 0 | 1101 | 79 | 341 | 5313 | 3288 | 1441 | 0 | 1147 | 0 | 219 | 1185 | 1000 | 713 | 1200 | 0 | 465 | 0 | 0 | 0 | 0 | 0 | 0 | 0 | 0 | 0
2040-02-04 | 4 | 39.94 | -15914 | -1041 | -1038 | 0 | 0 | 0 | 528 | 0 | 0 | 1093 | 79 | 341 | 5495 | 3288 | 1512 | 0 | 1217 | 0 | 219 | 1187 | 1000 | 370 | 1200 | 0 | 465 | 0 | 0 | 0 | 0 | 0 | 0 | 0 | 0 | 0
2040-02-04 | 5 | 41.11 | -16449 | -1041 | -1003 | 0 | 0 | 0 | 734 | 0 | 0 | 1107 | 79 | 341 | 5833 | 3288 | 1504 | 0 | 1195 | 0 | 219 | 1188 | 1000 | 340 | 1200 | 0 | 465 | 0 | 0 | 0 | 0 | 0 | 0 | 0 | 0 | 0
2040-02-04 | 6 | 42.06 | -17825 | -1002 | -1038 | 0 | 0 | 0 | 1797 | 0 | 0 | 1161 | 79 | 341 | 6249 | 3288 | 1360 | 0 | 1241 | 0 | 219 | 1188 | 1000 | 278 | 1200 | 0 | 465 | 0 | 0 | 0 | 0 | 0 | 0 | 0 | 0 | 0
2040-02-04 | 7 | 43.71 | -20128 | -1041 | -1182 | 0 | 0 | 0 | 3572 | 0 | 0 | 1209 | 79 | 341 | 7298 | 3288 | 1203 | 0 | 1063 | 0 | 219 | 1188 | 1000 | 226 | 1200 | 0 | 465 | 0 | 0 | 0 | 0 | 0 | 0 | 0 | 0 | 0
2040-02-04 | 8 | 43.71 | -21343 | -1041 | -1361 | 0 | 0 | 0 | 4513 | 0 | 0 | 1209 | 79 | 341 | 7322 | 3288 | 1374 | 0 | 945 | 358 | 219 | 1191 | 1000 | 242 | 1200 | 0 | 465 | 0 | 0 | 0 | 0 | 0 | 0 | 0 | 0 | 0
2040-02-04 | 9 | 40.31 | -21458 | -960 | -1683 | 0 | 0 | 0 | 4597 | 0 | 0 | 1107 | 79 | 341 | 5919 | 3288 | 1484 | 0 | 904 | 2033 | 219 | 1200 | 1000 | 266 | 1200 | 0 | 465 | 0 | 0 | 0 | 0 | 0 | 0 | 0 | 0 | 0
2040-02-04 | 10 | 32.18 | -21295 | -811 | -1970 | 0 | 0 | -402 | 4476 | 0 | 0 | 761 | 79 | 341 | 3573 | 3288 | 1490 | 0 | 743 | 5338 | 219 | 1223 | 1000 | 282 | 1200 | 0 | 465 | 0 | 0 | 0 | 0 | 0 | 0 | 0 | 0 | 0
2040-02-04 | 11 | 31.82 | -21183 | -676 | -1791 | 0 | -1109 | -1859 | 4386 | 0 | 0 | 634 | 79 | 341 | 3263 | 3288 | 1476 | 0 | 686 | 8071 | 219 | 1238 | 1000 | 273 | 1200 | 0 | 465 | 0 | 0 | 0 | 0 | 0 | 0 | 0 | 0 | 0
2040-02-04 | 12 | 31.82 | -20986 | -554 | -1970 | 0 | -2648 | -1859 | 4232 | 0 | 0 | 627 | 79 | 341 | 2805 | 3288 | 1172 | 0 | 506 | 10560 | 219 | 1239 | 1000 | 283 | 1200 | 0 | 465 | 0 | 0 | 0 | 0 | 0 | 0 | 0 | 0 | 0
2040-02-04 | 13 | 31.82 | -20666 | -443 | -2149 | 0 | -1830 | -1859 | 3989 | 0 | 0 | 627 | 79 | 341 | 2805 | 3288 | 964 | 0 | 457 | 9966 | 219 | 1242 | 1000 | 304 | 1200 | 0 | 465 | 0 | 0 | 0 | 0 | 0 | 0 | 0 | 0 | 0
2040-02-04 | 14 | 31.82 | -20416 | -392 | -2220 | 0 | -464 | -1859 | 3794 | 0 | 0 | 634 | 79 | 341 | 2615 | 3288 | 809 | 0 | 395 | 8948 | 219 | 1244 | 1000 | 322 | 1200 | 0 | 465 | 0 | 0 | 0 | 0 | 0 | 0 | 0 | 0 | 0
2040-02-04 | 15 | 32.18 | -20021 | -347 | -2292 | 0 | 0 | -807 | 3487 | 0 | 0 | 678 | 79 | 341 | 2611 | 3288 | 689 | 0 | 297 | 7556 | 219 | 1241 | 1000 | 317 | 1200 | 0 | 465 | 0 | 0 | 0 | 0 | 0 | 0 | 0 | 0 | 0
2040-02-04 | 16 | 43.49 | -19933 | -347 | -2184 | 0 | 393 | 27 | 3424 | 0 | 0 | 1012 | 79 | 341 | 4430 | 3288 | 577 | 0 | 253 | 4223 | 219 | 1244 | 1000 | 290 | 1200 | 0 | 465 | 0 | 0 | 0 | 0 | 0 | 0 | 0 | 0 | 0
2040-02-04 | 17 | 43.49 | -20437 | -416 | -2149 | 0 | 1189 | 1537 | 3810 | 0 | 0 | 1405 | 79 | 341 | 5289 | 3288 | 579 | 0 | 253 | 824 | 219 | 1235 | 1000 | 290 | 1200 | 0 | 465 | 0 | 0 | 0 | 0 | 0 | 0 | 0 | 0 | 0
2040-02-04 | 18 | 43.49 | -21998 | -497 | -2220 | 0 | 1514 | 794 | 5015 | 0 | 0 | 1423 | 79 | 341 | 6970 | 3288 | 549 | 0 | 328 | 0 | 219 | 1229 | 1000 | 302 | 1200 | 0 | 465 | 0 | 0 | 0 | 0 | 0 | 0 | 0 | 0 | 0
2040-02-04 | 19 | 43.49 | -22345 | -613 | -2292 | 0 | 658 | 1446 | 5284 | 0 | 0 | 1423 | 79 | 341 | 7365 | 3288 | 575 | 0 | 358 | 0 | 219 | 1227 | 1000 | 322 | 1200 | 0 | 465 | 0 | 0 | 0 | 0 | 0 | 0 | 0 | 0 | 0
2040-02-04 | 20 | 43.49 | -21806 | -676 | -2149 | 0 | 574 | 1038 | 4867 | 0 | 0 | 1423 | 79 | 341 | 7768 | 3288 | 425 | 0 | 381 | 0 | 219 | 1221 | 1000 | 342 | 1200 | 0 | 465 | 0 | 0 | 0 | 0 | 0 | 0 | 0 | 0 | 0
2040-02-04 | 21 | 43.49 | -20879 | -709 | -2005 | 0 | 41 | 1252 | 4153 | 0 | 0 | 1423 | 79 | 341 | 7768 | 3288 | 340 | 0 | 451 | 0 | 219 | 1211 | 1000 | 362 | 1200 | 0 | 465 | 0 | 0 | 0 | 0 | 0 | 0 | 0 | 0 | 0
2040-02-04 | 22 | 43.49 | -19542 | -775 | -1826 | 0 | 486 | 286 | 3118 | 0 | 0 | 1423 | 79 | 341 | 7768 | 3288 | 284 | 0 | 571 | 0 | 219 | 1214 | 1000 | 403 | 1200 | 0 | 465 | 0 | 0 | 0 | 0 | 0 | 0 | 0 | 0 | 0
2040-02-04 | 23 | 43.49 | -17945 | -775 | -1826 | 0 | 350 | 17 | 1886 | 0 | 0 | 1423 | 79 | 341 | 7768 | 3288 | 234 | 0 | 632 | 0 | 219 | 1208 | 1000 | 436 | 1200 | 0 | 465 | 0 | 0 | 0 | 0 | 0 | 0 | 0 | 0 | 0
2040-02-04 | 24 | 43.33 | -16616 | -811 | -1647 | 0 | 0 | 0 | 861 | 0 | 0 | 1362 | 79 | 341 | 7607 | 3288 | 233 | 0 | 819 | 0 | 219 | 1194 | 1000 | 406 | 1200 | 0 | 465 | 0 | 0 | 0 | 0 | 0 | 0 | 0 | 0 | 0
2040-02-05 | 1 | 41.44 | -15767 | -886 | -1110 | 0 | 0 | 0 | 528 | 0 | 0 | 1166 | 79 | 341 | 6351 | 3288 | 199 | 0 | 1001 | 0 | 219 | 1187 | 1000 | 739 | 1200 | 0 | 465 | 0 | 0 | 0 | 0 | 0 | 0 | 0 | 0 | 0
2040-02-05 | 2 | 39.94 | -15298 | -922 | -1003 | 0 | 0 | 0 | 528 | 0 | 0 | 1119 | 79 | 341 | 5770 | 3288 | 157 | 0 | 1138 | 0 | 218 | 1188 | 1000 | 732 | 1200 | 0 | 465 | 0 | 0 | 0 | 0 | 0 | 0 | 0 | 0 | 0
2040-02-05 | 3 | 39.22 | -15101 | -922 | -859 | 0 | 0 | 0 | 528 | 0 | 0 | 1107 | 79 | 341 | 5318 | 3288 | 123 | 0 | 1316 | 0 | 219 | 1185 | 1000 | 713 | 1200 | 0 | 465 | 0 | 0 | 0 | 0 | 0 | 0 | 0 | 0 | 0
2040-02-05 | 4 | 40.08 | -15149 | -847 | -824 | 0 | 0 | 0 | 528 | 0 | 0 | 1093 | 79 | 341 | 5568 | 3288 | 69 | 0 | 1413 | 0 | 219 | 1187 | 1000 | 370 | 1200 | 0 | 465 | 0 | 0 | 0 | 0 | 0 | 0 | 0 | 0 | 0
2040-02-05 | 5 | 41.82 | -15660 | -886 | -824 | 0 | 0 | 0 | 528 | 0 | 0 | 1119 | 79 | 341 | 6062 | 3288 | 57 | 0 | 1482 | 0 | 219 | 1188 | 1000 | 340 | 1200 | 0 | 465 | 0 | 0 | 0 | 0 | 0 | 0 | 0 | 0 | 0
2040-02-05 | 6 | 42.58 | -17122 | -847 | -859 | 0 | 0 | 0 | 1532 | 0 | 0 | 1165 | 79 | 341 | 6464 | 3288 | 53 | 0 | 1556 | 0 | 219 | 1188 | 1000 | 278 | 1200 | 0 | 465 | 0 | 0 | 0 | 0 | 0 | 0 | 0 | 0 | 0
2040-02-05 | 7 | 43.71 | -19529 | -847 | -1074 | 0 | 0 | 0 | 3429 | 0 | 0 | 1209 | 79 | 341 | 7161 | 3288 | 60 | 0 | 1585 | 0 | 219 | 1188 | 1000 | 226 | 1200 | 0 | 465 | 0 | 0 | 0 | 0 | 0 | 0 | 0 | 0 | 0
2040-02-05 | 8 | 43.34 | -20729 | -775 | -1325 | 0 | 0 | 0 | 4375 | 0 | 0 | 1209 | 79 | 341 | 7291 | 3288 | 80 | 0 | 1541 | 308 | 219 | 1191 | 1000 | 242 | 1200 | 0 | 465 | 0 | 0 | 0 | 0 | 0 | 0 | 0 | 0 | 0
2040-02-05 | 9 | 41.09 | -20872 | -742 | -1576 | 0 | 0 | 0 | 4486 | 0 | 0 | 1165 | 79 | 341 | 6450 | 3288 | 75 | 0 | 1430 | 1526 | 219 | 1200 | 1000 | 266 | 1200 | 0 | 465 | 0 | 0 | 0 | 0 | 0 | 0 | 0 | 0 | 0
2040-02-05 | 10 | 36.17 | -20835 | -676 | -1826 | 0 | 0 | 0 | 4460 | 0 | 0 | 944 | 79 | 341 | 4304 | 3288 | 148 | 0 | 1385 | 4001 | 219 | 1223 | 1000 | 282 | 1200 | 0 | 465 | 0 | 0 | 0 | 0 | 0 | 0 | 0 | 0 | 0
2040-02-05 | 11 | 34.01 | -20733 | -580 | -1791 | 0 | -581 | -1151 | 4380 | 0 | 0 | 681 | 79 | 341 | 3673 | 3288 | 305 | 0 | 1344 | 6351 | 219 | 1238 | 1000 | 273 | 1200 | 0 | 465 | 0 | 0 | 0 | 0 | 0 | 0 | 0 | 0 | 0
2040-02-05 | 12 | 34.01 | -20472 | -470 | -1540 | 0 | -95 | -1619 | 4174 | 0 | 0 | 627 | 79 | 341 | 1200 | 3288 | 412 | 0 | 1267 | 8402 | 219 | 1239 | 1000 | 283 | 1200 | 0 | 465 | 0 | 0 | 0 | 0 | 0 | 0 | 0 | 0 | 0
2040-02-05 | 13 | 34.01 | -20222 | -368 | -2005 | 0 | -1694 | -1859 | 3974 | 0 | 0 | 627 | 79 | 341 | 476 | 3288 | 700 | 0 | 1167 | 11066 | 219 | 1242 | 1000 | 304 | 1200 | 0 | 465 | 0 | 0 | 0 | 0 | 0 | 0 | 0 | 0 | 0
2040-02-05 | 14 | 34.01 | -19972 | -302 | -1970 | 0 | -5 | -1859 | 3778 | 0 | 0 | 627 | 79 | 341 | 476 | 3288 | 853 | 0 | 1062 | 9153 | 219 | 1244 | 1000 | 322 | 1200 | 0 | 465 | 0 | 0 | 0 | 0 | 0 | 0 | 0 | 0 | 0
2040-02-05 | 15 | 34.01 | -19623 | -284 | -1755 | 0 | -366 | -101 | 3503 | 0 | 0 | 634 | 79 | 341 | 476 | 3288 | 1161 | 0 | 1044 | 7161 | 219 | 1241 | 1000 | 317 | 1200 | 0 | 465 | 0 | 0 | 0 | 0 | 0 | 0 | 0 | 0 | 0
2040-02-05 | 16 | 45.97 | -19602 | -263 | -2328 | 0 | 0 | 1655 | 3487 | 0 | 0 | 755 | 79 | 341 | 1264 | 3288 | 1548 | 0 | 1246 | 4112 | 219 | 1244 | 1000 | 290 | 1200 | 0 | 465 | 0 | 0 | 0 | 0 | 0 | 0 | 0 | 0 | 0
2040-02-05 | 17 | 46.04 | -20077 | -284 | -2972 | 0 | 2179 | 1859 | 3863 | 0 | 0 | 1119 | 79 | 341 | 2097 | 3288 | 1674 | 0 | 1588 | 838 | 219 | 1235 | 1000 | 290 | 1200 | 0 | 465 | 0 | 0 | 0 | 0 | 0 | 0 | 0 | 0 | 0
2040-02-05 | 18 | 45.97 | -21531 | -347 | -3581 | 0 | 179 | 1362 | 5009 | 0 | 0 | 1209 | 79 | 341 | 5614 | 3288 | 2043 | 0 | 1919 | 0 | 219 | 1229 | 1000 | 302 | 1200 | 0 | 465 | 0 | 0 | 0 | 0 | 0 | 0 | 0 | 0 | 0
2040-02-05 | 19 | 45.82 | -21882 | -443 | -3438 | 0 | 0 | 0 | 5284 | 0 | 0 | 1166 | 79 | 341 | 6759 | 3288 | 2418 | 0 | 1996 | 0 | 219 | 1227 | 1000 | 322 | 1200 | 0 | 465 | 0 | 0 | 0 | 0 | 0 | 0 | 0 | 0 | 0
2040-02-05 | 20 | 39.94 | -21397 | -554 | -2435 | 0 | 0 | 0 | 4904 | 0 | 0 | 1060 | 79 | 341 | 5212 | 3288 | 2946 | 0 | 2110 | 0 | 219 | 1221 | 1000 | 342 | 1200 | 0 | 465 | 0 | 0 | 0 | 0 | 0 | 0 | 0 | 0 | 0
2040-02-05 | 21 | 39.26 | -20585 | -613 | -2220 | 0 | 0 | 0 | 4259 | 0 | 0 | 984 | 79 | 341 | 4810 | 3288 | 3135 | 0 | 2067 | 0 | 219 | 1211 | 1000 | 362 | 1200 | 0 | 465 | 0 | 0 | 0 | 0 | 0 | 0 | 0 | 0 | 0
2040-02-05 | 22 | 25.6 | -19281 | -676 | -1862 | 0 | 0 | 0 | 3234 | 0 | 0 | 883 | 79 | 325 | 3775 | 3288 | 3737 | 0 | 1997 | 0 | 219 | 1214 | 1000 | 403 | 1200 | 0 | 465 | 0 | 0 | 0 | 0 | 0 | 0 | 0 | 0 | 0
2040-02-05 | 23 | 11 | -17768 | -775 | -1540 | 0 | 0 | 0 | 2040 | 0 | 0 | 709 | 79 | 166 | 3516 | 3288 | 4703 | 0 | 1935 | 0 | 219 | 1208 | 120 | 436 | 1200 | 0 | 465 | 0 | 0 | 0 | 0 | 0 | 880 | 0 | 0 | 0
2040-02-05 | 24 | 5 | -16449 | -886 | -1253 | 0 | 0 | 0 | 999 | 0 | 0 | 646 | 79 | 160 | 3348 | 3288 | 5458 | 0 | 1892 | 0 | 219 | 835 | 0 | 0 | 1200 | 0 | 465 | 0 | 0 | 0 | 0 | 359 | 1000 | 406 | 0 | 0
2040-02-06 | 1 | 32.68 | -15578 | -922 | -1110 | 0 | -1781 | -1528 | 528 | 0 | 0 | 634 | 79 | 319 | 3720 | 3288 | 5744 | 0 | 1795 | 0 | 219 | 1187 | 1000 | 739 | 1200 | 0 | 465 | 0 | 0 | 0 | 0 | 0 | 0 | 0 | 0 | 0
2040-02-06 | 2 | 32.68 | -15164 | -1002 | -1003 | 0 | -1468 | -1859 | 528 | 0 | 0 | 634 | 79 | 335 | 3585 | 3288 | 5638 | 0 | 1607 | 0 | 218 | 1188 | 1000 | 732 | 1200 | 0 | 465 | 0 | 0 | 0 | 0 | 0 | 0 | 0 | 0 | 0
2040-02-06 | 3 | 32.68 | -15041 | -1041 | -859 | 0 | -567 | -1859 | 528 | 0 | 0 | 646 | 79 | 341 | 3585 | 3288 | 4652 | 0 | 1467 | 0 | 219 | 1185 | 1000 | 713 | 1200 | 0 | 465 | 0 | 0 | 0 | 0 | 0 | 0 | 0 | 0 | 0
2040-02-06 | 4 | 32.68 | -15177 | -1083 | -824 | 0 | 0 | -1206 | 528 | 0 | 0 | 709 | 79 | 341 | 3585 | 3288 | 3989 | 0 | 1330 | 0 | 219 | 1187 | 1000 | 370 | 1200 | 0 | 465 | 0 | 0 | 0 | 0 | 0 | 0 | 0 | 0 | 0
2040-02-06 | 5 | 32.92 | -15819 | -1125 | -824 | 0 | 0 | -315 | 528 | 0 | 0 | 794 | 79 | 341 | 3585 | 3288 | 3902 | 0 | 1154 | 0 | 219 | 1188 | 1000 | 340 | 1200 | 0 | 465 | 0 | 0 | 0 | 0 | 0 | 0 | 0 | 0 | 0
2040-02-06 | 6 | 39.87 | -17408 | -1167 | -859 | 0 | 0 | 0 | 978 | 0 | 0 | 978 | 79 | 341 | 4571 | 3288 | 3821 | 0 | 1030 | 0 | 219 | 1188 | 1000 | 278 | 1200 | 0 | 465 | 0 | 0 | 0 | 0 | 0 | 0 | 0 | 0 | 0
2040-02-06 | 7 | 41.82 | -19973 | -1212 | -1074 | 0 | 0 | 0 | 2885 | 0 | 0 | 1093 | 79 | 341 | 5690 | 3288 | 3611 | 0 | 975 | 0 | 219 | 1188 | 1000 | 226 | 1200 | 0 | 465 | 0 | 0 | 0 | 0 | 0 | 0 | 0 | 0 | 0
2040-02-06 | 8 | 42.58 | -21285 | -1212 | -1325 | 0 | 0 | 0 | 3863 | 0 | 0 | 1165 | 79 | 341 | 6499 | 3288 | 2756 | 0 | 909 | 605 | 219 | 1191 | 1000 | 242 | 1200 | 0 | 465 | 0 | 0 | 0 | 0 | 0 | 0 | 0 | 0 | 0
2040-02-06 | 9 | 37.61 | -21176 | -1167 | -1576 | 0 | 0 | 0 | 3778 | 0 | 0 | 978 | 79 | 341 | 4787 | 3288 | 2255 | 0 | 703 | 3360 | 219 | 1200 | 1000 | 266 | 1200 | 0 | 465 | 0 | 0 | 0 | 0 | 0 | 0 | 0 | 0 | 0
2040-02-06 | 10 | 32.68 | -21130 | -1083 | -1826 | 0 | -3 | -1831 | 3746 | 0 | 0 | 681 | 79 | 341 | 3846 | 3288 | 1810 | 0 | 463 | 7231 | 219 | 1223 | 1000 | 282 | 1200 | 0 | 465 | 0 | 0 | 0 | 0 | 0 | 0 | 0 | 0 | 0
2040-02-06 | 11 | 32.68 | -21154 | -1002 | -1791 | 0 | -1102 | -1853 | 3762 | 0 | 0 | 634 | 79 | 341 | 3846 | 3288 | 1386 | 0 | 425 | 8746 | 219 | 1238 | 1000 | 273 | 1200 | 0 | 465 | 0 | 0 | 0 | 0 | 0 | 0 | 0 | 0 | 0
2040-02-06 | 12 | 32.68 | -21064 | -960 | -1540 | 0 | -2850 | -1565 | 3694 | 0 | 0 | 627 | 79 | 341 | 3846 | 3288 | 907 | 0 | 259 | 10533 | 219 | 1239 | 1000 | 283 | 1200 | 0 | 465 | 0 | 0 | 0 | 0 | 0 | 0 | 0 | 0 | 0
2040-02-06 | 13 | 32.68 | -20780 | -922 | -2005 | 0 | -2454 | -1859 | 3482 | 0 | 0 | 627 | 79 | 341 | 3716 | 3288 | 520 | 0 | 177 | 11359 | 219 | 1242 | 1000 | 304 | 1200 | 0 | 465 | 0 | 0 | 0 | 0 | 0 | 0 | 0 | 0 | 0
2040-02-06 | 14 | 32.92 | -20620 | -847 | -1970 | 0 | 0 | -82 | 3366 | 0 | 0 | 822 | 79 | 341 | 3716 | 3288 | 320 | 0 | 128 | 7008 | 219 | 1244 | 1000 | 322 | 1200 | 0 | 465 | 0 | 0 | 0 | 0 | 0 | 0 | 0 | 0 | 0
2040-02-06 | 15 | 42.58 | -20550 | -847 | -1755 | 0 | 0 | 0 | 3313 | 0 | 0 | 1109 | 79 | 341 | 5896 | 3288 | 186 | 0 | 112 | 4387 | 219 | 1241 | 1000 | 317 | 1200 | 0 | 465 | 0 | 0 | 0 | 0 | 0 | 0 | 0 | 0 | 0
2040-02-06 | 16 | 44.49 | -20773 | -847 | -2328 | 0 | 179 | 1593 | 3477 | 0 | 0 | 1423 | 79 | 341 | 7619 | 3288 | 88 | 0 | 129 | 1313 | 219 | 1244 | 1000 | 290 | 1200 | 0 | 465 | 0 | 0 | 0 | 0 | 0 | 0 | 0 | 0 | 0
2040-02-06 | 17 | 44.49 | -21609 | -847 | -2972 | 0 | 1888 | 1744 | 4100 | 0 | 0 | 1423 | 79 | 341 | 7617 | 3288 | 51 | 0 | 160 | 327 | 219 | 1235 | 1000 | 290 | 1200 | 0 | 465 | 0 | 0 | 0 | 0 | 0 | 0 | 0 | 0 | 0
2040-02-06 | 18 | 44.49 | -23067 | -922 | -3581 | 0 | 2422 | 1744 | 5184 | 0 | 0 | 1423 | 79 | 341 | 8353 | 3288 | 77 | 0 | 244 | 0 | 219 | 1229 | 1000 | 302 | 1200 | 0 | 465 | 0 | 0 | 0 | 0 | 0 | 0 | 0 | 0 | 0
2040-02-06 | 19 | 44.49 | -23200 | -960 | -3438 | 0 | 2162 | 1744 | 5284 | 0 | 0 | 1423 | 79 | 341 | 8353 | 3288 | 109 | 0 | 382 | 0 | 219 | 1227 | 1000 | 322 | 1200 | 0 | 465 | 0 | 0 | 0 | 0 | 0 | 0 | 0 | 0 | 0
2040-02-06 | 20 | 44.49 | -22634 | -1041 | -2435 | 0 | 1041 | 1744 | 4861 | 0 | 0 | 1423 | 79 | 341 | 8353 | 3288 | 116 | 0 | 417 | 0 | 219 | 1221 | 1000 | 342 | 1200 | 0 | 465 | 0 | 0 | 0 | 0 | 0 | 0 | 0 | 0 | 0
2040-02-06 | 21 | 44.49 | -21767 | -1041 | -2220 | 0 | 602 | 1377 | 4217 | 0 | 0 | 1423 | 79 | 341 | 8629 | 3288 | 205 | 0 | 411 | 0 | 219 | 1211 | 1000 | 362 | 1200 | 0 | 465 | 0 | 0 | 0 | 0 | 0 | 0 | 0 | 0 | 0
2040-02-06 | 22 | 44.49 | -20383 | -1041 | -1862 | 0 | 500 | 383 | 3192 | 0 | 0 | 1423 | 79 | 341 | 8629 | 3288 | 542 | 0 | 410 | 0 | 219 | 1214 | 1000 | 403 | 1200 | 0 | 465 | 0 | 0 | 0 | 0 | 0 | 0 | 0 | 0 | 0
2040-02-06 | 23 | 43.52 | -18682 | -1041 | -1540 | 0 | 0 | 0 | 1923 | 0 | 0 | 1423 | 79 | 341 | 8175 | 3288 | 1089 | 0 | 417 | 0 | 219 | 1208 | 1000 | 436 | 1200 | 0 | 465 | 0 | 0 | 0 | 0 | 0 | 0 | 0 | 0 | 0
2040-02-06 | 24 | 42.53 | -17244 | -1041 | -1253 | 0 | 0 | 0 | 856 | 0 | 0 | 1284 | 79 | 341 | 7153 | 3288 | 1605 | 0 | 449 | 0 | 219 | 1194 | 1000 | 406 | 1200 | 0 | 465 | 0 | 0 | 0 | 0 | 0 | 0 | 0 | 0 | 0
2040-02-07 | 1 | 40.98 | -16321 | -1041 | -1110 | 0 | 0 | 0 | 528 | 0 | 0 | 1166 | 79 | 341 | 6106 | 3288 | 1670 | 0 | 484 | 0 | 219 | 1187 | 1000 | 739 | 1200 | 0 | 465 | 0 | 0 | 0 | 0 | 0 | 0 | 0 | 0 | 0
2040-02-07 | 2 | 40.98 | -15835 | -1041 | -1003 | 0 | 0 | 0 | 528 | 0 | 0 | 1165 | 79 | 341 | 6006 | 3288 | 1162 | 0 | 507 | 0 | 218 | 1188 | 1000 | 732 | 1200 | 0 | 465 | 0 | 0 | 0 | 0 | 0 | 0 | 0 | 0 | 0
2040-02-07 | 3 | 39.94 | -15587 | -1041 | -859 | 0 | 0 | 0 | 528 | 0 | 0 | 1119 | 79 | 341 | 5630 | 3288 | 1183 | 0 | 538 | 0 | 219 | 1185 | 1000 | 713 | 1200 | 0 | 465 | 0 | 0 | 0 | 0 | 0 | 0 | 0 | 0 | 0
2040-02-07 | 4 | 39.94 | -15616 | -1041 | -824 | 0 | 0 | 0 | 528 | 0 | 0 | 1107 | 79 | 341 | 5660 | 3288 | 1548 | 0 | 489 | 0 | 219 | 1187 | 1000 | 370 | 1200 | 0 | 465 | 0 | 0 | 0 | 0 | 0 | 0 | 0 | 0 | 0
2040-02-07 | 5 | 40.34 | -16112 | -1041 | -824 | 0 | 0 | 0 | 528 | 0 | 0 | 1107 | 79 | 341 | 5893 | 3288 | 1906 | 0 | 423 | 0 | 219 | 1188 | 1000 | 340 | 1200 | 0 | 465 | 0 | 0 | 0 | 0 | 0 | 0 | 0 | 0 | 0
2040-02-07 | 6 | 41.11 | -17528 | -1002 | -859 | 0 | 0 | 0 | 1104 | 0 | 0 | 1119 | 79 | 341 | 6039 | 3288 | 2691 | 0 | 378 | 0 | 219 | 1188 | 1000 | 278 | 1200 | 0 | 465 | 0 | 0 | 0 | 0 | 0 | 0 | 0 | 0 | 0
2040-02-07 | 7 | 39.87 | -19938 | -1041 | -1074 | 0 | 0 | 0 | 2901 | 0 | 0 | 1060 | 79 | 341 | 5385 | 3288 | 4385 | 0 | 316 | 0 | 219 | 1188 | 1000 | 226 | 1200 | 0 | 465 | 0 | 0 | 0 | 0 | 0 | 0 | 0 | 0 | 0
2040-02-07 | 8 | 37.34 | -21315 | -1002 | -1325 | 0 | 0 | 0 | 3926 | 0 | 0 | 944 | 79 | 341 | 4299 | 3288 | 5969 | 0 | 254 | 225 | 219 | 1191 | 1000 | 242 | 1200 | 0 | 465 | 0 | 0 | 0 | 0 | 0 | 0 | 0 | 0 | 0
2040-02-07 | 9 | 31.47 | -21652 | -1002 | -1576 | 0 | 0 | -324 | 4180 | 0 | 0 | 794 | 79 | 341 | 3723 | 3288 | 6744 | 0 | 234 | 822 | 219 | 1200 | 1000 | 266 | 1200 | 0 | 465 | 0 | 0 | 0 | 0 | 0 | 0 | 0 | 0 | 0
2040-02-07 | 10 | 31.47 | -21851 | -1002 | -1826 | 0 | 0 | -487 | 4328 | 0 | 0 | 708 | 79 | 341 | 2786 | 3288 | 6752 | 0 | 206 | 2291 | 219 | 1223 | 1000 | 282 | 1200 | 0 | 465 | 0 | 0 | 0 | 0 | 0 | 0 | 0 | 0 | 0
2040-02-07 | 11 | 31.47 | -21983 | -960 | -1791 | 0 | 0 | -1749 | 4423 | 0 | 0 | 634 | 79 | 341 | 2406 | 3288 | 6804 | 0 | 203 | 3911 | 219 | 1238 | 1000 | 273 | 1200 | 0 | 465 | 0 | 0 | 0 | 0 | 0 | 0 | 0 | 0 | 0
2040-02-07 | 12 | 31.47 | -21966 | -922 | -1540 | 0 | 0 | -461 | 4412 | 0 | 0 | 681 | 79 | 341 | 2406 | 3288 | 6601 | 0 | 174 | 2501 | 219 | 1239 | 1000 | 283 | 1200 | 0 | 465 | 0 | 0 | 0 | 0 | 0 | 0 | 0 | 0 | 0
2040-02-07 | 13 | 31.47 | -21787 | -922 | -2005 | 0 | 0 | -1763 | 4280 | 0 | 0 | 634 | 79 | 341 | 2273 | 3288 | 6669 | 0 | 150 | 4333 | 219 | 1242 | 1000 | 304 | 1200 | 0 | 465 | 0 | 0 | 0 | 0 | 0 | 0 | 0 | 0 | 0
2040-02-07 | 14 | 31 | -21653 | -886 | -1970 | 0 | -305 | -1859 | 4180 | 0 | 0 | 627 | 79 | 341 | 1953 | 3288 | 6289 | 0 | 150 | 5317 | 219 | 1244 | 1000 | 322 | 1200 | 0 | 465 | 0 | 0 | 0 | 0 | 0 | 0 | 0 | 0 | 0
2040-02-07 | 15 | 31.47 | -21447 | -886 | -1755 | 0 | 0 | -361 | 4026 | 0 | 0 | 646 | 79 | 341 | 1953 | 3288 | 6215 | 0 | 184 | 3274 | 219 | 1241 | 1000 | 317 | 1200 | 0 | 465 | 0 | 0 | 0 | 0 | 0 | 0 | 0 | 0 | 0
2040-02-07 | 16 | 41.87 | -21499 | -886 | -2328 | 0 | 0 | 0 | 4063 | 0 | 0 | 818 | 79 | 341 | 3547 | 3288 | 6369 | 0 | 238 | 1551 | 219 | 1244 | 1000 | 290 | 1200 | 0 | 465 | 0 | 0 | 0 | 0 | 0 | 0 | 0 | 0 | 0
2040-02-07 | 17 | 41.9 | -22093 | -886 | -2972 | 0 | 0 | 0 | 4507 | 0 | 0 | 1061 | 79 | 341 | 5389 | 3288 | 6193 | 0 | 313 | 371 | 219 | 1235 | 1000 | 290 | 1200 | 0 | 465 | 0 | 0 | 0 | 0 | 0 | 0 | 0 | 0 | 0
2040-02-07 | 18 | 42.53 | -23135 | -922 | -3581 | 0 | 0 | 686 | 5284 | 0 | 0 | 1209 | 79 | 341 | 6519 | 3288 | 5390 | 0 | 427 | 0 | 219 | 1229 | 1000 | 302 | 1200 | 0 | 465 | 0 | 0 | 0 | 0 | 0 | 0 | 0 | 0 | 0
2040-02-07 | 19 | 42.53 | -23072 | -922 | -3438 | 0 | 0 | 712 | 5236 | 0 | 0 | 1240 | 79 | 341 | 6495 | 3288 | 5071 | 0 | 536 | 0 | 219 | 1227 | 1000 | 322 | 1200 | 0 | 465 | 0 | 0 | 0 | 0 | 0 | 0 | 0 | 0 | 0
2040-02-07 | 20 | 42.53 | -22472 | -922 | -2435 | 0 | 0 | 80 | 4793 | 0 | 0 | 1209 | 79 | 341 | 6924 | 3288 | 3921 | 0 | 747 | 0 | 219 | 1221 | 1000 | 342 | 1200 | 0 | 465 | 0 | 0 | 0 | 0 | 0 | 0 | 0 | 0 | 0
2040-02-07 | 21 | 42.53 | -21558 | -922 | -2220 | 0 | 0 | 1069 | 4106 | 0 | 0 | 1405 | 79 | 341 | 7085 | 3288 | 2103 | 0 | 768 | 0 | 219 | 1211 | 1000 | 362 | 1200 | 0 | 465 | 0 | 0 | 0 | 0 | 0 | 0 | 0 | 0 | 0
2040-02-07 | 22 | 42.53 | -20213 | -922 | -1862 | 0 | 0 | 1289 | 3107 | 0 | 0 | 1423 | 79 | 341 | 7085 | 3288 | 995 | 0 | 888 | 0 | 219 | 1214 | 1000 | 403 | 1200 | 0 | 465 | 0 | 0 | 0 | 0 | 0 | 0 | 0 | 0 | 0
2040-02-07 | 23 | 42.53 | -18515 | -922 | -1540 | 0 | 0 | 1095 | 1839 | 0 | 0 | 1423 | 79 | 341 | 7085 | 3288 | 377 | 0 | 922 | 0 | 219 | 1208 | 1000 | 436 | 1200 | 0 | 465 | 0 | 0 | 0 | 0 | 0 | 0 | 0 | 0 | 0
2040-02-07 | 24 | 42.53 | -17101 | -922 | -1253 | 0 | 262 | 251 | 782 | 0 | 0 | 1362 | 79 | 341 | 7085 | 3288 | 294 | 0 | 1047 | 0 | 219 | 1194 | 1000 | 406 | 1200 | 0 | 465 | 0 | 0 | 0 | 0 | 0 | 0 | 0 | 0 | 0
2040-02-08 | 1 | 40.93 | -16116 | -960 | -1110 | 0 | 0 | 0 | 624 | 0 | 0 | 1166 | 79 | 341 | 6231 | 3288 | 605 | 0 | 1044 | 0 | 219 | 1187 | 1000 | 739 | 1200 | 0 | 465 | 0 | 0 | 0 | 0 | 0 | 0 | 0 | 0 | 0
2040-02-08 | 2 | 36.31 | -15584 | -922 | -1003 | 0 | 0 | 0 | 528 | 0 | 0 | 1004 | 79 | 335 | 4464 | 3288 | 1802 | 0 | 1205 | 0 | 218 | 1188 | 1000 | 732 | 1200 | 0 | 465 | 0 | 0 | 0 | 0 | 0 | 0 | 0 | 0 | 0
2040-02-08 | 3 | 14.27 | -15341 | -960 | -859 | 0 | -343 | -53 | 528 | 0 | 0 | 730 | 79 | 175 | 2933 | 3288 | 3679 | 0 | 1363 | 0 | 219 | 1185 | 1000 | 713 | 1200 | 0 | 465 | 0 | 0 | 0 | 0 | 0 | 0 | 0 | 0 | 0
2040-02-08 | 4 | 14.27 | -15323 | -922 | -824 | 0 | 0 | -1380 | 528 | 0 | 0 | 634 | 79 | 160 | 2348 | 3288 | 5687 | 0 | 1282 | 0 | 219 | 1187 | 1000 | 370 | 1200 | 0 | 465 | 0 | 0 | 0 | 0 | 0 | 0 | 0 | 0 | 0
2040-02-08 | 5 | 14.27 | -15807 | -922 | -824 | 0 | 0 | -1029 | 528 | 0 | 0 | 634 | 79 | 160 | 1586 | 3288 | 6647 | 0 | 1247 | 0 | 219 | 1188 | 1000 | 340 | 1200 | 0 | 465 | 0 | 0 | 0 | 0 | 0 | 0 | 0 | 0 | 0
2040-02-08 | 6 | 14.27 | -17166 | -960 | -859 | 0 | 0 | -149 | 1443 | 0 | 0 | 634 | 79 | 160 | 1136 | 3288 | 6889 | 0 | 1157 | 0 | 219 | 1188 | 1000 | 278 | 1200 | 0 | 465 | 0 | 0 | 0 | 0 | 0 | 0 | 0 | 0 | 0
2040-02-08 | 7 | 19.28 | -19502 | -922 | -1074 | 0 | 0 | 329 | 3271 | 0 | 0 | 634 | 79 | 160 | 1202 | 3288 | 7030 | 0 | 1207 | 0 | 219 | 1188 | 1000 | 226 | 1200 | 0 | 465 | 0 | 0 | 0 | 0 | 0 | 0 | 0 | 0 | 0
2040-02-08 | 8 | 19.28 | -20862 | -922 | -1325 | 0 | 0 | 670 | 4333 | 0 | 0 | 646 | 79 | 160 | 1022 | 3288 | 7283 | 0 | 1149 | 162 | 219 | 1191 | 1000 | 242 | 1200 | 0 | 465 | 0 | 0 | 0 | 0 | 0 | 0 | 0 | 0 | 0
2040-02-08 | 9 | 19.28 | -21355 | -886 | -1576 | 0 | 0 | 624 | 4719 | 0 | 0 | 634 | 79 | 160 | 857 | 3288 | 7329 | 0 | 1363 | 414 | 219 | 1200 | 1000 | 266 | 1200 | 0 | 465 | 0 | 0 | 0 | 0 | 0 | 0 | 0 | 0 | 0
2040-02-08 | 10 | 23.08 | -21625 | -886 | -1826 | 0 | 183 | 0 | 4930 | 0 | 0 | 627 | 79 | 160 | 0 | 3288 | 7311 | 0 | 1411 | 1958 | 219 | 1223 | 1000 | 282 | 1200 | 0 | 465 | 0 | 0 | 0 | 0 | 0 | 0 | 0 | 0 | 0
2040-02-08 | 11 | 5 | -21803 | -811 | -1791 | 0 | -823 | -1859 | 5067 | 0 | 0 | 627 | 79 | 160 | 0 | 3288 | 7276 | 0 | 1538 | 5929 | 219 | 1238 | 0 | 0 | 1200 | 0 | 465 | 0 | 0 | 0 | 0 | 0 | 1000 | 273 | 0 | 0
2040-02-08 | 12 | 5 | -21714 | -742 | -1540 | 0 | -1067 | -1859 | 4999 | 0 | 0 | 627 | 79 | 160 | 0 | 3288 | 7033 | 0 | 1547 | 6066 | 219 | 1239 | 0 | 0 | 1200 | 0 | 465 | 0 | 0 | 0 | 0 | 0 | 1000 | 283 | 0 | 0
2040-02-08 | 13 | 9.1 | -21171 | -676 | -2005 | 0 | 0 | -1833 | 4571 | 0 | 0 | 627 | 79 | 160 | 0 | 3288 | 6844 | 0 | 1575 | 5416 | 219 | 1242 | 0 | 0 | 1200 | 0 | 465 | 0 | 0 | 0 | 0 | 0 | 1000 | 304 | 0 | 0
2040-02-08 | 14 | 5 | -20750 | -524 | -1970 | 0 | -1883 | -1859 | 4243 | 0 | 0 | 627 | 79 | 160 | 0 | 3288 | 7159 | 0 | 1839 | 6462 | 219 | 1244 | 0 | 0 | 1200 | 0 | 465 | 0 | 0 | 0 | 0 | 0 | 1000 | 322 | 0 | 0
2040-02-08 | 15 | 5 | -20232 | -470 | -1755 | 0 | -901 | -1859 | 3841 | 0 | 0 | 627 | 79 | 160 | 0 | 3288 | 7271 | 0 | 2019 | 5958 | 219 | 89 | 0 | 0 | 1200 | 0 | 465 | 0 | 0 | 0 | 0 | 1152 | 1000 | 317 | 0 | 0
2040-02-08 | 16 | 9.1 | -20051 | -470 | -2328 | 0 | 0 | -1312 | 3699 | 0 | 0 | 627 | 79 | 160 | 0 | 3288 | 7294 | 0 | 2161 | 3724 | 219 | 1244 | 0 | 0 | 1200 | 0 | 465 | 0 | 0 | 0 | 0 | 0 | 1000 | 290 | 0 | 0
2040-02-08 | 17 | 12.3 | -20502 | -554 | -2972 | 0 | 461 | 547 | 4048 | 0 | 0 | 634 | 79 | 160 | 0 | 3288 | 7307 | 0 | 2264 | 831 | 219 | 1235 | 1000 | 290 | 1200 | 0 | 465 | 0 | 0 | 0 | 0 | 0 | 0 | 0 | 0 | 0
2040-02-08 | 18 | 12.3 | -21716 | -676 | -3581 | 0 | 1342 | 1340 | 4999 | 0 | 0 | 709 | 79 | 160 | 0 | 3288 | 7313 | 0 | 2329 | 0 | 219 | 1229 | 1000 | 302 | 1200 | 0 | 465 | 0 | 0 | 0 | 0 | 0 | 0 | 0 | 0 | 0
2040-02-08 | 19 | 12.3 | -22081 | -811 | -3438 | 0 | 1175 | 1581 | 5284 | 0 | 0 | 709 | 79 | 160 | 0 | 3288 | 7319 | 0 | 2302 | 0 | 219 | 1227 | 1000 | 322 | 1200 | 0 | 465 | 0 | 0 | 0 | 0 | 0 | 0 | 0 | 0 | 0
2040-02-08 | 20 | 12.3 | -21690 | -922 | -2435 | 0 | 291 | 1555 | 4978 | 0 | 0 | 678 | 79 | 160 | 0 | 3288 | 7251 | 0 | 2320 | 0 | 219 | 1221 | 1000 | 342 | 1200 | 0 | 465 | 0 | 0 | 0 | 0 | 0 | 0 | 0 | 0 | 0
2040-02-08 | 21 | 12.3 | -21192 | -1041 | -2220 | 0 | 229 | 1438 | 4587 | 0 | 0 | 646 | 79 | 160 | 0 | 3288 | 7248 | 0 | 2322 | 0 | 219 | 1211 | 1000 | 362 | 1200 | 0 | 465 | 0 | 0 | 0 | 0 | 0 | 0 | 0 | 0 | 0
2040-02-08 | 22 | 12.3 | -20331 | -1083 | -1862 | 0 | 134 | 1006 | 3915 | 0 | 0 | 634 | 79 | 160 | 0 | 3288 | 7268 | 0 | 2291 | 0 | 219 | 1214 | 1000 | 403 | 1200 | 0 | 465 | 0 | 0 | 0 | 0 | 0 | 0 | 0 | 0 | 0
2040-02-08 | 23 | 12.3 | -19159 | -1167 | -1540 | 0 | 29 | 561 | 3001 | 0 | 0 | 634 | 79 | 160 | 0 | 3288 | 7276 | 0 | 2310 | 0 | 219 | 1208 | 1000 | 436 | 1200 | 0 | 465 | 0 | 0 | 0 | 0 | 0 | 0 | 0 | 0 | 0
2040-02-08 | 24 | 12.3 | -18042 | -1257 | -1253 | 0 | 46 | 111 | 2129 | 0 | 0 | 634 | 79 | 160 | 0 | 3288 | 7291 | 0 | 2331 | 0 | 219 | 1194 | 1000 | 406 | 1200 | 0 | 465 | 0 | 0 | 0 | 0 | 0 | 0 | 0 | 0 | 0
2040-02-09 | 1 | 23.36 | -17227 | -1302 | -1110 | 0 | 0 | 0 | 1015 | 0 | 0 | 634 | 79 | 174 | 28 | 3288 | 7293 | 0 | 2319 | 0 | 219 | 1187 | 1000 | 739 | 1200 | 0 | 465 | 0 | 0 | 0 | 0 | 0 | 0 | 0 | 0 | 0
2040-02-09 | 2 | 20.5 | -16788 | -1349 | -1003 | 0 | 0 | -93 | 687 | 0 | 0 | 634 | 79 | 160 | 0 | 3288 | 7295 | 0 | 2288 | 0 | 218 | 1188 | 1000 | 732 | 1200 | 0 | 465 | 0 | 0 | 0 | 0 | 0 | 0 | 0 | 0 | 0
2040-02-09 | 3 | 20.5 | -16638 | -1397 | -859 | 0 | 0 | -200 | 571 | 0 | 0 | 627 | 79 | 160 | 0 | 3288 | 7292 | 0 | 2297 | 0 | 219 | 1185 | 1000 | 713 | 1200 | 0 | 465 | 0 | 0 | 0 | 0 | 0 | 0 | 0 | 0 | 0
2040-02-09 | 4 | 23.49 | -16661 | -1493 | -824 | 0 | 0 | 0 | 592 | 0 | 0 | 634 | 79 | 227 | 179 | 3288 | 7287 | 0 | 2251 | 0 | 219 | 1187 | 1000 | 370 | 1200 | 0 | 465 | 0 | 0 | 0 | 0 | 0 | 0 | 0 | 0 | 0
2040-02-09 | 5 | 25.6 | -16984 | -1493 | -824 | 0 | 0 | 0 | 835 | 0 | 0 | 634 | 79 | 335 | 213 | 3288 | 7287 | 0 | 2218 | 0 | 219 | 1188 | 1000 | 340 | 1200 | 0 | 465 | 0 | 0 | 0 | 0 | 0 | 0 | 0 | 0 | 0
2040-02-09 | 6 | 21.39 | -17687 | -1544 | -859 | 0 | 0 | 0 | 1363 | 0 | 0 | 634 | 79 | 175 | 685 | 3288 | 7287 | 0 | 2230 | 0 | 219 | 1188 | 1000 | 278 | 1200 | 0 | 465 | 0 | 0 | 0 | 0 | 0 | 0 | 0 | 0 | 0
2040-02-09 | 7 | 27.7 | -18796 | -1595 | -1074 | 0 | 75 | 188 | 2198 | 0 | 0 | 634 | 79 | 335 | 857 | 3288 | 7287 | 0 | 2227 | 0 | 219 | 1188 | 1000 | 226 | 1200 | 0 | 465 | 0 | 0 | 0 | 0 | 0 | 0 | 0 | 0 | 0
2040-02-09 | 8 | 27.7 | -19853 | -1595 | -1325 | 0 | 244 | 30 | 2996 | 0 | 0 | 634 | 79 | 235 | 801 | 3288 | 7281 | 0 | 2224 | 644 | 219 | 1191 | 1000 | 242 | 1200 | 0 | 465 | 0 | 0 | 0 | 0 | 0 | 0 | 0 | 0 | 0
2040-02-09 | 9 | 9.1 | -20871 | -1544 | -1576 | 0 | 0 | -298 | 3762 | 0 | 0 | 627 | 79 | 160 | 556 | 3288 | 7265 | 0 | 2244 | 3224 | 219 | 1200 | 0 | 0 | 1200 | 0 | 465 | 0 | 0 | 0 | 0 | 0 | 1000 | 266 | 0 | 0
2040-02-09 | 10 | 5 | -21472 | -1493 | -1826 | 0 | -1876 | -1859 | 4217 | 0 | 0 | 627 | 79 | 160 | 556 | 3288 | 7270 | 0 | 2254 | 6969 | 219 | 1223 | 0 | 0 | 1200 | 0 | 465 | 0 | 0 | 0 | 0 | 0 | 1000 | 282 | 0 | 0
2040-02-09 | 11 | 5 | -21792 | -1397 | -1791 | 0 | -4594 | -1853 | 4460 | 0 | 0 | 627 | 79 | 160 | 556 | 3288 | 7274 | 0 | 2273 | 9588 | 219 | 1238 | 0 | 0 | 1200 | 0 | 465 | 0 | 0 | 0 | 0 | 0 | 1000 | 273 | 0 | 0
2040-02-09 | 12 | 5 | -21841 | -1302 | -1540 | 0 | -6183 | -1859 | 4497 | 0 | 0 | 627 | 79 | 160 | 384 | 3288 | 7286 | 0 | 2312 | 10969 | 219 | 1239 | 0 | 0 | 1200 | 0 | 465 | 0 | 0 | 0 | 0 | 0 | 1000 | 283 | 0 | 0
2040-02-09 | 13 | 5 | -21497 | -1257 | -2005 | 0 | -5858 | -1859 | 4238 | 0 | 0 | 627 | 79 | 160 | 384 | 3288 | 7267 | 0 | 2303 | 11617 | 219 | 629 | 0 | 0 | 1200 | 0 | 465 | 0 | 0 | 0 | 0 | 613 | 1000 | 304 | 0 | 0
2040-02-09 | 14 | 5 | -20953 | -1212 | -1970 | 0 | -3434 | -1859 | 3826 | 0 | 0 | 627 | 79 | 160 | 0 | 3288 | 7271 | 0 | 2343 | 10119 | 50 | 0 | 0 | 0 | 1200 | 0 | 465 | 0 | 0 | 0 | 169 | 1244 | 1000 | 322 | 0 | 0
2040-02-09 | 15 | 5 | -20526 | -1167 | -1755 | 0 | -1513 | -1859 | 3503 | 0 | 0 | 627 | 79 | 160 | 0 | 3288 | 7255 | 0 | 2321 | 7921 | 0 | 0 | 0 | 0 | 1200 | 0 | 465 | 0 | 0 | 0 | 219 | 1241 | 1000 | 317 | 0 | 0
2040-02-09 | 16 | 9.1 | -20537 | -1125 | -2328 | 0 | 0 | -796 | 3514 | 0 | 0 | 627 | 79 | 160 | 0 | 3288 | 7197 | 0 | 2313 | 4479 | 219 | 1244 | 0 | 0 | 1200 | 0 | 465 | 0 | 0 | 0 | 0 | 0 | 1000 | 290 | 0 | 0
2040-02-09 | 17 | 12.3 | -21187 | -1167 | -2972 | 0 | 1991 | 520 | 4000 | 0 | 0 | 707 | 79 | 160 | 0 | 3288 | 6881 | 0 | 2278 | 1014 | 219 | 1235 | 1000 | 290 | 1200 | 0 | 465 | 0 | 0 | 0 | 0 | 0 | 0 | 0 | 0 | 0
2040-02-09 | 18 | 12.3 | -22555 | -1257 | -3581 | 0 | 3828 | 885 | 5030 | 0 | 0 | 976 | 79 | 160 | 0 | 3288 | 6503 | 0 | 2228 | 0 | 219 | 1229 | 1000 | 302 | 1200 | 0 | 465 | 0 | 0 | 0 | 0 | 0 | 0 | 0 | 0 | 0
2040-02-09 | 19 | 12.3 | -22888 | -1302 | -3438 | 0 | 3383 | 1311 | 5284 | 0 | 0 | 968 | 79 | 160 | 0 | 3288 | 6514 | 0 | 2209 | 0 | 219 | 1227 | 1000 | 322 | 1200 | 0 | 465 | 0 | 0 | 0 | 0 | 0 | 0 | 0 | 0 | 0
2040-02-09 | 20 | 12.3 | -22345 | -1349 | -2435 | 0 | 2138 | 1556 | 4877 | 0 | 0 | 794 | 79 | 160 | 0 | 3288 | 6614 | 0 | 2177 | 0 | 219 | 1221 | 1000 | 342 | 1200 | 0 | 465 | 0 | 0 | 0 | 0 | 0 | 0 | 0 | 0 | 0
2040-02-09 | 21 | 12.3 | -21722 | -1397 | -2220 | 0 | 2046 | 1550 | 4407 | 0 | 0 | 794 | 79 | 160 | 0 | 3288 | 6376 | 0 | 2183 | 0 | 219 | 1211 | 1000 | 362 | 1200 | 0 | 465 | 0 | 0 | 0 | 0 | 0 | 0 | 0 | 0 | 0
2040-02-09 | 22 | 12.3 | -20880 | -1493 | -1862 | 0 | 2019 | 1266 | 3767 | 0 | 0 | 793 | 79 | 160 | 0 | 3288 | 6189 | 0 | 2174 | 0 | 219 | 1214 | 1000 | 403 | 1200 | 0 | 465 | 0 | 0 | 0 | 0 | 0 | 0 | 0 | 0 | 0
2040-02-09 | 23 | 12.3 | -19788 | -1493 | -1540 | 0 | 2239 | 1017 | 2948 | 0 | 0 | 793 | 79 | 160 | 0 | 3288 | 5596 | 0 | 2172 | 0 | 219 | 1208 | 1000 | 436 | 1200 | 0 | 465 | 0 | 0 | 0 | 0 | 0 | 0 | 0 | 0 | 0
2040-02-09 | 24 | 12.3 | -18688 | -1544 | -1253 | 0 | 2178 | 955 | 2119 | 0 | 0 | 755 | 79 | 160 | 0 | 3288 | 5329 | 0 | 2139 | 0 | 219 | 1194 | 1000 | 406 | 1200 | 0 | 465 | 0 | 0 | 0 | 0 | 0 | 0 | 0 | 0 | 0
2040-02-10 | 1 | 30.1 | -17859 | -1544 | -1468 | 0 | 0 | -446 | 1247 | 0 | 0 | 837 | 79 | 319 | 3823 | 3288 | 4780 | 0 | 2134 | 0 | 219 | 1187 | 1000 | 739 | 1200 | 0 | 465 | 0 | 0 | 0 | 0 | 0 | 0 | 0 | 0 | 0
2040-02-10 | 2 | 30.1 | -17392 | -1595 | -1253 | 0 | 0 | -457 | 904 | 0 | 0 | 839 | 79 | 335 | 3823 | 3288 | 4497 | 0 | 2130 | 0 | 218 | 1188 | 1000 | 732 | 1200 | 0 | 465 | 0 | 0 | 0 | 0 | 0 | 0 | 0 | 0 | 0
2040-02-10 | 3 | 30.1 | -17158 | -1595 | -1110 | 0 | 0 | -224 | 729 | 0 | 0 | 916 | 79 | 341 | 3823 | 3288 | 4026 | 0 | 2103 | 0 | 219 | 1185 | 1000 | 713 | 1200 | 0 | 465 | 0 | 0 | 0 | 0 | 0 | 0 | 0 | 0 | 0
2040-02-10 | 4 | 36.17 | -17082 | -1646 | -1038 | 0 | 0 | 0 | 671 | 0 | 0 | 944 | 79 | 341 | 4288 | 3288 | 3639 | 0 | 2075 | 0 | 219 | 1187 | 1000 | 370 | 1200 | 0 | 465 | 0 | 0 | 0 | 0 | 0 | 0 | 0 | 0 | 0
2040-02-10 | 5 | 36.17 | -17230 | -1696 | -1003 | 0 | 0 | 0 | 782 | 0 | 0 | 944 | 79 | 341 | 4427 | 3288 | 3591 | 0 | 2065 | 0 | 219 | 1188 | 1000 | 340 | 1200 | 0 | 465 | 0 | 0 | 0 | 0 | 0 | 0 | 0 | 0 | 0
2040-02-10 | 6 | 38.05 | -17681 | -1696 | -1038 | 0 | 0 | 0 | 1115 | 0 | 0 | 986 | 79 | 341 | 4907 | 3288 | 3287 | 0 | 2063 | 0 | 219 | 1188 | 1000 | 278 | 1200 | 0 | 465 | 0 | 0 | 0 | 0 | 0 | 0 | 0 | 0 | 0
2040-02-10 | 7 | 39.99 | -18413 | -1696 | -1182 | 0 | 0 | 0 | 1659 | 0 | 0 | 1093 | 79 | 341 | 5704 | 3288 | 2767 | 0 | 2062 | 0 | 219 | 1188 | 1000 | 226 | 1200 | 0 | 465 | 0 | 0 | 0 | 0 | 0 | 0 | 0 | 0 | 0
2040-02-10 | 8 | 40.08 | -19188 | -1696 | -1361 | 0 | 0 | 0 | 2230 | 0 | 0 | 1093 | 79 | 341 | 5775 | 3288 | 2454 | 0 | 2067 | 602 | 219 | 1191 | 1000 | 242 | 1200 | 0 | 465 | 0 | 0 | 0 | 0 | 0 | 0 | 0 | 0 | 0
2040-02-10 | 9 | 30.24 | -19999 | -1595 | -1683 | 0 | 0 | 0 | 2832 | 0 | 0 | 916 | 79 | 341 | 4034 | 3288 | 2042 | 0 | 2052 | 3343 | 219 | 1200 | 1000 | 266 | 1200 | 0 | 465 | 0 | 0 | 0 | 0 | 0 | 0 | 0 | 0 | 0
2040-02-10 | 10 | 29.4 | -20552 | -1493 | -1970 | 0 | -59 | -1859 | 3239 | 0 | 0 | 634 | 79 | 341 | 2610 | 3288 | 1964 | 0 | 2055 | 7334 | 219 | 1223 | 1000 | 282 | 1200 | 0 | 465 | 0 | 0 | 0 | 0 | 0 | 0 | 0 | 0 | 0
2040-02-10 | 11 | 29.4 | -20901 | -1397 | -1791 | 0 | -2385 | -1859 | 3498 | 0 | 0 | 627 | 79 | 341 | 2190 | 3288 | 2350 | 0 | 2023 | 9541 | 219 | 1238 | 1000 | 273 | 1200 | 0 | 465 | 0 | 0 | 0 | 0 | 0 | 0 | 0 | 0 | 0
2040-02-10 | 12 | 29.4 | -20994 | -1257 | -1970 | 0 | -4497 | -1859 | 3567 | 0 | 0 | 627 | 79 | 341 | 1952 | 3288 | 2267 | 0 | 2008 | 12042 | 219 | 1239 | 1000 | 283 | 1200 | 0 | 465 | 0 | 0 | 0 | 0 | 0 | 0 | 0 | 0 | 0
2040-02-10 | 13 | 29.4 | -20835 | -1212 | -2149 | 0 | -3547 | -1859 | 3450 | 0 | 0 | 627 | 79 | 341 | 665 | 3288 | 2416 | 0 | 2020 | 12284 | 219 | 1242 | 1000 | 304 | 1200 | 0 | 465 | 0 | 0 | 0 | 0 | 0 | 0 | 0 | 0 | 0
2040-02-10 | 14 | 29.4 | -20459 | -1167 | -2220 | 0 | -1007 | -1859 | 3170 | 0 | 0 | 627 | 79 | 341 | 530 | 3288 | 2447 | 0 | 2017 | 9762 | 219 | 1244 | 1000 | 322 | 1200 | 0 | 465 | 0 | 0 | 0 | 0 | 0 | 0 | 0 | 0 | 0
2040-02-10 | 15 | 30.1 | -20225 | -1125 | -2292 | 0 | 0 | -970 | 2996 | 0 | 0 | 627 | 79 | 341 | 416 | 3288 | 2587 | 0 | 2033 | 7802 | 219 | 1241 | 1000 | 317 | 1200 | 0 | 465 | 0 | 0 | 0 | 0 | 0 | 0 | 0 | 0 | 0
2040-02-10 | 16 | 40.68 | -20451 | -1083 | -2184 | 0 | 588 | 391 | 3165 | 0 | 0 | 822 | 79 | 341 | 2666 | 3288 | 2868 | 0 | 2032 | 3061 | 219 | 1244 | 1000 | 290 | 1200 | 0 | 465 | 0 | 0 | 0 | 0 | 0 | 0 | 0 | 0 | 0
2040-02-10 | 17 | 40.68 | -21294 | -1083 | -2149 | 0 | 1406 | 1284 | 3789 | 0 | 0 | 1107 | 79 | 341 | 3059 | 3288 | 3091 | 0 | 1945 | 729 | 219 | 1235 | 1000 | 290 | 1200 | 0 | 465 | 0 | 0 | 0 | 0 | 0 | 0 | 0 | 0 | 0
2040-02-10 | 18 | 40.68 | -22920 | -1167 | -2220 | 0 | 2500 | 1004 | 4993 | 0 | 0 | 1209 | 79 | 341 | 3477 | 3288 | 3082 | 0 | 1919 | 0 | 219 | 1229 | 1000 | 302 | 1200 | 0 | 465 | 0 | 0 | 0 | 0 | 0 | 0 | 0 | 0 | 0
2040-02-10 | 19 | 40.68 | -23314 | -1212 | -2292 | 0 | 1947 | 1252 | 5284 | 0 | 0 | 1209 | 79 | 341 | 3857 | 3288 | 3220 | 0 | 1909 | 0 | 219 | 1227 | 1000 | 322 | 1200 | 0 | 465 | 0 | 0 | 0 | 0 | 0 | 0 | 0 | 0 | 0
2040-02-10 | 20 | 40.68 | -22729 | -1257 | -2149 | 0 | 1657 | 1017 | 4851 | 0 | 0 | 1166 | 79 | 341 | 4159 | 3288 | 3180 | 0 | 1950 | 0 | 219 | 1221 | 1000 | 342 | 1200 | 0 | 465 | 0 | 0 | 0 | 0 | 0 | 0 | 0 | 0 | 0
2040-02-10 | 21 | 40.68 | -21807 | -1257 | -2005 | 0 | 558 | 1298 | 4169 | 0 | 0 | 1166 | 79 | 341 | 4820 | 3288 | 2928 | 0 | 1965 | 0 | 219 | 1211 | 1000 | 362 | 1200 | 0 | 465 | 0 | 0 | 0 | 0 | 0 | 0 | 0 | 0 | 0
2040-02-10 | 22 | 40.68 | -20503 | -1257 | -1826 | 0 | 688 | 814 | 3202 | 0 | 0 | 1209 | 79 | 341 | 5317 | 3288 | 2193 | 0 | 1954 | 0 | 219 | 1214 | 1000 | 403 | 1200 | 0 | 465 | 0 | 0 | 0 | 0 | 0 | 0 | 0 | 0 | 0
2040-02-10 | 23 | 40.68 | -18964 | -1257 | -1826 | 0 | 248 | 1003 | 2066 | 0 | 0 | 1166 | 79 | 341 | 5494 | 3288 | 1878 | 0 | 1957 | 0 | 219 | 1208 | 1000 | 436 | 1200 | 0 | 465 | 0 | 0 | 0 | 0 | 0 | 0 | 0 | 0 | 0
2040-02-10 | 24 | 40.68 | -17687 | -1302 | -1647 | 0 | 750 | 367 | 1120 | 0 | 0 | 1166 | 79 | 341 | 5477 | 3288 | 1592 | 0 | 1973 | 0 | 219 | 1194 | 1000 | 406 | 1200 | 0 | 465 | 0 | 0 | 0 | 0 | 0 | 0 | 0 | 0 | 0
2040-02-11 | 1 | 41.01 | -16889 | -1302 | -1468 | 0 | 0 | 0 | 528 | 0 | 0 | 1166 | 79 | 341 | 6115 | 3288 | 1411 | 0 | 1921 | 0 | 219 | 1187 | 1000 | 739 | 1200 | 0 | 465 | 0 | 0 | 0 | 0 | 0 | 0 | 0 | 0 | 0
2040-02-11 | 2 | 40.31 | -16450 | -1349 | -1253 | 0 | 0 | 0 | 528 | 0 | 0 | 1165 | 79 | 341 | 5913 | 3288 | 1074 | 0 | 1862 | 0 | 218 | 1188 | 1000 | 732 | 1200 | 0 | 465 | 0 | 0 | 0 | 0 | 0 | 0 | 0 | 0 | 0
2040-02-11 | 3 | 39.94 | -16286 | -1349 | -1110 | 0 | 0 | 0 | 528 | 0 | 0 | 1165 | 79 | 341 | 5875 | 3288 | 870 | 0 | 1818 | 0 | 219 | 1185 | 1000 | 713 | 1200 | 0 | 465 | 0 | 0 | 0 | 0 | 0 | 0 | 0 | 0 | 0
2040-02-11 | 4 | 41.01 | -16400 | -1349 | -1038 | 0 | 0 | 0 | 528 | 0 | 0 | 1165 | 79 | 341 | 6317 | 3288 | 877 | 0 | 1751 | 0 | 219 | 1187 | 1000 | 370 | 1200 | 0 | 465 | 0 | 0 | 0 | 0 | 0 | 0 | 0 | 0 | 0
2040-02-11 | 5 | 42.06 | -16985 | -1349 | -1003 | 0 | 0 | 0 | 528 | 0 | 0 | 1209 | 79 | 341 | 6999 | 3288 | 795 | 0 | 1686 | 0 | 219 | 1188 | 1000 | 340 | 1200 | 0 | 465 | 0 | 0 | 0 | 0 | 0 | 0 | 0 | 0 | 0
2040-02-11 | 6 | 42.96 | -18519 | -1349 | -1038 | 0 | 0 | 0 | 1242 | 0 | 0 | 1362 | 79 | 341 | 7707 | 3288 | 919 | 0 | 1619 | 0 | 219 | 1188 | 1000 | 278 | 1200 | 0 | 465 | 0 | 0 | 0 | 0 | 0 | 0 | 0 | 0 | 0
2040-02-11 | 7 | 44.56 | -21057 | -1397 | -1182 | 0 | 0 | 0 | 3054 | 0 | 0 | 1423 | 79 | 341 | 8715 | 3288 | 925 | 0 | 1513 | 0 | 219 | 1188 | 1000 | 226 | 1200 | 0 | 465 | 0 | 0 | 0 | 0 | 0 | 0 | 0 | 0 | 0
2040-02-11 | 8 | 45.13 | -22383 | -1397 | -1361 | 0 | 0 | 0 | 4000 | 0 | 0 | 1423 | 79 | 341 | 9026 | 3288 | 940 | 0 | 1424 | 303 | 219 | 1191 | 1000 | 242 | 1200 | 0 | 465 | 0 | 0 | 0 | 0 | 0 | 0 | 0 | 0 | 0
2040-02-11 | 9 | 42.53 | -22665 | -1397 | -1683 | 0 | 0 | 0 | 4201 | 0 | 0 | 1221 | 79 | 341 | 7295 | 3288 | 1768 | 0 | 1571 | 1631 | 219 | 1200 | 1000 | 266 | 1200 | 0 | 465 | 0 | 0 | 0 | 0 | 0 | 0 | 0 | 0 | 0
2040-02-11 | 10 | 39.17 | -22732 | -1397 | -1970 | 0 | 0 | 0 | 4248 | 0 | 0 | 1060 | 79 | 341 | 5393 | 3288 | 1845 | 0 | 1604 | 3851 | 219 | 1223 | 1000 | 282 | 1200 | 0 | 465 | 0 | 0 | 0 | 0 | 0 | 0 | 0 | 0 | 0
2040-02-11 | 11 | 33.52 | -22614 | -1302 | -1791 | 0 | 0 | -369 | 4164 | 0 | 0 | 794 | 79 | 341 | 3604 | 3288 | 1664 | 0 | 1665 | 6080 | 219 | 1238 | 1000 | 273 | 1200 | 0 | 465 | 0 | 0 | 0 | 0 | 0 | 0 | 0 | 0 | 0
2040-02-11 | 12 | 33.52 | -22392 | -1257 | -1970 | 0 | 0 | -1451 | 4005 | 0 | 0 | 681 | 79 | 341 | 3474 | 3288 | 1492 | 0 | 1736 | 7567 | 219 | 1239 | 1000 | 283 | 1200 | 0 | 465 | 0 | 0 | 0 | 0 | 0 | 0 | 0 | 0 | 0
2040-02-11 | 13 | 33.38 | -22049 | -1212 | -2149 | 0 | -2179 | -1859 | 3762 | 0 | 0 | 627 | 79 | 341 | 3294 | 3288 | 1313 | 0 | 1770 | 10543 | 219 | 1242 | 1000 | 304 | 1200 | 0 | 465 | 0 | 0 | 0 | 0 | 0 | 0 | 0 | 0 | 0
2040-02-11 | 14 | 33.38 | -21732 | -1167 | -2220 | 0 | -1485 | -1859 | 3535 | 0 | 0 | 627 | 79 | 341 | 3286 | 3288 | 1073 | 0 | 1789 | 9994 | 219 | 1244 | 1000 | 322 | 1200 | 0 | 465 | 0 | 0 | 0 | 0 | 0 | 0 | 0 | 0 | 0
2040-02-11 | 15 | 33.52 | -21273 | -1083 | -2292 | 0 | 0 | -1162 | 3207 | 0 | 0 | 692 | 79 | 341 | 3271 | 3288 | 1015 | 0 | 1833 | 7642 | 219 | 1241 | 1000 | 317 | 1200 | 0 | 465 | 0 | 0 | 0 | 0 | 0 | 0 | 0 | 0 | 0
2040-02-11 | 16 | 45.31 | -21319 | -1083 | -2184 | 0 | 0 | 38 | 3239 | 0 | 0 | 1088 | 79 | 341 | 5342 | 3288 | 823 | 0 | 1847 | 4083 | 219 | 1244 | 1000 | 290 | 1200 | 0 | 465 | 0 | 0 | 0 | 0 | 0 | 0 | 0 | 0 | 0
2040-02-11 | 17 | 45.31 | -22093 | -1041 | -2149 | 0 | 556 | 1399 | 3794 | 0 | 0 | 1423 | 79 | 341 | 6355 | 3288 | 650 | 0 | 1830 | 1159 | 219 | 1235 | 1000 | 290 | 1200 | 0 | 465 | 0 | 0 | 0 | 0 | 0 | 0 | 0 | 0 | 0
2040-02-11 | 18 | 45.31 | -23677 | -1125 | -2220 | 0 | 1938 | 1559 | 4925 | 0 | 0 | 1423 | 79 | 341 | 6757 | 3288 | 444 | 0 | 1847 | 6 | 219 | 1229 | 1000 | 302 | 1200 | 0 | 465 | 0 | 0 | 0 | 0 | 0 | 0 | 0 | 0 | 0
2040-02-11 | 19 | 45.31 | -24182 | -1212 | -2292 | 0 | 157 | 1557 | 5284 | 0 | 0 | 1423 | 79 | 341 | 8395 | 3288 | 842 | 0 | 1886 | 0 | 219 | 1227 | 1000 | 322 | 1200 | 0 | 465 | 0 | 0 | 0 | 0 | 0 | 0 | 0 | 0 | 0
2040-02-11 | 20 | 45.31 | -23683 | -1302 | -2149 | 0 | 500 | 405 | 4930 | 0 | 0 | 1423 | 79 | 341 | 8640 | 3288 | 1163 | 0 | 1917 | 0 | 219 | 1221 | 1000 | 342 | 1200 | 0 | 465 | 0 | 0 | 0 | 0 | 0 | 0 | 0 | 0 | 0
2040-02-11 | 21 | 44.72 | -22852 | -1302 | -2005 | 0 | 0 | 0 | 4333 | 0 | 0 | 1423 | 79 | 341 | 8810 | 3288 | 1503 | 0 | 1925 | 0 | 219 | 1211 | 1000 | 362 | 1200 | 0 | 465 | 0 | 0 | 0 | 0 | 0 | 0 | 0 | 0 | 0
2040-02-11 | 22 | 42.58 | -21555 | -1349 | -1826 | 0 | 0 | 0 | 3408 | 0 | 0 | 1362 | 79 | 341 | 7467 | 3288 | 2379 | 0 | 1905 | 0 | 219 | 1214 | 1000 | 403 | 1200 | 0 | 465 | 0 | 0 | 0 | 0 | 0 | 0 | 0 | 0 | 0
2040-02-11 | 23 | 40.98 | -19943 | -1397 | -1826 | 0 | 0 | 0 | 2262 | 0 | 0 | 1165 | 79 | 341 | 6358 | 3288 | 3334 | 0 | 1812 | 0 | 219 | 1208 | 1000 | 436 | 1200 | 0 | 465 | 0 | 0 | 0 | 0 | 0 | 0 | 0 | 0 | 0
2040-02-11 | 24 | 39.94 | -18590 | -1445 | -1647 | 0 | 0 | 0 | 1295 | 0 | 0 | 1107 | 79 | 341 | 5628 | 3288 | 3719 | 0 | 1743 | 0 | 219 | 1194 | 1000 | 406 | 1200 | 0 | 465 | 0 | 0 | 0 | 0 | 0 | 0 | 0 | 0 | 0
2040-02-12 | 1 | 37.72 | -17763 | -1544 | -1110 | 0 | 0 | 0 | 528 | 0 | 0 | 1093 | 79 | 341 | 5034 | 3288 | 3606 | 0 | 1638 | 0 | 219 | 1187 | 1000 | 739 | 1200 | 0 | 465 | 0 | 0 | 0 | 0 | 0 | 0 | 0 | 0 | 0
2040-02-12 | 2 | 35.45 | -17349 | -1595 | -1003 | 0 | 0 | 0 | 528 | 0 | 0 | 994 | 79 | 341 | 4450 | 3288 | 3980 | 0 | 1484 | 0 | 218 | 1188 | 1000 | 732 | 1200 | 0 | 465 | 0 | 0 | 0 | 0 | 0 | 0 | 0 | 0 | 0
2040-02-12 | 3 | 33.53 | -17251 | -1646 | -859 | 0 | 0 | -45 | 528 | 0 | 0 | 944 | 79 | 341 | 3965 | 3288 | 4438 | 0 | 1436 | 0 | 219 | 1185 | 1000 | 713 | 1200 | 0 | 465 | 0 | 0 | 0 | 0 | 0 | 0 | 0 | 0 | 0
2040-02-12 | 4 | 38.43 | -17382 | -1750 | -824 | 0 | 0 | 0 | 528 | 0 | 0 | 978 | 79 | 341 | 4732 | 3288 | 4272 | 0 | 1297 | 0 | 219 | 1187 | 1000 | 370 | 1200 | 0 | 465 | 0 | 0 | 0 | 0 | 0 | 0 | 0 | 0 | 0
2040-02-12 | 5 | 40.98 | -18013 | -1804 | -824 | 0 | 0 | 0 | 528 | 0 | 0 | 1093 | 79 | 341 | 5551 | 3288 | 4110 | 0 | 1239 | 0 | 219 | 1188 | 1000 | 340 | 1200 | 0 | 465 | 0 | 0 | 0 | 0 | 0 | 0 | 0 | 0 | 0
2040-02-12 | 6 | 43.09 | -19553 | -1858 | -859 | 0 | 0 | 0 | 1199 | 0 | 0 | 1165 | 79 | 341 | 6424 | 3288 | 4152 | 0 | 1273 | 0 | 219 | 1188 | 1000 | 278 | 1200 | 0 | 465 | 0 | 0 | 0 | 0 | 0 | 0 | 0 | 0 | 0
2040-02-12 | 7 | 45.31 | -21874 | -1915 | -1074 | 0 | 0 | 7 | 2764 | 0 | 0 | 1362 | 79 | 341 | 7917 | 3288 | 3563 | 0 | 1245 | 0 | 219 | 1188 | 1000 | 226 | 1200 | 0 | 465 | 0 | 0 | 0 | 0 | 0 | 0 | 0 | 0 | 0
2040-02-12 | 8 | 45.31 | -23118 | -1915 | -1325 | 0 | 0 | 26 | 3604 | 0 | 0 | 1423 | 79 | 341 | 8282 | 3288 | 3487 | 0 | 1037 | 474 | 219 | 1191 | 1000 | 242 | 1200 | 0 | 465 | 0 | 0 | 0 | 0 | 0 | 0 | 0 | 0 | 0
2040-02-12 | 9 | 44.83 | -23611 | -1858 | -1576 | 0 | 0 | 0 | 3937 | 0 | 0 | 1385 | 79 | 341 | 8007 | 3288 | 3229 | 0 | 715 | 1714 | 219 | 1200 | 1000 | 266 | 1200 | 0 | 465 | 0 | 0 | 0 | 0 | 0 | 0 | 0 | 0 | 0
2040-02-12 | 10 | 42.99 | -23916 | -1804 | -1826 | 0 | 0 | 0 | 4143 | 0 | 0 | 1353 | 79 | 341 | 7419 | 3288 | 3137 | 0 | 425 | 2973 | 219 | 1223 | 1000 | 282 | 1200 | 0 | 465 | 0 | 0 | 0 | 0 | 0 | 0 | 0 | 0 | 0
2040-02-12 | 11 | 43.33 | -24138 | -1696 | -1791 | 0 | 0 | 0 | 4291 | 0 | 0 | 1362 | 79 | 341 | 7928 | 3288 | 3287 | 0 | 333 | 2321 | 219 | 1238 | 1000 | 273 | 1200 | 0 | 465 | 0 | 0 | 0 | 0 | 0 | 0 | 0 | 0 | 0
2040-02-12 | 12 | 42.24 | -24261 | -1646 | -1540 | 0 | 0 | 0 | 4375 | 0 | 0 | 1234 | 79 | 341 | 7237 | 3288 | 3758 | 0 | 306 | 2422 | 219 | 1239 | 1000 | 283 | 1200 | 0 | 465 | 0 | 0 | 0 | 0 | 0 | 0 | 0 | 0 | 0
2040-02-12 | 13 | 41.82 | -24306 | -1646 | -2005 | 0 | 0 | 0 | 4402 | 0 | 0 | 1180 | 79 | 341 | 6848 | 3288 | 4831 | 0 | 309 | 2249 | 219 | 1242 | 1000 | 304 | 1200 | 0 | 465 | 0 | 0 | 0 | 0 | 0 | 0 | 0 | 0 | 0
2040-02-12 | 14 | 39.87 | -24296 | -1595 | -1970 | 0 | 0 | 0 | 4396 | 0 | 0 | 1107 | 79 | 341 | 5670 | 3288 | 6231 | 0 | 317 | 1981 | 219 | 1244 | 1000 | 322 | 1200 | 0 | 465 | 0 | 0 | 0 | 0 | 0 | 0 | 0 | 0 | 0
2040-02-12 | 15 | 39.17 | -24056 | -1595 | -1755 | 0 | 0 | 0 | 4232 | 0 | 0 | 1093 | 79 | 341 | 5461 | 3288 | 7012 | 0 | 369 | 1088 | 219 | 1241 | 1000 | 317 | 1200 | 0 | 465 | 0 | 0 | 0 | 0 | 0 | 0 | 0 | 0 | 0
2040-02-12 | 16 | 41.11 | -23954 | -1595 | -2328 | 0 | 0 | 0 | 4169 | 0 | 0 | 1146 | 79 | 341 | 6191 | 3288 | 7339 | 0 | 416 | 490 | 219 | 1244 | 1000 | 290 | 1200 | 0 | 465 | 0 | 0 | 0 | 0 | 0 | 0 | 0 | 0 | 0
2040-02-12 | 17 | 42.96 | -24470 | -1544 | -2972 | 0 | 0 | 0 | 4513 | 0 | 0 | 1209 | 79 | 341 | 7003 | 3288 | 7355 | 0 | 457 | 333 | 219 | 1235 | 1000 | 290 | 1200 | 0 | 465 | 0 | 0 | 0 | 0 | 0 | 0 | 0 | 0 | 0
2040-02-12 | 18 | 44.72 | -25613 | -1544 | -3581 | 0 | 0 | 0 | 5284 | 0 | 0 | 1405 | 79 | 341 | 8002 | 3288 | 7363 | 0 | 559 | 3 | 219 | 1229 | 1000 | 302 | 1200 | 0 | 465 | 0 | 0 | 0 | 0 | 0 | 0 | 0 | 0 | 0
2040-02-12 | 19 | 43.83 | -25437 | -1493 | -3438 | 0 | 0 | 0 | 5162 | 0 | 0 | 1362 | 79 | 341 | 7696 | 3288 | 7363 | 0 | 643 | 0 | 219 | 1227 | 1000 | 322 | 1200 | 0 | 465 | 0 | 0 | 0 | 0 | 0 | 0 | 0 | 0 | 0
2040-02-12 | 20 | 41.87 | -24496 | -1445 | -2435 | 0 | 0 | 0 | 4534 | 0 | 0 | 1165 | 79 | 341 | 6459 | 3288 | 7348 | 0 | 716 | 0 | 219 | 1221 | 1000 | 342 | 1200 | 0 | 465 | 0 | 0 | 0 | 0 | 0 | 0 | 0 | 0 | 0
2040-02-12 | 21 | 39.9 | -23231 | -1397 | -2220 | 0 | 0 | 0 | 3678 | 0 | 0 | 1093 | 79 | 341 | 5646 | 3288 | 7348 | 0 | 919 | 0 | 219 | 1211 | 1000 | 362 | 1200 | 0 | 465 | 0 | 0 | 0 | 0 | 0 | 0 | 0 | 0 | 0
2040-02-12 | 22 | 38.05 | -21640 | -1397 | -1862 | 0 | 0 | 0 | 2610 | 0 | 0 | 978 | 79 | 341 | 4694 | 3288 | 7346 | 0 | 1063 | 0 | 219 | 1214 | 1000 | 403 | 1200 | 0 | 465 | 0 | 0 | 0 | 0 | 0 | 0 | 0 | 0 | 0
2040-02-12 | 23 | 27.91 | -19909 | -1349 | -1540 | 0 | 0 | -38 | 1443 | 0 | 0 | 883 | 79 | 341 | 3757 | 3288 | 7339 | 0 | 1179 | 0 | 219 | 1208 | 1000 | 436 | 1200 | 0 | 465 | 0 | 0 | 0 | 0 | 0 | 0 | 0 | 0 | 0
2040-02-12 | 24 | 37.72 | -18469 | -1302 | -1253 | 0 | 0 | 28 | 528 | 0 | 0 | 760 | 79 | 341 | 3044 | 3288 | 7162 | 0 | 1310 | 0 | 219 | 1194 | 1000 | 406 | 1200 | 0 | 465 | 0 | 0 | 0 | 0 | 0 | 0 | 0 | 0 | 0
2040-02-13 | 1 | 39.22 | -17484 | -1212 | -1110 | 0 | -1394 | 0 | 845 | 0 | 0 | 646 | 79 | 341 | 2415 | 3288 | 7298 | 0 | 1477 | 0 | 219 | 1187 | 1000 | 739 | 1200 | 0 | 465 | 0 | 0 | 0 | 0 | 0 | 0 | 0 | 0 | 0
2040-02-13 | 2 | 39.22 | -16915 | -1167 | -1003 | 0 | -835 | 0 | 528 | 0 | 0 | 634 | 79 | 341 | 1280 | 3288 | 7330 | 0 | 1637 | 0 | 218 | 1188 | 1000 | 732 | 1200 | 0 | 465 | 0 | 0 | 0 | 0 | 0 | 0 | 0 | 0 | 0
2040-02-13 | 3 | 39.22 | -16630 | -1167 | -859 | 0 | -139 | 0 | 528 | 0 | 0 | 634 | 79 | 341 | 28 | 3288 | 7317 | 0 | 1798 | 0 | 219 | 1185 | 1000 | 713 | 1200 | 0 | 465 | 0 | 0 | 0 | 0 | 0 | 0 | 0 | 0 | 0
2040-02-13 | 4 | 49.86 | -16588 | -1125 | -824 | 0 | 0 | 0 | 528 | 0 | 0 | 634 | 79 | 366 | 28 | 3288 | 7311 | 0 | 1862 | 0 | 219 | 1187 | 1000 | 370 | 1200 | 0 | 465 | 0 | 0 | 0 | 0 | 0 | 0 | 0 | 0 | 0
2040-02-13 | 5 | 52.1 | -16999 | -1083 | -824 | 0 | 0 | 0 | 528 | 0 | 0 | 634 | 79 | 388 | 317 | 3288 | 7311 | 0 | 1949 | 0 | 219 | 1188 | 1000 | 340 | 1200 | 0 | 465 | 0 | 0 | 0 | 0 | 0 | 0 | 0 | 0 | 0
2040-02-13 | 6 | 52.1 | -18222 | -1083 | -859 | 0 | 292 | 0 | 1384 | 100 | 0 | 634 | 79 | 388 | 317 | 3288 | 7325 | 0 | 2008 | 0 | 219 | 1188 | 1000 | 278 | 1200 | 0 | 465 | 0 | 0 | 0 | 0 | 0 | 0 | 0 | 0 | 0
2040-02-13 | 7 | 52.1 | -20164 | -1083 | -1074 | 0 | 1020 | 0 | 2811 | 100 | 0 | 635 | 79 | 388 | 317 | 3288 | 7329 | 0 | 2058 | 0 | 219 | 1188 | 1000 | 226 | 1200 | 0 | 465 | 0 | 0 | 0 | 0 | 0 | 0 | 0 | 0 | 0
2040-02-13 | 8 | 52.1 | -21472 | -1083 | -1325 | 0 | 561 | 0 | 3767 | 0 | 0 | 646 | 79 | 273 | 1207 | 3288 | 7345 | 0 | 2072 | 325 | 219 | 1191 | 1000 | 242 | 1200 | 0 | 465 | 0 | 0 | 0 | 0 | 0 | 0 | 0 | 0 | 0
2040-02-13 | 9 | 14.26 | -22088 | -1083 | -1576 | 0 | 0 | -319 | 4222 | 0 | 0 | 634 | 79 | 178 | 1307 | 3288 | 7301 | 0 | 2069 | 1637 | 219 | 1200 | 1000 | 266 | 1200 | 0 | 465 | 0 | 0 | 0 | 0 | 0 | 0 | 0 | 0 | 0
2040-02-13 | 10 | 14.26 | -22274 | -1083 | -1826 | 0 | 0 | -1703 | 4359 | 0 | 0 | 627 | 79 | 163 | 1307 | 3288 | 7282 | 0 | 2030 | 3362 | 219 | 1223 | 1000 | 282 | 1200 | 0 | 465 | 0 | 0 | 0 | 0 | 0 | 0 | 0 | 0 | 0
2040-02-13 | 11 | 11 | -22325 | -1041 | -1791 | 0 | -76 | -1859 | 4396 | 0 | 0 | 627 | 79 | 160 | 1307 | 3288 | 7283 | 0 | 1917 | 3774 | 219 | 1238 | 866 | 273 | 1200 | 0 | 465 | 0 | 0 | 0 | 0 | 0 | 134 | 0 | 0 | 0
2040-02-13 | 12 | 11 | -22167 | -1002 | -1540 | 0 | -2136 | -1859 | 4280 | 0 | 0 | 627 | 79 | 160 | 1307 | 3288 | 7268 | 0 | 1823 | 6466 | 219 | 1239 | 0 | 283 | 1200 | 0 | 465 | 0 | 0 | 0 | 0 | 0 | 1000 | 0 | 0 | 0
2040-02-13 | 13 | 11 | -21933 | -922 | -2005 | 0 | -3145 | -1859 | 4106 | 0 | 0 | 627 | 79 | 160 | 1307 | 3288 | 7266 | 0 | 1626 | 7976 | 219 | 1242 | 0 | 304 | 1200 | 0 | 465 | 0 | 0 | 0 | 0 | 0 | 1000 | 0 | 0 | 0
2040-02-13 | 14 | 11 | -21730 | -886 | -1970 | 0 | -2166 | -1859 | 3958 | 0 | 0 | 627 | 79 | 160 | 1139 | 3288 | 7269 | 0 | 1361 | 7279 | 219 | 1244 | 0 | 322 | 1200 | 0 | 465 | 0 | 0 | 0 | 0 | 0 | 1000 | 0 | 0 | 0
2040-02-13 | 15 | 14.26 | -21583 | -886 | -1755 | 0 | 0 | -1694 | 3852 | 0 | 0 | 627 | 79 | 160 | 1139 | 3288 | 7258 | 0 | 1135 | 3937 | 219 | 1241 | 1000 | 317 | 1200 | 0 | 465 | 0 | 0 | 0 | 0 | 0 | 0 | 0 | 0 | 0
2040-02-13 | 16 | 14.26 | -21612 | -886 | -2328 | 0 | 0 | -21 | 3873 | 0 | 0 | 634 | 79 | 160 | 1438 | 3288 | 7261 | 0 | 810 | 2886 | 219 | 1244 | 1000 | 290 | 1200 | 0 | 465 | 0 | 0 | 0 | 0 | 0 | 0 | 0 | 0 | 0
2040-02-13 | 17 | 19.28 | -22069 | -922 | -2972 | 0 | 619 | 1547 | 4206 | 0 | 0 | 944 | 79 | 160 | 2241 | 3288 | 7256 | 0 | 644 | 571 | 219 | 1235 | 1000 | 290 | 1200 | 0 | 465 | 0 | 0 | 0 | 0 | 0 | 0 | 0 | 0 | 0
2040-02-13 | 18 | 19.28 | -23264 | -960 | -3581 | 0 | 2224 | 1317 | 5083 | 0 | 0 | 1093 | 79 | 160 | 2241 | 3288 | 7245 | 0 | 654 | 8 | 219 | 1229 | 1000 | 302 | 1200 | 0 | 465 | 0 | 0 | 0 | 0 | 0 | 0 | 0 | 0 | 0
2040-02-13 | 19 | 19.28 | -23539 | -1002 | -3438 | 0 | 1915 | 1524 | 5284 | 0 | 0 | 1093 | 79 | 160 | 2241 | 3288 | 7245 | 0 | 718 | 0 | 219 | 1227 | 1000 | 322 | 1200 | 0 | 465 | 0 | 0 | 0 | 0 | 0 | 0 | 0 | 0 | 0
2040-02-13 | 20 | 19.28 | -23014 | -1002 | -2435 | 0 | 624 | 1567 | 4898 | 0 | 0 | 944 | 79 | 160 | 2409 | 3288 | 7244 | 0 | 792 | 0 | 219 | 1221 | 1000 | 342 | 1200 | 0 | 465 | 0 | 0 | 0 | 0 | 0 | 0 | 0 | 0 | 0
2040-02-13 | 21 | 19.28 | -22183 | -1083 | -2220 | 0 | 308 | 1567 | 4291 | 0 | 0 | 936 | 79 | 160 | 2409 | 3288 | 7211 | 0 | 782 | 0 | 219 | 1211 | 1000 | 362 | 1200 | 0 | 465 | 0 | 0 | 0 | 0 | 0 | 0 | 0 | 0 | 0
2040-02-13 | 22 | 19.28 | -20909 | -1125 | -1862 | 0 | 562 | 638 | 3355 | 0 | 0 | 822 | 79 | 160 | 2554 | 3288 | 7191 | 0 | 747 | 0 | 219 | 1214 | 1000 | 403 | 1200 | 0 | 465 | 0 | 0 | 0 | 0 | 0 | 0 | 0 | 0 | 0
2040-02-13 | 23 | 19.28 | -19289 | -1125 | -1540 | 0 | 381 | 111 | 2166 | 0 | 0 | 755 | 79 | 160 | 2554 | 3288 | 7197 | 0 | 736 | 0 | 219 | 1208 | 1000 | 436 | 1200 | 0 | 465 | 0 | 0 | 0 | 0 | 0 | 0 | 0 | 0 | 0
2040-02-13 | 24 | 11 | -17933 | -1167 | -1253 | 0 | 0 | 0 | 1173 | 0 | 0 | 709 | 79 | 160 | 2872 | 3288 | 7191 | 0 | 794 | 0 | 219 | 1194 | 604 | 406 | 1200 | 0 | 465 | 0 | 0 | 0 | 0 | 0 | 396 | 0 | 0 | 0
2040-02-14 | 1 | 23.5 | -17094 | -1212 | -1110 | 0 | -581 | -677 | 793 | 0 | 0 | 678 | 79 | 212 | 2805 | 3288 | 7185 | 0 | 826 | 0 | 219 | 1187 | 1000 | 739 | 1200 | 0 | 465 | 0 | 0 | 0 | 0 | 0 | 0 | 0 | 0 | 0
2040-02-14 | 2 | 23.5 | -16612 | -1212 | -1003 | 0 | -460 | -936 | 528 | 0 | 0 | 646 | 79 | 212 | 2645 | 3288 | 7180 | 0 | 842 | 0 | 218 | 1188 | 1000 | 732 | 1200 | 0 | 465 | 0 | 0 | 0 | 0 | 0 | 0 | 0 | 0 | 0
2040-02-14 | 3 | 23.5 | -16405 | -1257 | -859 | 0 | -217 | -1223 | 528 | 0 | 0 | 634 | 79 | 212 | 2317 | 3288 | 7169 | 0 | 952 | 0 | 219 | 1185 | 1000 | 713 | 1200 | 0 | 465 | 0 | 0 | 0 | 0 | 0 | 0 | 0 | 0 | 0
2040-02-14 | 4 | 23.5 | -16511 | -1257 | -824 | 0 | -349 | -867 | 528 | 0 | 0 | 634 | 79 | 212 | 2317 | 3288 | 7175 | 0 | 1133 | 0 | 219 | 1187 | 1000 | 370 | 1200 | 0 | 465 | 0 | 0 | 0 | 0 | 0 | 0 | 0 | 0 | 0
2040-02-14 | 5 | 23.5 | -17035 | -1257 | -824 | 0 | -302 | -292 | 750 | 0 | 0 | 634 | 79 | 218 | 1937 | 3288 | 7169 | 0 | 1222 | 0 | 219 | 1188 | 1000 | 340 | 1200 | 0 | 465 | 0 | 0 | 0 | 0 | 0 | 0 | 0 | 0 | 0
2040-02-14 | 6 | 23.5 | -18541 | -1257 | -859 | 0 | -137 | -21 | 1876 | 0 | 0 | 646 | 79 | 233 | 1769 | 3288 | 7167 | 0 | 1408 | 0 | 219 | 1188 | 1000 | 278 | 1200 | 0 | 465 | 0 | 0 | 0 | 0 | 0 | 0 | 0 | 0 | 0
2040-02-14 | 7 | 31.76 | -20954 | -1302 | -1074 | 0 | 0 | 303 | 3678 | 0 | 0 | 692 | 79 | 341 | 2017 | 3288 | 7168 | 0 | 1466 | 0 | 219 | 1188 | 1000 | 226 | 1200 | 0 | 465 | 0 | 0 | 0 | 0 | 0 | 0 | 0 | 0 | 0
2040-02-14 | 8 | 31.76 | -21984 | -1257 | -1325 | 0 | 0 | 179 | 4444 | 0 | 0 | 681 | 79 | 341 | 2053 | 3288 | 7141 | 0 | 1460 | 583 | 219 | 1191 | 1000 | 242 | 1200 | 0 | 465 | 0 | 0 | 0 | 0 | 0 | 0 | 0 | 0 | 0
2040-02-14 | 9 | 23.5 | -22012 | -1257 | -1576 | 0 | 0 | -605 | 4465 | 0 | 0 | 627 | 79 | 233 | 260 | 3288 | 7144 | 0 | 1302 | 3701 | 219 | 1200 | 1000 | 266 | 1200 | 0 | 465 | 0 | 0 | 0 | 0 | 0 | 0 | 0 | 0 | 0
2040-02-14 | 10 | 23.5 | -22060 | -1167 | -1826 | 0 | -1265 | -1500 | 4502 | 0 | 0 | 627 | 79 | 218 | 260 | 3288 | 7131 | 0 | 1260 | 6064 | 219 | 1223 | 1000 | 282 | 1200 | 0 | 465 | 0 | 0 | 0 | 0 | 0 | 0 | 0 | 0 | 0
2040-02-14 | 11 | 23.5 | -22056 | -1125 | -1791 | 0 | -4888 | -1859 | 4502 | 0 | 0 | 627 | 79 | 212 | 260 | 3288 | 7123 | 0 | 1455 | 9778 | 219 | 1238 | 1000 | 273 | 1200 | 0 | 465 | 0 | 0 | 0 | 0 | 0 | 0 | 0 | 0 | 0
2040-02-14 | 12 | 23.5 | -21883 | -1041 | -1540 | 0 | -5619 | -1859 | 4370 | 0 | 0 | 627 | 79 | 212 | 160 | 3288 | 7097 | 0 | 1424 | 10279 | 219 | 1239 | 1000 | 283 | 1200 | 0 | 465 | 0 | 0 | 0 | 0 | 0 | 0 | 0 | 0 | 0
2040-02-14 | 13 | 23.5 | -21500 | -1002 | -2005 | 0 | -4936 | -1859 | 4085 | 0 | 0 | 627 | 79 | 212 | 160 | 3288 | 7093 | 0 | 1534 | 9795 | 219 | 1242 | 1000 | 304 | 1200 | 0 | 465 | 0 | 0 | 0 | 0 | 0 | 0 | 0 | 0 | 0
2040-02-14 | 14 | 23.5 | -21139 | -960 | -1970 | 0 | -6092 | -1859 | 3815 | 0 | 0 | 627 | 79 | 212 | 160 | 3288 | 7061 | 0 | 1544 | 10783 | 219 | 1244 | 1000 | 322 | 1200 | 0 | 465 | 0 | 0 | 0 | 0 | 0 | 0 | 0 | 0 | 0
2040-02-14 | 15 | 23.5 | -20731 | -886 | -1755 | 0 | -3498 | -1859 | 3509 | 0 | 0 | 627 | 79 | 218 | 160 | 3288 | 6816 | 0 | 1438 | 8151 | 219 | 1241 | 1000 | 317 | 1200 | 0 | 465 | 0 | 0 | 0 | 0 | 0 | 0 | 0 | 0 | 0
2040-02-14 | 16 | 23.5 | -20619 | -886 | -2328 | 0 | -275 | -264 | 3429 | 0 | 0 | 627 | 79 | 233 | 160 | 3288 | 6297 | 0 | 1168 | 4671 | 219 | 1244 | 1000 | 290 | 1200 | 0 | 465 | 0 | 0 | 0 | 0 | 0 | 0 | 0 | 0 | 0
2040-02-14 | 17 | 33.82 | -21171 | -886 | -2972 | 0 | 0 | 904 | 3841 | 0 | 0 | 944 | 79 | 341 | 3385 | 3288 | 5432 | 0 | 1003 | 1403 | 219 | 1235 | 1000 | 290 | 1200 | 0 | 465 | 0 | 0 | 0 | 0 | 0 | 0 | 0 | 0 | 0
2040-02-14 | 18 | 33.82 | -22553 | -922 | -3581 | 0 | 2587 | 982 | 4872 | 0 | 0 | 1362 | 79 | 341 | 3950 | 3288 | 4371 | 0 | 795 | 15 | 219 | 1229 | 1000 | 302 | 1200 | 0 | 465 | 0 | 0 | 0 | 0 | 0 | 0 | 0 | 0 | 0
2040-02-14 | 19 | 33.82 | -23106 | -1002 | -3438 | 0 | 3967 | 1539 | 5284 | 0 | 0 | 1423 | 79 | 341 | 3875 | 3288 | 2678 | 0 | 639 | 0 | 219 | 1227 | 1000 | 322 | 1200 | 0 | 465 | 0 | 0 | 0 | 0 | 0 | 0 | 0 | 0 | 0
2040-02-14 | 20 | 33.82 | -22652 | -1041 | -2435 | 0 | 3604 | 1603 | 4946 | 0 | 0 | 1423 | 79 | 341 | 3974 | 3288 | 1919 | 0 | 505 | 0 | 219 | 1221 | 1000 | 342 | 1200 | 0 | 465 | 0 | 0 | 0 | 0 | 0 | 0 | 0 | 0 | 0
2040-02-14 | 21 | 33.82 | -21906 | -1083 | -2220 | 0 | 3766 | 1559 | 4386 | 0 | 0 | 1423 | 79 | 341 | 3974 | 3288 | 1527 | 0 | 409 | 0 | 219 | 1211 | 1000 | 362 | 1200 | 0 | 465 | 0 | 0 | 0 | 0 | 0 | 0 | 0 | 0 | 0
2040-02-14 | 22 | 33.82 | -20700 | -1167 | -1862 | 0 | 3815 | 1564 | 3487 | 0 | 0 | 1423 | 79 | 341 | 3974 | 3288 | 777 | 0 | 480 | 0 | 219 | 1214 | 1000 | 403 | 1200 | 0 | 465 | 0 | 0 | 0 | 0 | 0 | 0 | 0 | 0 | 0
2040-02-14 | 23 | 33.82 | -19158 | -1257 | -1540 | 0 | 3625 | 1564 | 2336 | 0 | 0 | 1423 | 79 | 341 | 3974 | 3288 | 272 | 0 | 525 | 0 | 219 | 1208 | 1000 | 436 | 1200 | 0 | 465 | 0 | 0 | 0 | 0 | 0 | 0 | 0 | 0 | 0
2040-02-14 | 24 | 33.82 | -17788 | -1257 | -1253 | 0 | 3247 | 1405 | 1310 | 0 | 0 | 1423 | 79 | 341 | 4099 | 3288 | 208 | 0 | 413 | 0 | 219 | 1194 | 1000 | 406 | 1200 | 0 | 465 | 0 | 0 | 0 | 0 | 0 | 0 | 0 | 0 | 0
2040-02-15 | 1 | 43.63 | -16918 | -1212 | -1110 | 0 | 0 | 0 | 1369 | 0 | 0 | 1362 | 79 | 341 | 7301 | 3288 | 316 | 0 | 375 | 0 | 219 | 1187 | 1000 | 739 | 1200 | 0 | 465 | 0 | 0 | 0 | 0 | 0 | 0 | 0 | 0 | 0
2040-02-15 | 2 | 42.96 | -16397 | -1212 | -1003 | 0 | 0 | 0 | 956 | 0 | 0 | 1284 | 79 | 341 | 7002 | 3288 | 478 | 0 | 380 | 0 | 218 | 1188 | 1000 | 732 | 1200 | 0 | 465 | 0 | 0 | 0 | 0 | 0 | 0 | 0 | 0 | 0
2040-02-15 | 3 | 41.9 | -16163 | -1212 | -859 | 0 | 0 | 0 | 771 | 0 | 0 | 1171 | 79 | 341 | 6486 | 3288 | 881 | 0 | 435 | 0 | 219 | 1185 | 1000 | 713 | 1200 | 0 | 465 | 0 | 0 | 0 | 0 | 0 | 0 | 0 | 0 | 0
2040-02-15 | 4 | 41.44 | -16162 | -1257 | -824 | 0 | 0 | 0 | 771 | 0 | 0 | 1165 | 79 | 341 | 6263 | 3288 | 1351 | 0 | 543 | 0 | 219 | 1187 | 1000 | 370 | 1200 | 0 | 465 | 0 | 0 | 0 | 0 | 0 | 0 | 0 | 0 | 0
2040-02-15 | 5 | 39.9 | -16642 | -1257 | -824 | 0 | 0 | 0 | 1152 | 0 | 0 | 1093 | 79 | 341 | 5657 | 3288 | 1940 | 0 | 761 | 0 | 219 | 1188 | 1000 | 340 | 1200 | 0 | 465 | 0 | 0 | 0 | 0 | 0 | 0 | 0 | 0 | 0
2040-02-15 | 6 | 36.31 | -17958 | -1212 | -859 | 0 | 0 | 0 | 2188 | 0 | 0 | 978 | 79 | 341 | 4717 | 3288 | 3141 | 0 | 948 | 0 | 219 | 1188 | 1000 | 278 | 1200 | 0 | 465 | 0 | 0 | 0 | 0 | 0 | 0 | 0 | 0 | 0
2040-02-15 | 7 | 23.49 | -20140 | -1167 | -1074 | 0 | -31 | 0 | 3905 | 0 | 0 | 794 | 79 | 233 | 3484 | 3288 | 5052 | 0 | 1280 | 0 | 219 | 1188 | 1000 | 226 | 1200 | 0 | 465 | 0 | 0 | 0 | 0 | 0 | 0 | 0 | 0 | 0
2040-02-15 | 8 | 23.49 | -21314 | -1125 | -1325 | 0 | -67 | 0 | 4830 | 0 | 0 | 678 | 79 | 218 | 2170 | 3288 | 6454 | 0 | 1448 | 349 | 219 | 1191 | 1000 | 242 | 1200 | 0 | 465 | 0 | 0 | 0 | 0 | 0 | 0 | 0 | 0 | 0
2040-02-15 | 9 | 23.49 | -21660 | -1041 | -1576 | 0 | -33 | -8 | 5104 | 0 | 0 | 634 | 79 | 207 | 390 | 3288 | 7117 | 0 | 1545 | 1603 | 219 | 1200 | 1000 | 266 | 1200 | 0 | 465 | 0 | 0 | 0 | 0 | 0 | 0 | 0 | 0 | 0
2040-02-15 | 10 | 23.4 | -21766 | -960 | -1826 | 0 | 0 | -259 | 5189 | 0 | 0 | 627 | 79 | 193 | 15 | 3288 | 7122 | 0 | 1535 | 2375 | 219 | 1223 | 1000 | 282 | 1200 | 0 | 465 | 0 | 0 | 0 | 0 | 0 | 0 | 0 | 0 | 0
2040-02-15 | 11 | 17.29 | -21887 | -886 | -1791 | 0 | 0 | -54 | 5284 | 0 | 0 | 627 | 79 | 160 | 15 | 3288 | 7108 | 0 | 1636 | 2025 | 219 | 1238 | 1000 | 273 | 1200 | 0 | 465 | 0 | 0 | 0 | 0 | 0 | 0 | 0 | 0 | 0
2040-02-15 | 12 | 17.29 | -21813 | -811 | -1540 | 0 | 0 | -362 | 5226 | 0 | 0 | 627 | 79 | 160 | 15 | 3288 | 7114 | 0 | 1672 | 1938 | 219 | 1239 | 1000 | 283 | 1200 | 0 | 465 | 0 | 0 | 0 | 0 | 0 | 0 | 0 | 0 | 0
2040-02-15 | 13 | 17.29 | -21587 | -775 | -2005 | 0 | 0 | -276 | 5046 | 0 | 0 | 627 | 79 | 160 | 15 | 3288 | 7120 | 0 | 1677 | 2202 | 219 | 1242 | 1000 | 304 | 1200 | 0 | 465 | 0 | 0 | 0 | 0 | 0 | 0 | 0 | 0 | 0
2040-02-15 | 14 | 17.29 | -21367 | -742 | -1970 | 0 | 0 | -707 | 4872 | 0 | 0 | 627 | 79 | 160 | 0 | 3288 | 7118 | 0 | 1733 | 2458 | 219 | 1244 | 1000 | 322 | 1200 | 0 | 465 | 0 | 0 | 0 | 0 | 0 | 0 | 0 | 0 | 0
2040-02-15 | 15 | 17.29 | -20998 | -709 | -1755 | 0 | 0 | -657 | 4581 | 0 | 0 | 627 | 79 | 160 | 0 | 3288 | 6795 | 0 | 1810 | 2337 | 219 | 1241 | 1000 | 317 | 1200 | 0 | 465 | 0 | 0 | 0 | 0 | 0 | 0 | 0 | 0 | 0
2040-02-15 | 16 | 17.29 | -20776 | -643 | -2328 | 0 | 0 | -19 | 4407 | 0 | 0 | 634 | 79 | 160 | 239 | 3288 | 7116 | 0 | 1815 | 1611 | 219 | 1244 | 1000 | 290 | 1200 | 0 | 465 | 0 | 0 | 0 | 0 | 0 | 0 | 0 | 0 | 0
2040-02-15 | 17 | 23.36 | -21033 | -580 | -2972 | 0 | 0 | 103 | 4613 | 0 | 0 | 678 | 79 | 198 | 1766 | 3288 | 7111 | 0 | 1848 | 493 | 219 | 1235 | 1000 | 290 | 1200 | 0 | 465 | 0 | 0 | 0 | 0 | 0 | 0 | 0 | 0 | 0
2040-02-15 | 18 | 23.36 | -21851 | -613 | -3581 | 0 | 0 | 890 | 5258 | 0 | 0 | 755 | 79 | 195 | 2206 | 3288 | 7148 | 0 | 1798 | 14 | 219 | 1229 | 1000 | 302 | 1200 | 0 | 465 | 0 | 0 | 0 | 0 | 0 | 0 | 0 | 0 | 0
2040-02-15 | 19 | 23.36 | -21818 | -613 | -3438 | 0 | 112 | 739 | 5231 | 0 | 0 | 747 | 79 | 191 | 2206 | 3288 | 7148 | 0 | 1694 | 0 | 219 | 1227 | 1000 | 322 | 1200 | 0 | 465 | 0 | 0 | 0 | 0 | 0 | 0 | 0 | 0 | 0
2040-02-15 | 20 | 19.28 | -21101 | -613 | -2435 | 0 | 0 | 0 | 4666 | 0 | 0 | 680 | 79 | 160 | 2085 | 3288 | 7133 | 0 | 1612 | 0 | 219 | 1221 | 1000 | 342 | 1200 | 0 | 465 | 0 | 0 | 0 | 0 | 0 | 0 | 0 | 0 | 0
2040-02-15 | 21 | 11 | -20274 | -676 | -2220 | 0 | 0 | 0 | 4011 | 0 | 0 | 655 | 79 | 160 | 2074 | 3288 | 7184 | 0 | 1519 | 0 | 219 | 1211 | 744 | 362 | 1200 | 0 | 465 | 0 | 0 | 0 | 0 | 0 | 256 | 0 | 0 | 0
2040-02-15 | 22 | 10 | -19182 | -676 | -1862 | 0 | 0 | 0 | 3155 | 0 | 0 | 634 | 79 | 160 | 2074 | 3288 | 7195 | 0 | 1693 | 0 | 219 | 1214 | 0 | 345 | 1200 | 0 | 465 | 0 | 0 | 0 | 0 | 0 | 1000 | 58 | 0 | 0
2040-02-15 | 23 | 5 | -17841 | -709 | -1540 | 0 | 0 | 0 | 2092 | 0 | 0 | 634 | 79 | 160 | 1906 | 3288 | 7187 | 0 | 1692 | 0 | 219 | 1168 | 0 | 0 | 1200 | 0 | 465 | 0 | 0 | 0 | 0 | 40 | 1000 | 436 | 0 | 0
2040-02-15 | 24 | 5 | -16587 | -742 | -1253 | 0 | 0 | 0 | 1104 | 0 | 0 | 627 | 79 | 160 | 1668 | 3288 | 7217 | 0 | 1634 | 0 | 219 | 922 | 0 | 0 | 1200 | 0 | 465 | 0 | 0 | 0 | 0 | 272 | 1000 | 406 | 0 | 0
2040-02-16 | 1 | 15.23 | -15664 | -775 | -1110 | 0 | -372 | -1859 | 893 | 0 | 0 | 627 | 79 | 160 | 1083 | 3288 | 7220 | 0 | 1620 | 0 | 219 | 1187 | 1000 | 739 | 1200 | 0 | 465 | 0 | 0 | 0 | 0 | 0 | 0 | 0 | 0 | 0
2040-02-16 | 2 | 17.91 | -15152 | -811 | -1003 | 0 | 0 | -1826 | 528 | 0 | 0 | 627 | 79 | 160 | 1083 | 3288 | 6715 | 0 | 1509 | 0 | 218 | 1188 | 1000 | 732 | 1200 | 0 | 465 | 0 | 0 | 0 | 0 | 0 | 0 | 0 | 0 | 0
2040-02-16 | 3 | 17.91 | -14901 | -886 | -859 | 0 | 0 | -668 | 528 | 0 | 0 | 634 | 79 | 160 | 763 | 3288 | 5435 | 0 | 1646 | 0 | 219 | 1185 | 1000 | 713 | 1200 | 0 | 465 | 0 | 0 | 0 | 0 | 0 | 0 | 0 | 0 | 0
2040-02-16 | 4 | 24.2 | -14886 | -960 | -824 | 0 | 0 | 472 | 528 | 0 | 0 | 634 | 79 | 212 | 763 | 3288 | 4500 | 0 | 1753 | 0 | 219 | 1187 | 1000 | 370 | 1200 | 0 | 465 | 0 | 0 | 0 | 0 | 0 | 0 | 0 | 0 | 0
2040-02-16 | 5 | 24.2 | -15129 | -1002 | -824 | 0 | 0 | 792 | 528 | 0 | 0 | 635 | 79 | 212 | 741 | 3288 | 4549 | 0 | 1719 | 0 | 219 | 1188 | 1000 | 340 | 1200 | 0 | 465 | 0 | 0 | 0 | 0 | 0 | 0 | 0 | 0 | 0
2040-02-16 | 6 | 24.2 | -15786 | -1041 | -859 | 0 | 0 | 842 | 993 | 0 | 0 | 646 | 79 | 212 | 980 | 3288 | 4776 | 0 | 1521 | 0 | 219 | 1188 | 1000 | 278 | 1200 | 0 | 465 | 0 | 0 | 0 | 0 | 0 | 0 | 0 | 0 | 0
2040-02-16 | 7 | 24.2 | -16867 | -1125 | -1074 | 0 | 0 | 900 | 1881 | 0 | 0 | 692 | 79 | 212 | 1560 | 3288 | 4701 | 0 | 1456 | 0 | 219 | 1188 | 1000 | 226 | 1200 | 0 | 465 | 0 | 0 | 0 | 0 | 0 | 0 | 0 | 0 | 0
2040-02-16 | 8 | 24.2 | -17916 | -1125 | -1325 | 0 | 274 | 216 | 2742 | 0 | 0 | 692 | 79 | 212 | 1953 | 3288 | 4477 | 0 | 1245 | 873 | 219 | 1191 | 1000 | 242 | 1200 | 0 | 465 | 0 | 0 | 0 | 0 | 0 | 0 | 0 | 0 | 0
2040-02-16 | 9 | 17.91 | -18899 | -1125 | -1576 | 0 | 0 | -942 | 3551 | 0 | 0 | 627 | 79 | 160 | 1181 | 3288 | 4618 | 0 | 1031 | 3656 | 219 | 1200 | 1000 | 266 | 1200 | 0 | 465 | 0 | 0 | 0 | 0 | 0 | 0 | 0 | 0 | 0
2040-02-16 | 10 | 15.23 | -19389 | -1041 | -1826 | 0 | -1206 | -1859 | 3952 | 0 | 0 | 627 | 79 | 160 | 1181 | 3288 | 3812 | 0 | 904 | 6930 | 219 | 1223 | 1000 | 282 | 1200 | 0 | 465 | 0 | 0 | 0 | 0 | 0 | 0 | 0 | 0 | 0
2040-02-16 | 11 | 15.23 | -19679 | -1002 | -1791 | 0 | -2972 | -1859 | 4190 | 0 | 0 | 627 | 79 | 160 | 1013 | 3288 | 2969 | 0 | 1019 | 9562 | 219 | 1238 | 1000 | 273 | 1200 | 0 | 465 | 0 | 0 | 0 | 0 | 0 | 0 | 0 | 0 | 0
2040-02-16 | 12 | 15.23 | -19663 | -922 | -1540 | 0 | -3612 | -1859 | 4174 | 0 | 0 | 627 | 79 | 160 | 1013 | 3288 | 2593 | 0 | 1075 | 10180 | 219 | 1239 | 1000 | 283 | 1200 | 0 | 465 | 0 | 0 | 0 | 0 | 0 | 0 | 0 | 0 | 0
2040-02-16 | 13 | 15.23 | -19392 | -922 | -2005 | 0 | -2110 | -1859 | 3952 | 0 | 0 | 627 | 79 | 160 | 1013 | 3288 | 1815 | 0 | 1158 | 9765 | 219 | 1242 | 1000 | 304 | 1200 | 0 | 465 | 0 | 0 | 0 | 0 | 0 | 0 | 0 | 0 | 0
2040-02-16 | 14 | 15.23 | -18925 | -886 | -1970 | 0 | -2683 | -1859 | 3572 | 0 | 0 | 627 | 79 | 160 | 775 | 3288 | 1508 | 0 | 1258 | 10605 | 219 | 1244 | 1000 | 322 | 1200 | 0 | 465 | 0 | 0 | 0 | 0 | 0 | 0 | 0 | 0 | 0
2040-02-16 | 15 | 17.91 | -18501 | -847 | -1755 | 0 | 0 | -1831 | 3223 | 0 | 0 | 627 | 79 | 160 | 195 | 3288 | 1609 | 0 | 1387 | 7923 | 219 | 1241 | 1000 | 317 | 1200 | 0 | 465 | 0 | 0 | 0 | 0 | 0 | 0 | 0 | 0 | 0
2040-02-16 | 16 | 24.2 | -18449 | -847 | -2328 | 0 | 739 | 0 | 3181 | 0 | 0 | 634 | 79 | 212 | 393 | 3288 | 1641 | 0 | 1652 | 5386 | 219 | 1244 | 1000 | 290 | 1200 | 0 | 465 | 0 | 0 | 0 | 0 | 0 | 0 | 0 | 0 | 0
2040-02-16 | 17 | 24.2 | -19061 | -886 | -2972 | 0 | 2369 | 1543 | 3683 | 0 | 0 | 1060 | 79 | 212 | 1494 | 3288 | 1587 | 0 | 1807 | 1388 | 219 | 1235 | 1000 | 290 | 1200 | 0 | 465 | 0 | 0 | 0 | 0 | 0 | 0 | 0 | 0 | 0
2040-02-16 | 18 | 24.2 | -20417 | -922 | -3581 | 0 | 3423 | 1559 | 4793 | 0 | 0 | 1166 | 79 | 212 | 1934 | 3288 | 2169 | 0 | 1857 | 26 | 219 | 1229 | 1000 | 302 | 1200 | 0 | 465 | 0 | 0 | 0 | 0 | 0 | 0 | 0 | 0 | 0
2040-02-16 | 19 | 24.2 | -21012 | -1041 | -3438 | 0 | 2325 | 1560 | 5284 | 0 | 0 | 1107 | 79 | 212 | 1934 | 3288 | 3162 | 0 | 2108 | 0 | 219 | 1227 | 1000 | 322 | 1200 | 0 | 465 | 0 | 0 | 0 | 0 | 0 | 0 | 0 | 0 | 0
2040-02-16 | 20 | 24.2 | -20606 | -1125 | -2435 | 0 | 1002 | 1566 | 4951 | 0 | 0 | 978 | 79 | 212 | 2173 | 3288 | 3321 | 0 | 2150 | 0 | 219 | 1221 | 1000 | 342 | 1200 | 0 | 465 | 0 | 0 | 0 | 0 | 0 | 0 | 0 | 0 | 0
2040-02-16 | 21 | 24.2 | -20076 | -1167 | -2220 | 0 | 261 | 989 | 4513 | 0 | 0 | 916 | 79 | 212 | 2753 | 3288 | 3849 | 0 | 2146 | 0 | 219 | 1211 | 1000 | 362 | 1200 | 0 | 465 | 0 | 0 | 0 | 0 | 0 | 0 | 0 | 0 | 0
2040-02-16 | 22 | 24.2 | -19308 | -1212 | -1862 | 0 | 249 | 917 | 3884 | 0 | 0 | 913 | 79 | 212 | 2753 | 3288 | 3464 | 0 | 2123 | 0 | 219 | 1214 | 1000 | 403 | 1200 | 0 | 465 | 0 | 0 | 0 | 0 | 0 | 0 | 0 | 0 | 0
2040-02-16 | 23 | 24.2 | -18300 | -1257 | -1540 | 0 | 150 | 761 | 3059 | 0 | 0 | 822 | 79 | 212 | 2753 | 3288 | 3357 | 0 | 2088 | 0 | 219 | 1208 | 1000 | 436 | 1200 | 0 | 465 | 0 | 0 | 0 | 0 | 0 | 0 | 0 | 0 | 0
2040-02-16 | 24 | 24.2 | -17325 | -1349 | -1253 | 0 | 350 | 34 | 2256 | 0 | 0 | 794 | 79 | 212 | 2995 | 3288 | 3463 | 0 | 1972 | 0 | 219 | 1194 | 1000 | 406 | 1200 | 0 | 465 | 0 | 0 | 0 | 0 | 0 | 0 | 0 | 0 | 0
2040-02-17 | 1 | 32.18 | -16584 | -1397 | -1468 | 0 | 0 | -486 | 1173 | 0 | 0 | 883 | 79 | 319 | 3955 | 3288 | 3534 | 0 | 1894 | 0 | 219 | 1187 | 1000 | 739 | 1200 | 0 | 465 | 0 | 0 | 0 | 0 | 0 | 0 | 0 | 0 | 0
2040-02-17 | 2 | 32.18 | -16187 | -1445 | -1253 | 0 | 0 | -345 | 861 | 0 | 0 | 916 | 79 | 335 | 3927 | 3288 | 3142 | 0 | 1880 | 0 | 218 | 1188 | 1000 | 732 | 1200 | 0 | 465 | 0 | 0 | 0 | 0 | 0 | 0 | 0 | 0 | 0
2040-02-17 | 3 | 32.18 | -16015 | -1493 | -1110 | 0 | 0 | -122 | 724 | 0 | 0 | 944 | 79 | 341 | 3927 | 3288 | 2813 | 0 | 1843 | 0 | 219 | 1185 | 1000 | 713 | 1200 | 0 | 465 | 0 | 0 | 0 | 0 | 0 | 0 | 0 | 0 | 0
2040-02-17 | 4 | 36.17 | -16023 | -1544 | -1038 | 0 | 0 | 0 | 729 | 0 | 0 | 978 | 79 | 341 | 4570 | 3288 | 2366 | 0 | 1814 | 0 | 219 | 1187 | 1000 | 370 | 1200 | 0 | 465 | 0 | 0 | 0 | 0 | 0 | 0 | 0 | 0 | 0
2040-02-17 | 5 | 39.11 | -16209 | -1595 | -1003 | 0 | 0 | 0 | 877 | 0 | 0 | 1060 | 79 | 341 | 5005 | 3288 | 1917 | 0 | 1828 | 0 | 219 | 1188 | 1000 | 340 | 1200 | 0 | 465 | 0 | 0 | 0 | 0 | 0 | 0 | 0 | 0 | 0
2040-02-17 | 6 | 39.26 | -16711 | -1646 | -1038 | 0 | 0 | 0 | 1273 | 0 | 0 | 1073 | 79 | 341 | 5427 | 3288 | 1715 | 0 | 1850 | 0 | 219 | 1188 | 1000 | 278 | 1200 | 0 | 465 | 0 | 0 | 0 | 0 | 0 | 0 | 0 | 0 | 0
2040-02-17 | 7 | 41.61 | -17503 | -1696 | -1182 | 0 | 0 | 0 | 1902 | 0 | 0 | 1119 | 79 | 341 | 6187 | 3288 | 1329 | 0 | 1827 | 12 | 219 | 1188 | 1000 | 226 | 1200 | 0 | 465 | 0 | 0 | 0 | 0 | 0 | 0 | 0 | 0 | 0
2040-02-17 | 8 | 39.87 | -18221 | -1696 | -1361 | 0 | 0 | 0 | 2473 | 0 | 0 | 1063 | 79 | 341 | 5460 | 3288 | 1545 | 0 | 1659 | 1053 | 219 | 1191 | 1000 | 242 | 1200 | 0 | 465 | 0 | 0 | 0 | 0 | 0 | 0 | 0 | 0 | 0
2040-02-17 | 9 | 32.18 | -18964 | -1595 | -1683 | 0 | 0 | -788 | 3059 | 0 | 0 | 794 | 79 | 341 | 4072 | 3288 | 1405 | 0 | 1418 | 4224 | 219 | 1200 | 1000 | 266 | 1200 | 0 | 465 | 0 | 0 | 0 | 0 | 0 | 0 | 0 | 0 | 0
2040-02-17 | 10 | 31.82 | -19560 | -1493 | -1970 | 0 | -475 | -1859 | 3535 | 0 | 0 | 634 | 79 | 341 | 3065 | 3288 | 1128 | 0 | 1220 | 7679 | 219 | 1223 | 1000 | 282 | 1200 | 0 | 465 | 0 | 0 | 0 | 0 | 0 | 0 | 0 | 0 | 0
2040-02-17 | 11 | 31.82 | -19875 | -1349 | -1791 | 0 | -3209 | -1859 | 3783 | 0 | 0 | 627 | 79 | 341 | 2299 | 3288 | 680 | 0 | 977 | 11615 | 219 | 1238 | 1000 | 273 | 1200 | 0 | 465 | 0 | 0 | 0 | 0 | 0 | 0 | 0 | 0 | 0
2040-02-17 | 12 | 31.82 | -19886 | -1257 | -1970 | 0 | -2121 | -1859 | 3789 | 0 | 0 | 627 | 79 | 341 | 1579 | 3288 | 432 | 0 | 892 | 11659 | 219 | 1239 | 1000 | 283 | 1200 | 0 | 465 | 0 | 0 | 0 | 0 | 0 | 0 | 0 | 0 | 0
2040-02-17 | 13 | 31.82 | -19656 | -1167 | -2149 | 0 | -2502 | -1859 | 3609 | 0 | 0 | 627 | 79 | 341 | 1250 | 3288 | 215 | 0 | 805 | 12689 | 219 | 1242 | 1000 | 304 | 1200 | 0 | 465 | 0 | 0 | 0 | 0 | 0 | 0 | 0 | 0 | 0
2040-02-17 | 14 | 31.82 | -19267 | -1125 | -2220 | 0 | -1211 | -1859 | 3303 | 0 | 0 | 627 | 79 | 341 | 1250 | 3288 | 74 | 0 | 688 | 11584 | 219 | 1244 | 1000 | 322 | 1200 | 0 | 465 | 0 | 0 | 0 | 0 | 0 | 0 | 0 | 0 | 0
2040-02-17 | 15 | 42.99 | -18951 | -1083 | -2292 | 0 | 0 | 0 | 3049 | 0 | 0 | 678 | 79 | 341 | 1799 | 3288 | 14 | 0 | 642 | 7994 | 219 | 1241 | 1000 | 317 | 1200 | 0 | 465 | 0 | 0 | 0 | 0 | 0 | 0 | 0 | 0 | 0
2040-02-17 | 16 | 43.49 | -18996 | -1083 | -2184 | 0 | 420 | 980 | 3086 | 0 | 0 | 1060 | 79 | 341 | 3923 | 3288 | 2 | 0 | 630 | 4036 | 219 | 1244 | 1000 | 290 | 1200 | 0 | 465 | 0 | 0 | 0 | 0 | 0 | 0 | 0 | 0 | 0
2040-02-17 | 17 | 43.49 | -19687 | -1083 | -2149 | 0 | 953 | 1557 | 3635 | 0 | 0 | 1405 | 79 | 341 | 5543 | 3288 | 16 | 0 | 551 | 1143 | 219 | 1235 | 1000 | 290 | 1200 | 0 | 465 | 0 | 0 | 0 | 0 | 0 | 0 | 0 | 0 | 0
2040-02-17 | 18 | 43.49 | -21206 | -1125 | -2220 | 0 | 2331 | 1557 | 4835 | 0 | 0 | 1423 | 79 | 341 | 5688 | 3288 | 30 | 0 | 533 | 32 | 219 | 1229 | 1000 | 302 | 1200 | 0 | 465 | 0 | 0 | 0 | 0 | 0 | 0 | 0 | 0 | 0
2040-02-17 | 19 | 43.49 | -21770 | -1212 | -2292 | 0 | 2156 | 1557 | 5284 | 0 | 0 | 1423 | 79 | 341 | 5849 | 3288 | 88 | 0 | 776 | 0 | 219 | 1227 | 1000 | 322 | 1200 | 0 | 465 | 0 | 0 | 0 | 0 | 0 | 0 | 0 | 0 | 0
2040-02-17 | 20 | 43.49 | -21263 | -1212 | -2149 | 0 | 1526 | 1553 | 4882 | 0 | 0 | 1423 | 79 | 341 | 6168 | 3288 | 102 | 0 | 814 | 0 | 219 | 1221 | 1000 | 342 | 1200 | 0 | 465 | 0 | 0 | 0 | 0 | 0 | 0 | 0 | 0 | 0
2040-02-17 | 21 | 43.49 | -20535 | -1212 | -2005 | 0 | 367 | 853 | 4306 | 0 | 0 | 1423 | 79 | 341 | 7588 | 3288 | 214 | 0 | 835 | 0 | 219 | 1211 | 1000 | 362 | 1200 | 0 | 465 | 0 | 0 | 0 | 0 | 0 | 0 | 0 | 0 | 0
2040-02-17 | 22 | 43.49 | -19492 | -1212 | -1826 | 0 | 412 | 111 | 3477 | 0 | 0 | 1423 | 79 | 341 | 7588 | 3288 | 403 | 0 | 908 | 0 | 219 | 1214 | 1000 | 403 | 1200 | 0 | 465 | 0 | 0 | 0 | 0 | 0 | 0 | 0 | 0 | 0
2040-02-17 | 23 | 43.49 | -18221 | -1212 | -1826 | 0 | 21 | 0 | 2473 | 0 | 0 | 1362 | 79 | 341 | 7768 | 3288 | 629 | 0 | 770 | 0 | 219 | 1208 | 1000 | 436 | 1200 | 0 | 465 | 0 | 0 | 0 | 0 | 0 | 0 | 0 | 0 | 0
2040-02-17 | 24 | 43.09 | -17134 | -1257 | -1647 | 0 | 0 | 0 | 1612 | 0 | 0 | 1362 | 79 | 341 | 7546 | 3288 | 662 | 0 | 664 | 0 | 219 | 1194 | 1000 | 406 | 1200 | 0 | 465 | 0 | 0 | 0 | 0 | 0 | 0 | 0 | 0 | 0
2040-02-18 | 1 | 42.02 | -16390 | -1302 | -1468 | 0 | 0 | 0 | 528 | 0 | 0 | 1362 | 79 | 341 | 7034 | 3288 | 1051 | 0 | 666 | 0 | 219 | 1187 | 1000 | 739 | 1200 | 0 | 465 | 0 | 0 | 0 | 0 | 0 | 0 | 0 | 0 | 0
2040-02-18 | 2 | 40.93 | -15980 | -1349 | -1253 | 0 | 0 | 0 | 528 | 0 | 0 | 1165 | 79 | 341 | 5927 | 3288 | 1821 | 0 | 630 | 0 | 218 | 1188 | 1000 | 732 | 1200 | 0 | 465 | 0 | 0 | 0 | 0 | 0 | 0 | 0 | 0 | 0
2040-02-18 | 3 | 37.72 | -15818 | -1349 | -1110 | 0 | 0 | 0 | 528 | 0 | 0 | 1060 | 79 | 341 | 4815 | 3288 | 2816 | 0 | 568 | 0 | 219 | 1185 | 1000 | 713 | 1200 | 0 | 465 | 0 | 0 | 0 | 0 | 0 | 0 | 0 | 0 | 0
2040-02-18 | 4 | 38.14 | -15883 | -1349 | -1038 | 0 | 0 | 0 | 528 | 0 | 0 | 990 | 79 | 341 | 4800 | 3288 | 3215 | 0 | 589 | 0 | 219 | 1187 | 1000 | 370 | 1200 | 0 | 465 | 0 | 0 | 0 | 0 | 0 | 0 | 0 | 0 | 0
2040-02-18 | 5 | 31.53 | -16307 | -1349 | -1003 | 0 | 0 | -70 | 528 | 0 | 0 | 904 | 79 | 341 | 3922 | 3288 | 4783 | 0 | 471 | 0 | 219 | 1188 | 1000 | 340 | 1200 | 0 | 465 | 0 | 0 | 0 | 0 | 0 | 0 | 0 | 0 | 0
2040-02-18 | 6 | 34.28 | -17361 | -1397 | -1038 | 0 | 0 | 0 | 550 | 0 | 0 | 936 | 79 | 341 | 4113 | 3288 | 5691 | 0 | 450 | 0 | 219 | 1188 | 1000 | 278 | 1200 | 0 | 465 | 0 | 0 | 0 | 0 | 0 | 0 | 0 | 0 | 0
2040-02-18 | 7 | 37.4 | -18879 | -1349 | -1182 | 0 | 0 | 0 | 1643 | 0 | 0 | 944 | 79 | 341 | 4399 | 3288 | 6021 | 0 | 391 | 6 | 219 | 1188 | 1000 | 226 | 1200 | 0 | 465 | 0 | 0 | 0 | 0 | 0 | 0 | 0 | 0 | 0
2040-02-18 | 8 | 39.26 | -20093 | -1349 | -1361 | 0 | 0 | 0 | 2520 | 0 | 0 | 978 | 79 | 341 | 4724 | 3288 | 5807 | 0 | 321 | 428 | 219 | 1191 | 1000 | 242 | 1200 | 0 | 465 | 0 | 0 | 0 | 0 | 0 | 0 | 0 | 0 | 0
2040-02-18 | 9 | 39.99 | -21184 | -1349 | -1683 | 0 | 0 | 0 | 3303 | 0 | 0 | 1060 | 79 | 341 | 5062 | 3288 | 5124 | 0 | 280 | 1330 | 219 | 1200 | 1000 | 266 | 1200 | 0 | 465 | 0 | 0 | 0 | 0 | 0 | 0 | 0 | 0 | 0
2040-02-18 | 10 | 37.61 | -22012 | -1349 | -1970 | 0 | 0 | 0 | 3900 | 0 | 0 | 944 | 79 | 341 | 4433 | 3288 | 4586 | 0 | 239 | 3133 | 219 | 1223 | 1000 | 282 | 1200 | 0 | 465 | 0 | 0 | 0 | 0 | 0 | 0 | 0 | 0 | 0
2040-02-18 | 11 | 31.52 | -22559 | -1302 | -1791 | 0 | 0 | -991 | 4296 | 0 | 0 | 732 | 79 | 341 | 3753 | 3288 | 4594 | 0 | 228 | 4937 | 219 | 1238 | 1000 | 273 | 1200 | 0 | 465 | 0 | 0 | 0 | 0 | 0 | 0 | 0 | 0 | 0
2040-02-18 | 12 | 39.22 | -22772 | -1302 | -1970 | 0 | 0 | 0 | 4449 | 0 | 0 | 978 | 79 | 341 | 4676 | 3288 | 4088 | 0 | 215 | 3523 | 219 | 1239 | 1000 | 283 | 1200 | 0 | 465 | 0 | 0 | 0 | 0 | 0 | 0 | 0 | 0 | 0
2040-02-18 | 13 | 39.22 | -22706 | -1302 | -2149 | 0 | 0 | 0 | 4402 | 0 | 0 | 1050 | 79 | 341 | 4943 | 3288 | 3543 | 0 | 268 | 3813 | 219 | 1242 | 1000 | 304 | 1200 | 0 | 465 | 0 | 0 | 0 | 0 | 0 | 0 | 0 | 0 | 0
2040-02-18 | 14 | 41.9 | -22520 | -1302 | -2220 | 0 | 0 | 0 | 4269 | 0 | 0 | 1119 | 79 | 341 | 5940 | 3288 | 2571 | 0 | 401 | 3584 | 219 | 1244 | 1000 | 322 | 1200 | 0 | 465 | 0 | 0 | 0 | 0 | 0 | 0 | 0 | 0 | 0
2040-02-18 | 15 | 41.94 | -22222 | -1257 | -2292 | 0 | 0 | 0 | 4053 | 0 | 0 | 1151 | 79 | 341 | 6128 | 3288 | 2204 | 0 | 626 | 3458 | 219 | 1241 | 1000 | 317 | 1200 | 0 | 465 | 0 | 0 | 0 | 0 | 0 | 0 | 0 | 0 | 0
2040-02-18 | 16 | 42.6 | -22162 | -1257 | -2184 | 0 | 0 | 408 | 4011 | 0 | 0 | 1209 | 79 | 341 | 6575 | 3288 | 2298 | 0 | 754 | 2224 | 219 | 1244 | 1000 | 290 | 1200 | 0 | 465 | 0 | 0 | 0 | 0 | 0 | 0 | 0 | 0 | 0
2040-02-18 | 17 | 42.6 | -22550 | -1212 | -2149 | 0 | 0 | 376 | 4291 | 0 | 0 | 1284 | 79 | 341 | 6947 | 3288 | 3080 | 0 | 857 | 958 | 219 | 1235 | 1000 | 290 | 1200 | 0 | 465 | 0 | 0 | 0 | 0 | 0 | 0 | 0 | 0 | 0
2040-02-18 | 18 | 42.44 | -23625 | -1302 | -2220 | 0 | 0 | 0 | 5062 | 0 | 0 | 1166 | 79 | 341 | 6702 | 3288 | 4877 | 0 | 1176 | 42 | 219 | 1229 | 1000 | 302 | 1200 | 0 | 465 | 0 | 0 | 0 | 0 | 0 | 0 | 0 | 0 | 0
2040-02-18 | 19 | 37.61 | -23930 | -1349 | -2292 | 0 | 0 | 0 | 5284 | 0 | 0 | 1018 | 79 | 341 | 4920 | 3288 | 6537 | 0 | 1671 | 0 | 219 | 1227 | 1000 | 322 | 1200 | 0 | 465 | 0 | 0 | 0 | 0 | 0 | 0 | 0 | 0 | 0
2040-02-18 | 20 | 25.6 | -23269 | -1349 | -2149 | 0 | 0 | 0 | 4808 | 0 | 0 | 884 | 79 | 341 | 3825 | 3288 | 7148 | 0 | 1947 | 0 | 219 | 1221 | 1000 | 342 | 1200 | 0 | 465 | 0 | 0 | 0 | 0 | 0 | 0 | 0 | 0 | 0
2040-02-18 | 21 | 24.81 | -22416 | -1445 | -2005 | 0 | 0 | 0 | 4190 | 0 | 0 | 794 | 79 | 325 | 3424 | 3288 | 7225 | 0 | 2084 | 0 | 219 | 1211 | 1000 | 362 | 1200 | 0 | 465 | 0 | 0 | 0 | 0 | 0 | 0 | 0 | 0 | 0
2040-02-18 | 22 | 22.37 | -21234 | -1493 | -1826 | 0 | 0 | -169 | 3339 | 0 | 0 | 755 | 79 | 177 | 3223 | 3288 | 7179 | 0 | 2180 | 0 | 219 | 1214 | 1000 | 403 | 1200 | 0 | 465 | 0 | 0 | 0 | 0 | 0 | 0 | 0 | 0 | 0
2040-02-18 | 23 | 24.2 | -19791 | -1595 | -1826 | 0 | 0 | 0 | 2299 | 0 | 0 | 794 | 79 | 245 | 3285 | 3288 | 6444 | 0 | 2251 | 0 | 219 | 1208 | 1000 | 436 | 1200 | 0 | 465 | 0 | 0 | 0 | 0 | 0 | 0 | 0 | 0 | 0
2040-02-18 | 24 | 30.24 | -18644 | -1646 | -1647 | 0 | 0 | 125 | 1474 | 0 | 0 | 744 | 79 | 341 | 2668 | 3288 | 6492 | 0 | 2242 | 0 | 219 | 1194 | 1000 | 406 | 1200 | 0 | 465 | 0 | 0 | 0 | 0 | 0 | 0 | 0 | 0 | 0
2040-02-19 | 1 | 28.71 | -17910 | -1750 | -1110 | 0 | -101 | -376 | 671 | 0 | 0 | 709 | 79 | 341 | 2510 | 3288 | 6640 | 0 | 2199 | 0 | 219 | 1187 | 1000 | 739 | 1200 | 0 | 465 | 0 | 0 | 0 | 0 | 0 | 0 | 0 | 0 | 0
2040-02-19 | 2 | 28.71 | -17523 | -1858 | -1003 | 0 | 0 | -557 | 528 | 0 | 0 | 709 | 79 | 341 | 2483 | 3288 | 6521 | 0 | 2189 | 0 | 218 | 1188 | 1000 | 732 | 1200 | 0 | 465 | 0 | 0 | 0 | 0 | 0 | 0 | 0 | 0 | 0
2040-02-19 | 3 | 28.71 | -17411 | -1858 | -859 | 0 | 0 | -725 | 528 | 0 | 0 | 681 | 79 | 341 | 2315 | 3288 | 6743 | 0 | 2097 | 0 | 219 | 1185 | 1000 | 713 | 1200 | 0 | 465 | 0 | 0 | 0 | 0 | 0 | 0 | 0 | 0 | 0
2040-02-19 | 4 | 28.71 | -17554 | -1915 | -824 | 0 | 0 | -199 | 528 | 0 | 0 | 692 | 79 | 341 | 2315 | 3288 | 6703 | 0 | 2105 | 0 | 219 | 1187 | 1000 | 370 | 1200 | 0 | 465 | 0 | 0 | 0 | 0 | 0 | 0 | 0 | 0 | 0
2040-02-19 | 5 | 37.71 | -18161 | -1972 | -824 | 0 | 0 | 0 | 845 | 0 | 0 | 730 | 79 | 341 | 2592 | 3288 | 6621 | 0 | 2048 | 0 | 219 | 1188 | 1000 | 340 | 1200 | 0 | 465 | 0 | 0 | 0 | 0 | 0 | 0 | 0 | 0 | 0
2040-02-19 | 6 | 34.28 | -19586 | -1972 | -859 | 0 | 0 | 0 | 1855 | 0 | 0 | 794 | 79 | 341 | 3529 | 3288 | 6180 | 0 | 2003 | 0 | 219 | 1188 | 1000 | 278 | 1200 | 0 | 465 | 0 | 0 | 0 | 0 | 0 | 0 | 0 | 0 | 0
2040-02-19 | 7 | 38.14 | -21683 | -1972 | -1074 | 0 | 0 | 0 | 3334 | 0 | 0 | 936 | 79 | 341 | 4208 | 3288 | 6191 | 0 | 2030 | 24 | 219 | 1188 | 1000 | 226 | 1200 | 0 | 465 | 0 | 0 | 0 | 0 | 0 | 0 | 0 | 0 | 0
2040-02-19 | 8 | 38.8 | -22984 | -2085 | -1325 | 0 | 0 | 19 | 4254 | 0 | 0 | 944 | 79 | 341 | 4444 | 3288 | 5797 | 0 | 1935 | 977 | 219 | 1191 | 1000 | 242 | 1200 | 0 | 465 | 0 | 0 | 0 | 0 | 0 | 0 | 0 | 0 | 0
2040-02-19 | 9 | 28.71 | -23400 | -1972 | -1576 | 0 | 0 | -1195 | 4544 | 0 | 0 | 709 | 79 | 341 | 3589 | 3288 | 5478 | 0 | 1871 | 3894 | 219 | 1200 | 1000 | 266 | 1200 | 0 | 465 | 0 | 0 | 0 | 0 | 0 | 0 | 0 | 0 | 0
2040-02-19 | 10 | 28.71 | -23509 | -1804 | -1826 | 0 | -16 | -1859 | 4624 | 0 | 0 | 634 | 79 | 341 | 1948 | 3288 | 4927 | 0 | 1846 | 6940 | 219 | 1223 | 1000 | 282 | 1200 | 0 | 465 | 0 | 0 | 0 | 0 | 0 | 0 | 0 | 0 | 0
2040-02-19 | 11 | 28.71 | -23578 | -1646 | -1791 | 0 | -1818 | -1859 | 4671 | 0 | 0 | 627 | 79 | 341 | 1848 | 3288 | 3921 | 0 | 1833 | 9688 | 219 | 1238 | 1000 | 273 | 1200 | 0 | 465 | 0 | 0 | 0 | 0 | 0 | 0 | 0 | 0 | 0
2040-02-19 | 12 | 28.71 | -23413 | -1544 | -1540 | 0 | -3665 | -1859 | 4555 | 0 | 0 | 627 | 79 | 341 | 1848 | 3288 | 2916 | 0 | 1838 | 12123 | 219 | 1239 | 1000 | 283 | 1200 | 0 | 465 | 0 | 0 | 0 | 0 | 0 | 0 | 0 | 0 | 0
2040-02-19 | 13 | 28.71 | -23071 | -1397 | -2005 | 0 | -3205 | -1859 | 4312 | 0 | 0 | 627 | 79 | 341 | 1848 | 3288 | 2442 | 0 | 1918 | 12253 | 219 | 1242 | 1000 | 304 | 1200 | 0 | 465 | 0 | 0 | 0 | 0 | 0 | 0 | 0 | 0 | 0
2040-02-19 | 14 | 28.71 | -22727 | -1302 | -1970 | 0 | -1739 | -1859 | 4069 | 0 | 0 | 627 | 79 | 341 | 1558 | 3288 | 2001 | 0 | 1961 | 11223 | 219 | 1244 | 1000 | 322 | 1200 | 0 | 465 | 0 | 0 | 0 | 0 | 0 | 0 | 0 | 0 | 0
2040-02-19 | 15 | 28.71 | -22245 | -1257 | -1755 | 0 | -177 | -1032 | 3731 | 0 | 0 | 634 | 79 | 341 | 1463 | 3288 | 1724 | 0 | 1966 | 8798 | 219 | 1241 | 1000 | 317 | 1200 | 0 | 465 | 0 | 0 | 0 | 0 | 0 | 0 | 0 | 0 | 0
2040-02-19 | 16 | 38.8 | -21978 | -1257 | -2328 | 0 | 0 | 827 | 3540 | 0 | 0 | 944 | 79 | 341 | 3453 | 3288 | 1702 | 0 | 1969 | 5001 | 219 | 1244 | 1000 | 290 | 1200 | 0 | 465 | 0 | 0 | 0 | 0 | 0 | 0 | 0 | 0 | 0
2040-02-19 | 17 | 39.87 | -22398 | -1257 | -2972 | 0 | 1805 | 1859 | 3836 | 0 | 0 | 1405 | 79 | 341 | 4365 | 3288 | 1825 | 0 | 1869 | 1546 | 219 | 1235 | 1000 | 290 | 1200 | 0 | 465 | 0 | 0 | 0 | 0 | 0 | 0 | 0 | 0 | 0
2040-02-19 | 18 | 39.87 | -23817 | -1349 | -3581 | 0 | 3461 | 1859 | 4840 | 0 | 0 | 1423 | 79 | 341 | 4483 | 3288 | 2697 | 0 | 1812 | 49 | 219 | 1229 | 1000 | 302 | 1200 | 0 | 465 | 0 | 0 | 0 | 0 | 0 | 0 | 0 | 0 | 0
2040-02-19 | 19 | 39.87 | -24448 | -1445 | -3438 | 0 | 3025 | 1859 | 5284 | 0 | 0 | 1423 | 79 | 341 | 4923 | 3288 | 2837 | 0 | 1839 | 0 | 219 | 1227 | 1000 | 322 | 1200 | 0 | 465 | 0 | 0 | 0 | 0 | 0 | 0 | 0 | 0 | 0
2040-02-19 | 20 | 39.87 | -23968 | -1493 | -2435 | 0 | 928 | 1859 | 4946 | 0 | 0 | 1405 | 79 | 341 | 5213 | 3288 | 3479 | 0 | 1912 | 0 | 219 | 1221 | 1000 | 342 | 1200 | 0 | 465 | 0 | 0 | 0 | 0 | 0 | 0 | 0 | 0 | 0
2040-02-19 | 21 | 38.8 | -23175 | -1595 | -2220 | 0 | 0 | 1322 | 4386 | 0 | 0 | 1165 | 79 | 341 | 5139 | 3288 | 4779 | 0 | 2034 | 0 | 219 | 1211 | 1000 | 362 | 1200 | 0 | 465 | 0 | 0 | 0 | 0 | 0 | 0 | 0 | 0 | 0
2040-02-19 | 22 | 38.8 | -21947 | -1646 | -1862 | 0 | 0 | 295 | 3519 | 0 | 0 | 1093 | 79 | 341 | 5139 | 3288 | 5109 | 0 | 2091 | 0 | 219 | 1214 | 1000 | 403 | 1200 | 0 | 465 | 0 | 0 | 0 | 0 | 0 | 0 | 0 | 0 | 0
2040-02-19 | 23 | 37.4 | -20378 | -1696 | -1540 | 0 | 0 | 0 | 2410 | 0 | 0 | 1018 | 79 | 341 | 4851 | 3288 | 5008 | 0 | 2091 | 0 | 219 | 1208 | 1000 | 436 | 1200 | 0 | 465 | 0 | 0 | 0 | 0 | 0 | 0 | 0 | 0 | 0
2040-02-19 | 24 | 33.57 | -19080 | -1750 | -1253 | 0 | 0 | 0 | 1495 | 0 | 0 | 944 | 79 | 341 | 4206 | 3288 | 5183 | 0 | 2063 | 0 | 219 | 1194 | 1000 | 406 | 1200 | 0 | 465 | 0 | 0 | 0 | 0 | 0 | 0 | 0 | 0 | 0
2040-02-20 | 1 | 38.05 | -18272 | -1804 | -1110 | 0 | -599 | 0 | 814 | 0 | 0 | 978 | 79 | 341 | 4890 | 3288 | 4506 | 0 | 2080 | 0 | 219 | 1187 | 1000 | 739 | 1200 | 0 | 465 | 0 | 0 | 0 | 0 | 0 | 0 | 0 | 0 | 0
2040-02-20 | 2 | 38.05 | -17841 | -1858 | -1003 | 0 | -528 | 0 | 528 | 0 | 0 | 978 | 79 | 341 | 4890 | 3288 | 4247 | 0 | 2076 | 0 | 218 | 1188 | 1000 | 732 | 1200 | 0 | 465 | 0 | 0 | 0 | 0 | 0 | 0 | 0 | 0 | 0
2040-02-20 | 3 | 38.81 | -17707 | -1972 | -859 | 0 | 0 | 0 | 528 | 0 | 0 | 1060 | 79 | 341 | 4969 | 3288 | 3466 | 0 | 2025 | 0 | 219 | 1185 | 1000 | 713 | 1200 | 0 | 465 | 0 | 0 | 0 | 0 | 0 | 0 | 0 | 0 | 0
2040-02-20 | 4 | 41.95 | -17813 | -1972 | -824 | 0 | 0 | 0 | 528 | 0 | 0 | 1119 | 79 | 341 | 6100 | 3288 | 2787 | 0 | 1925 | 0 | 219 | 1187 | 1000 | 370 | 1200 | 0 | 465 | 0 | 0 | 0 | 0 | 0 | 0 | 0 | 0 | 0
2040-02-20 | 5 | 42.96 | -18379 | -1972 | -824 | 0 | 0 | 0 | 888 | 0 | 0 | 1284 | 79 | 341 | 7212 | 3288 | 1931 | 0 | 1740 | 0 | 219 | 1188 | 1000 | 340 | 1200 | 0 | 465 | 0 | 0 | 0 | 0 | 0 | 0 | 0 | 0 | 0
2040-02-20 | 6 | 44.23 | -19784 | -1972 | -859 | 0 | 0 | 0 | 1871 | 0 | 0 | 1405 | 79 | 341 | 8164 | 3288 | 1592 | 0 | 1527 | 0 | 219 | 1188 | 1000 | 278 | 1200 | 0 | 465 | 0 | 0 | 0 | 0 | 0 | 0 | 0 | 0 | 0
2040-02-20 | 7 | 48.14 | -21886 | -1972 | -1074 | 0 | 0 | 0 | 3345 | 0 | 0 | 1423 | 79 | 341 | 9647 | 3288 | 1201 | 0 | 1285 | 26 | 219 | 1188 | 1000 | 226 | 1200 | 0 | 465 | 0 | 0 | 0 | 0 | 0 | 0 | 0 | 0 | 0
2040-02-20 | 8 | 48.14 | -23152 | -1972 | -1325 | 0 | 0 | 0 | 4227 | 0 | 0 | 1423 | 79 | 341 | 9635 | 3288 | 918 | 0 | 1137 | 1084 | 219 | 1191 | 1000 | 242 | 1200 | 0 | 465 | 0 | 0 | 0 | 0 | 0 | 0 | 0 | 0 | 0
2040-02-20 | 9 | 42.44 | -23656 | -1858 | -1576 | 0 | 0 | 0 | 4581 | 0 | 0 | 1244 | 79 | 341 | 7273 | 3288 | 564 | 0 | 919 | 4451 | 219 | 1200 | 1000 | 266 | 1200 | 0 | 465 | 0 | 0 | 0 | 0 | 0 | 0 | 0 | 0 | 0
2040-02-20 | 10 | 38.05 | -23756 | -1750 | -1826 | 0 | -462 | 0 | 4650 | 0 | 0 | 944 | 79 | 341 | 4952 | 3288 | 232 | 0 | 630 | 8289 | 219 | 1223 | 1000 | 282 | 1200 | 0 | 465 | 0 | 0 | 0 | 0 | 0 | 0 | 0 | 0 | 0
2040-02-20 | 11 | 38.05 | -23708 | -1595 | -1791 | 0 | -2970 | 0 | 4618 | 0 | 0 | 681 | 79 | 341 | 4914 | 3288 | 94 | 0 | 525 | 11129 | 219 | 1238 | 1000 | 273 | 1200 | 0 | 465 | 0 | 0 | 0 | 0 | 0 | 0 | 0 | 0 | 0
2040-02-20 | 12 | 38.05 | -23573 | -1493 | -1540 | 0 | -3429 | 0 | 4523 | 0 | 0 | 646 | 79 | 341 | 4914 | 3288 | 74 | 0 | 461 | 11303 | 219 | 1239 | 1000 | 283 | 1200 | 0 | 465 | 0 | 0 | 0 | 0 | 0 | 0 | 0 | 0 | 0
2040-02-20 | 13 | 38.05 | -23374 | -1445 | -2005 | 0 | -3591 | 0 | 4386 | 0 | 0 | 634 | 79 | 341 | 4878 | 3288 | 51 | 0 | 461 | 11868 | 219 | 1242 | 1000 | 304 | 1200 | 0 | 465 | 0 | 0 | 0 | 0 | 0 | 0 | 0 | 0 | 0
2040-02-20 | 14 | 38.05 | -23234 | -1397 | -1970 | 0 | -1439 | 0 | 4285 | 0 | 0 | 794 | 79 | 341 | 4824 | 3288 | 39 | 0 | 469 | 9472 | 219 | 1244 | 1000 | 322 | 1200 | 0 | 465 | 0 | 0 | 0 | 0 | 0 | 0 | 0 | 0 | 0
2040-02-20 | 15 | 38.05 | -23000 | -1397 | -1755 | 0 | 0 | 0 | 4122 | 0 | 0 | 1018 | 79 | 341 | 4893 | 3288 | 65 | 0 | 452 | 7453 | 219 | 1241 | 1000 | 317 | 1200 | 0 | 465 | 0 | 0 | 0 | 0 | 0 | 0 | 0 | 0 | 0
2040-02-20 | 16 | 44.56 | -22921 | -1349 | -2328 | 0 | 0 | 0 | 4069 | 0 | 0 | 1362 | 79 | 341 | 7692 | 3288 | 108 | 0 | 428 | 4814 | 219 | 1244 | 1000 | 290 | 1200 | 0 | 465 | 0 | 0 | 0 | 0 | 0 | 0 | 0 | 0 | 0
2040-02-20 | 17 | 50.74 | -23279 | -1302 | -2972 | 0 | 2100 | 0 | 4317 | 100 | 0 | 1423 | 79 | 388 | 9386 | 3288 | 147 | 0 | 396 | 1521 | 219 | 1235 | 1000 | 290 | 1200 | 0 | 465 | 0 | 0 | 0 | 0 | 0 | 0 | 0 | 0 | 0
2040-02-20 | 18 | 50.74 | -24393 | -1349 | -3581 | 0 | 3896 | 0 | 5099 | 100 | 0 | 1423 | 79 | 388 | 9975 | 3288 | 223 | 0 | 397 | 42 | 219 | 1229 | 1000 | 302 | 1200 | 0 | 465 | 0 | 0 | 0 | 0 | 0 | 0 | 0 | 0 | 0
2040-02-20 | 19 | 50.74 | -24660 | -1397 | -3438 | 0 | 2825 | 0 | 5284 | 100 | 0 | 1423 | 79 | 388 | 10819 | 3288 | 336 | 0 | 521 | 0 | 219 | 1227 | 1000 | 322 | 1200 | 0 | 465 | 0 | 0 | 0 | 0 | 0 | 0 | 0 | 0 | 0
2040-02-20 | 20 | 50.74 | -23998 | -1397 | -2435 | 0 | 1470 | 0 | 4819 | 100 | 0 | 1423 | 79 | 388 | 10819 | 3288 | 475 | 0 | 524 | 0 | 219 | 1221 | 1000 | 342 | 1200 | 0 | 465 | 0 | 0 | 0 | 0 | 0 | 0 | 0 | 0 | 0
2040-02-20 | 21 | 50.74 | -23027 | -1397 | -2220 | 0 | 905 | 0 | 4143 | 90 | 0 | 1423 | 79 | 360 | 10533 | 3288 | 778 | 0 | 590 | 0 | 219 | 1211 | 1000 | 362 | 1200 | 0 | 465 | 0 | 0 | 0 | 0 | 0 | 0 | 0 | 0 | 0
2040-02-20 | 22 | 45.2 | -21653 | -1445 | -1862 | 0 | 0 | 0 | 3181 | 0 | 0 | 1423 | 79 | 341 | 9166 | 3288 | 2336 | 0 | 645 | 0 | 219 | 1214 | 1000 | 403 | 1200 | 0 | 465 | 0 | 0 | 0 | 0 | 0 | 0 | 0 | 0 | 0
2040-02-20 | 23 | 40.06 | -19984 | -1445 | -1540 | 0 | 0 | 0 | 2013 | 0 | 0 | 1119 | 79 | 341 | 6008 | 3288 | 5030 | 0 | 563 | 0 | 219 | 1208 | 1000 | 436 | 1200 | 0 | 465 | 0 | 0 | 0 | 0 | 0 | 0 | 0 | 0 | 0
2040-02-20 | 24 | 36.96 | -18581 | -1445 | -1253 | 0 | 0 | 0 | 1030 | 0 | 0 | 822 | 79 | 341 | 3506 | 3288 | 7191 | 0 | 538 | 0 | 219 | 1194 | 1000 | 406 | 1200 | 0 | 465 | 0 | 0 | 0 | 0 | 0 | 0 | 0 | 0 | 0
2040-02-21 | 1 | 27.7 | -17668 | -1445 | -1110 | 0 | 0 | -974 | 1532 | 0 | 0 | 681 | 79 | 341 | 2650 | 3288 | 7279 | 0 | 538 | 0 | 219 | 1187 | 1000 | 739 | 1200 | 0 | 465 | 0 | 0 | 0 | 0 | 0 | 0 | 0 | 0 | 0
2040-02-21 | 2 | 27.7 | -17130 | -1445 | -1003 | 0 | 0 | -365 | 1125 | 0 | 0 | 678 | 79 | 341 | 1809 | 3288 | 7290 | 0 | 530 | 0 | 218 | 1188 | 1000 | 732 | 1200 | 0 | 465 | 0 | 0 | 0 | 0 | 0 | 0 | 0 | 0 | 0
2040-02-21 | 3 | 27.7 | -16865 | -1397 | -859 | 0 | 0 | -97 | 919 | 0 | 0 | 646 | 79 | 341 | 1151 | 3288 | 7305 | 0 | 708 | 0 | 219 | 1185 | 1000 | 713 | 1200 | 0 | 465 | 0 | 0 | 0 | 0 | 0 | 0 | 0 | 0 | 0
2040-02-21 | 4 | 29.8 | -16807 | -1349 | -824 | 0 | 0 | 0 | 877 | 0 | 0 | 634 | 79 | 341 | 1212 | 3288 | 7305 | 0 | 802 | 0 | 219 | 1187 | 1000 | 370 | 1200 | 0 | 465 | 0 | 0 | 0 | 0 | 0 | 0 | 0 | 0 | 0
2040-02-21 | 5 | 29.8 | -17181 | -1302 | -824 | 0 | 0 | 0 | 1162 | 0 | 0 | 634 | 79 | 341 | 1177 | 3288 | 7320 | 0 | 893 | 0 | 219 | 1188 | 1000 | 340 | 1200 | 0 | 465 | 0 | 0 | 0 | 0 | 0 | 0 | 0 | 0 | 0
2040-02-21 | 6 | 37.43 | -18394 | -1257 | -859 | 0 | 0 | 36 | 2092 | 0 | 0 | 634 | 79 | 341 | 1383 | 3288 | 7320 | 0 | 987 | 0 | 219 | 1188 | 1000 | 278 | 1200 | 0 | 465 | 0 | 0 | 0 | 0 | 0 | 0 | 0 | 0 | 0
2040-02-21 | 7 | 37.43 | -20200 | -1257 | -1074 | 0 | 0 | 621 | 3472 | 0 | 0 | 681 | 79 | 341 | 1537 | 3288 | 7330 | 0 | 857 | 29 | 219 | 1188 | 1000 | 226 | 1200 | 0 | 465 | 0 | 0 | 0 | 0 | 0 | 0 | 0 | 0 | 0
2040-02-21 | 8 | 37.43 | -21531 | -1257 | -1325 | 0 | 0 | 406 | 4486 | 0 | 0 | 678 | 79 | 276 | 1601 | 3288 | 7302 | 0 | 736 | 944 | 219 | 1191 | 1000 | 242 | 1200 | 0 | 465 | 0 | 0 | 0 | 0 | 0 | 0 | 0 | 0 | 0
2040-02-21 | 9 | 11 | -22179 | -1257 | -1576 | 0 | -111 | -339 | 4983 | 0 | 0 | 627 | 79 | 175 | 320 | 3288 | 7305 | 0 | 689 | 4042 | 219 | 1200 | 603 | 266 | 1200 | 0 | 465 | 0 | 0 | 0 | 0 | 0 | 397 | 0 | 0 | 0
2040-02-21 | 10 | 5 | -22307 | -1212 | -1826 | 0 | -512 | -1859 | 5083 | 0 | 0 | 627 | 79 | 160 | 320 | 3288 | 7327 | 0 | 690 | 7034 | 219 | 1223 | 0 | 0 | 1200 | 0 | 465 | 0 | 0 | 0 | 0 | 0 | 1000 | 282 | 0 | 0
2040-02-21 | 11 | 5 | -22219 | -1167 | -1791 | 0 | -2598 | -1859 | 5015 | 0 | 0 | 627 | 79 | 160 | 320 | 3288 | 7338 | 0 | 642 | 9043 | 219 | 1238 | 0 | 0 | 1200 | 0 | 465 | 0 | 0 | 0 | 0 | 0 | 1000 | 273 | 0 | 0
2040-02-21 | 12 | 5 | -22025 | -1041 | -1540 | 0 | -3584 | -1859 | 4867 | 0 | 0 | 627 | 79 | 160 | 320 | 3288 | 7288 | 0 | 665 | 9633 | 219 | 1239 | 0 | 0 | 1200 | 0 | 465 | 0 | 0 | 0 | 0 | 0 | 1000 | 283 | 0 | 0
2040-02-21 | 13 | 5 | -21571 | -922 | -2005 | 0 | -3177 | -1859 | 4518 | 0 | 0 | 627 | 79 | 160 | 320 | 3288 | 7189 | 0 | 798 | 9440 | 219 | 1232 | 0 | 0 | 1200 | 0 | 465 | 0 | 0 | 0 | 0 | 10 | 1000 | 304 | 0 | 0
2040-02-21 | 14 | 5 | -21289 | -775 | -1970 | 0 | -2364 | -1859 | 4301 | 0 | 0 | 627 | 79 | 160 | 320 | 3288 | 6985 | 0 | 810 | 8559 | 219 | 1244 | 0 | 0 | 1200 | 0 | 465 | 0 | 0 | 0 | 0 | 0 | 1000 | 322 | 0 | 0
2040-02-21 | 15 | 5 | -20771 | -676 | -1755 | 0 | -1401 | -1853 | 3905 | 0 | 0 | 627 | 79 | 160 | 320 | 3288 | 6855 | 0 | 993 | 7270 | 219 | 1076 | 0 | 0 | 1200 | 0 | 465 | 0 | 0 | 0 | 0 | 165 | 1000 | 317 | 0 | 0
2040-02-21 | 16 | 10 | -20527 | -613 | -2328 | 0 | 0 | 0 | 3720 | 0 | 0 | 627 | 79 | 160 | 320 | 3288 | 6747 | 0 | 1037 | 4088 | 219 | 1244 | 0 | 274 | 1200 | 0 | 465 | 0 | 0 | 0 | 0 | 0 | 1000 | 16 | 0 | 0
2040-02-21 | 17 | 12.3 | -20860 | -643 | -2972 | 0 | 1519 | 833 | 3974 | 0 | 0 | 709 | 79 | 160 | 320 | 3288 | 6673 | 0 | 1128 | 1383 | 219 | 1235 | 1000 | 290 | 1200 | 0 | 465 | 0 | 0 | 0 | 0 | 0 | 0 | 0 | 0 | 0
2040-02-21 | 18 | 12.3 | -21956 | -676 | -3581 | 0 | 3082 | 1444 | 4814 | 0 | 0 | 944 | 79 | 160 | 0 | 3288 | 6666 | 0 | 1259 | 64 | 219 | 1229 | 1000 | 302 | 1200 | 0 | 465 | 0 | 0 | 0 | 0 | 0 | 0 | 0 | 0 | 0